## nomenclator
ITEMKEY | ITEMNAME | ITEMKEY | Salestext | FILTER | PRICE RON WITHOUT VAT | Stocabil DO (s sau n) | Unitate ambalare (buc) | Nr Poli | Bax | Greutate neta | Unit. Mas. | Dimensiuni (mmxmmxmm) | NAE/UPC | Marcaj terminare disponibilitate | Familie produse | Divizie | Unitatea minima de ambalare livrabila (buc)
35130 | +AK-PKZ0 | 35130 | accesorii PKZ0 | 33 | cerere oferta | N | 10 | 0 | 1 | 0.01 | KG | 26X26X32 | 4015080351306 |  | 701 | ICD | 1
73302 | +A-PKZ0(230V50HZ) | 73302 | declansator minima tensiune A-PKZ0 | 33 | cerere oferta | N | 1 | 0 | 1 | 0.1 | KG | 68X24X90 | 4015080733027 |  | 701 | ICD | 1
73309 | +A-PKZ0(400V50HZ) | 73309 | declansator minima tensiune A-PKZ0 | 33 | cerere oferta | N | 1 | 0 | 1 | 0.1 | KG | 68X24X90 | 4015080733096 |  | 701 | ICD | 1
260360 | +CI-K4-PKZ4-G | 260360 | cutie din material izolant PKZ4 maner ne | 33 | cerere oferta | N | 1 | 0 | 1 | 0.848 | KG | 132X100X180 | 4015082603601 |  | 293 | ICD | 1
260361 | +CI-K4-PKZ4-GR | 260361 | cutie din material izolant PKZ4 maner ro | 33 | cerere oferta | N | 1 | 0 | 1 | 0.848 | KG | 132X100X180 | 4015082603618 |  | 293 | ICD | 1
32359 | +CI-PKZ0 | 32359 | accesoriiCI-PKZ0 | 33 | cerere oferta | N | 2 | 0 | 1 | 0.24 | KG | 98X80X160 | 4015080323594 |  | 293 | ICD | 1
88103 | +CI-PKZ0-G | 88103 | accesoriiCI-PKZ0 | 33 | cerere oferta | N | 2 | 0 | 1 | 0.38 | KG | 125X80X160 | 4015080881032 |  | 293 | ICD | 1
930200 | +DZA16P(*) | 930200 | ACCESS. TRANSFORMERS | 32 | cerere oferta | N | 1 | 0 | 1 | 0.05 | KG | 40X9X45 | 1004752 |  | 306 | ICD | 1
200406 | +DZA16S(*) | 200406 | ACC. control transformer | 32 | cerere oferta | N | 1 | 0 | 1 | 0.05 | KG | 40X9X45 | 1004799 |  | 306 | ICD | 1
1624 | +E8-MCS | 1624 | Accesoriu MCS(N) | 60 | cerere oferta | N | 1 | 0 | 1 | 0.16 | KG | 100X90X43 | 4015080016243 |  | 296 | ICD | 1
81867 | +E-PKZ0-GR | 81867 | accesoriiE(Z)-PKZ0 | 33 | cerere oferta | N | 1 | 0 | 1 | 0.128 | KG | 125X85X129 | 4015080818670 |  | 293 | ICD | 1
226342 | +HTR-MCSN | 226342 | Accesoriu MCS(N) | 60 | cerere oferta | N | 1 | 0 | 1 | 0.063 | KG | 61X97X71 | 4015082263423 |  | 296 | ICD | 1
200763 | +IP23/32A | 200763 | Acc. three-phase transformer | 32 | cerere oferta | N | 1 | 0 | 1 | 6.9 | KG | 263X315X360 | 4015082007638 |  | 306 | ICD | 1
122758 | +IZM-AS22 | 122758 | ON-OFF, Auxiliary switch 2S/2Ö | 21 | cerere oferta | N | 1 | 0 | 1 | 0.215 | KG | 203 2X146 05X82 55 | 4015081203635 |  | 638 | PDC | 1
122759 | +IZM-AS44 | 122759 | ON-OFF, Auxiliary switch 4S/4Ö | 21 | cerere oferta | N | 1 | 0 | 1 | 0.215 | KG | 203 2X146 05X82 55 | 4015081203642 |  | 638 | PDC | 1
122906 | +IZM-DTP2 | 122906 | Change of power supply to 240VAC | 21 | cerere oferta | N | 1 | 0 | 1 | 0.01 | KG | 1X1X1 | 4015081205110 |  | 638 | PDC | 1
122915 | +IZM-DTP-EPA | 122915 | Earth-fault prot./ DT1150, 24/48VDC | 21 | cerere oferta | N | 1 | 0 | 1 | 0.01 | KG | 1X1X1 | 4015081205202 |  | 638 | PDC | 1
122938 | +IZM-DTP-EPA2 | 122938 | Earth-fault prot./ DT1150, 240VAC | 21 | cerere oferta | N | 1 | 0 | 1 | 0.01 | KG | 1X1X1 | 4015081205431 |  | 638 | PDC | 1
122990 | +IZM-DTP-PFBT | 122990 | Power-flow direction bottom to top | 21 | cerere oferta | N | 1 | 0 | 1 | 0.01 | KG | 1X1X1 | 4015081205950 |  | 638 | PDC | 1
122783 | +IZM-DTU-EA | 122783 | Earth-fault alarm/ DT520M, 24/48VDC | 21 | cerere oferta | N | 1 | 0 | 1 | 0.01 | KG | 1X1X1 | 4015081203888 |  | 638 | PDC | 1
122785 | +IZM-DTU-EA2 | 122785 | Earth-fault alarm/ DT520M, 240VAC | 21 | cerere oferta | N | 1 | 0 | 1 | 0.01 | KG | 1X1X1 | 4015081203901 |  | 638 | PDC | 1
122780 | +IZM-DTU-EP | 122780 | Earth-fault prot./ DT520M, 24/48VDC | 21 | cerere oferta | N | 1 | 0 | 1 | 0.01 | KG | 1X1X1 | 4015081203857 |  | 638 | PDC | 1
122782 | +IZM-DTU-EP2 | 122782 | Earth-fault prot./ DT520M, 240VAC | 21 | cerere oferta | N | 1 | 0 | 1 | 0.01 | KG | 1X1X1 | 4015081203871 |  | 638 | PDC | 1
122779 | +IZM-DTU-HA2 | 122779 | Highload alarm/ DT520M, 240VAC | 21 | cerere oferta | N | 1 | 0 | 1 | 0.01 | KG | 1X1X1 | 4015081203840 |  | 638 | PDC | 1
122776 | +IZM-DTV-EP | 122776 | Earth-fault prot./ DT520LSI | 21 | cerere oferta | N | 1 | 0 | 1 | 0.01 | KG | 1X1X1 | 4015081203819 |  | 638 | PDC | 1
122772 | +IZM-KLP-SO-CASTELL | 122772 | Keylock Safe-OFF, CASTELL provision | 21 | cerere oferta | N | 1 | 0 | 1 | 0.306 | KG | 203 2X146 05X82 55 | 4015081203772 |  | 638 | PDC | 1
122770 | +IZM-KLP-SO-CES | 122770 | Keylock Safe-OFF, CES provision | 21 | cerere oferta | N | 1 | 0 | 1 | 0.306 | KG | 203 2X146 05X82 55 | 4015081203758 |  | 638 | PDC | 1
122771 | +IZM-KLP-SO-KIRK | 122771 | Keylock Safe-OFF, KIRK provision | 21 | cerere oferta | N | 1 | 0 | 1 | 0.315 | KG | 203 2X146 05X82 55 | 4015081203765 |  | 638 | PDC | 1
122773 | +IZM-KLP-SO-RONIS | 122773 | Keylock Safe-OFF, RONIS provision | 21 | cerere oferta | N | 1 | 0 | 1 | 0.315 | KG | 203 2X146 05X82 55 | 4015081203789 |  | 638 | PDC | 1
122761 | +IZM-LCS | 122761 | Latch check switch (LCS/HIB), 1CO | 21 | cerere oferta | N | 1 | 0 | 1 | 0.245 | KG | 203 2X146 05X82 55 | 4015081203666 |  | 638 | PDC | 1
122760 | +IZM-LCS-SR | 122760 | Latch check switch, wired to SR, 1CO | 21 | cerere oferta | N | 1 | 0 | 1 | 0.237 | KG | 203 2X146 05X82 55 | 4015081203659 |  | 638 | PDC | 1
122733 | +IZM-M110AC | 122733 | Motor operator 110-125 VAC | 21 | cerere oferta | N | 1 | 0 | 1 | 3.159 | KG | 190 5X177 8X165 1 | 4015081203383 |  | 638 | PDC | 1
122731 | +IZM-M110DC | 122731 | Motor operator 110-125 VDC | 21 | cerere oferta | N | 1 | 0 | 1 | 3.159 | KG | 190 5X177 8X165 1 | 4015081203369 |  | 638 | PDC | 1
122732 | +IZM-M220DC | 122732 | Motor operator 220-250 VDC | 21 | cerere oferta | N | 1 | 0 | 1 | 3.103 | KG | 190 5X177 8X165 1 | 4015081203376 |  | 638 | PDC | 1
122734 | +IZM-M230AC | 122734 | Motor operator 220-250 VAC | 21 | cerere oferta | N | 1 | 0 | 1 | 3.103 | KG | 190 5X177 8X165 1 | 4015081203390 |  | 638 | PDC | 1
122729 | +IZM-M24DC | 122729 | Motor operator 24 VDC | 21 | cerere oferta | N | 1 | 0 | 1 | 2.866 | KG | 190 5X177 8X165 1 | 4015081203345 |  | 638 | PDC | 1
122730 | +IZM-M48DC | 122730 | Motor operator 48 VDC | 21 | cerere oferta | N | 1 | 0 | 1 | 3.059 | KG | 190 5X177 8X165 1 | 4015081203352 |  | 638 | PDC | 1
123079 | +IZM-M60DC | 123079 | Motor operator 60 VDC | 21 | cerere oferta | N | 1 | 0 | 1 | 3.059 | KG | 190 5X177 8X165 1 | 4015081206841 |  | 638 | PDC | 1
122735 | +IZM-OC | 122735 | Operations counter | 21 | cerere oferta | N | 1 | 0 | 1 | 0.431 | KG | 203 2X146 05X82 55 | 4015081203406 |  | 638 | PDC | 1
122762 | +IZM-OTS | 122762 | Overcurrent trip switch (OTS/HIA), 2CO | 21 | cerere oferta | N | 1 | 0 | 1 | 0.215 | KG | 203 2X146 05X82 55 | 4015081203673 |  | 638 | PDC | 1
125820 | +IZM-PLPC-CB-M | 125820 | Padlockable pushbutton close bl. metal | 21 | cerere oferta | N | 1 | 0 | 1 | 0.25 | KG | 203 2X146 05X82 55 | 4015081234202 |  | 638 | PDC | 1
125649 | +IZM-PLPC-CB-P | 125649 | Padlockable pushbutton close bl. plastic | 21 | cerere oferta | N | 1 | 0 | 1 | 0.164 | KG | 203 2X146 05X82 55 | 4015081232598 |  | 638 | PDC | 1
122768 | +IZM-PLPC-M | 122768 | Padlockable pushbutton cover, metal | 21 | cerere oferta | N | 1 | 0 | 1 | 0.25 | KG | 203 2X146 05X82 55 | 4015081203734 |  | 638 | PDC | 1
122767 | +IZM-PLPC-P | 122767 | Padlockable pushbutton cover, plastic | 21 | cerere oferta | N | 1 | 0 | 1 | 0.164 | KG | 203 2X146 05X82 55 | 4015081203727 |  | 638 | PDC | 1
122766 | +IZM-RA | 122766 | Reset, Automatic | 21 | cerere oferta | N | 1 | 0 | 1 | 0.215 | KG | 203 2X146 05X82 55 | 4015081203710 |  | 638 | PDC | 1
124319 | +IZM-RP633-2000 | 124319 | Rating plug and CTs 4000A, IZM633 | 21 | cerere oferta | N | 1 | 0 | 1 | 4.309 | KG | 155 448X196 85X161 925 | 4015081219247 |  | 638 | PDC | 1
124209 | +IZM-RP633-2500 | 124209 | Rating plug and CTs 4000A, IZM633 | 21 | cerere oferta | N | 1 | 0 | 1 | 4.309 | KG | 155 448X196 85X161 925 | 4015081218141 |  | 638 | PDC | 1
124374 | +IZM-RP633-3200 | 124374 | Rating plug and CTs 4000A, IZM633 | 21 | cerere oferta | N | 1 | 0 | 1 | 4.309 | KG | 155 448X196 85X161 925 | 4015081219797 |  | 638 | PDC | 1
122821 | +IZM-RP633-4000 | 122821 | Rating plug and CTs 4000A, IZM633 | 21 | cerere oferta | N | 1 | 0 | 1 | 4.309 | KG | 155 448X196 85X161 925 | 4015081204267 |  | 638 | PDC | 1
122822 | +IZM-RP633-5000 | 122822 | Rating plug and CTs 5000A, IZM633 | 21 | cerere oferta | N | 1 | 0 | 1 | 4.309 | KG | 155 448X196 85X161 925 | 4015081204274 |  | 638 | PDC | 1
124264 | +IZM-RP634-2000 | 124264 | Rating plug and CTs 4000A, IZM634 | 21 | cerere oferta | N | 1 | 0 | 1 | 4.309 | KG | 155 448X196 85X161 925 | 4015081218691 |  | 638 | PDC | 1
124299 | +IZM-RP634-2500 | 124299 | Rating plug and CTs 4000A, IZM634 | 21 | cerere oferta | N | 1 | 0 | 1 | 4.309 | KG | 155 448X196 85X161 925 | 4015081219049 |  | 638 | PDC | 1
124354 | +IZM-RP634-3200 | 124354 | Rating plug and CTs 4000A, IZM634 | 21 | cerere oferta | N | 1 | 0 | 1 | 4.309 | KG | 155 448X196 85X161 925 | 4015081219599 |  | 638 | PDC | 1
122852 | +IZM-RP634-4000 | 122852 | Rating plug and CTs 4000A, IZM634 | 21 | cerere oferta | N | 1 | 0 | 1 | 4.309 | KG | 155 448X196 85X161 925 | 4015081204571 |  | 638 | PDC | 1
122853 | +IZM-RP634-5000 | 122853 | Rating plug and CTs 5000A, IZM634 | 21 | cerere oferta | N | 1 | 0 | 1 | 4.309 | KG | 155 448X196 85X161 925 | 4015081204588 |  | 638 | PDC | 1
122721 | +IZM-SH203 | 122721 | Shutter for IZM203 cassette | 21 | cerere oferta | N | 1 | 0 | 1 | 1.9 | KG | 525X330X50 | 4015081203260 |  | 638 | PDC | 1
122725 | +IZM-SH204 | 122725 | Shutter for IZM204 cassette | 21 | cerere oferta | N | 1 | 0 | 1 | 2.375 | KG | 525X430X50 | 4015081203307 |  | 638 | PDC | 1
122722 | +IZM-SH323 | 122722 | Shutter for IZM323 cassette | 21 | cerere oferta | N | 1 | 0 | 1 | 2.375 | KG | 525X430X50 | 4015081203277 |  | 638 | PDC | 1
122726 | +IZM-SH324 | 122726 | Shutter for IZM324 cassette | 21 | cerere oferta | N | 1 | 0 | 1 | 2.85 | KG | 525X560X50 | 4015081203314 |  | 638 | PDC | 1
122723 | +IZM-SH403 | 122723 | Shutter for IZM403 cassette | 21 | cerere oferta | N | 1 | 0 | 1 | 3.8 | KG | 525X660X50 | 4015081203284 |  | 638 | PDC | 1
122727 | +IZM-SH404 | 122727 | Shutter for IZM404 cassette | 21 | cerere oferta | N | 1 | 0 | 1 | 4.75 | KG | 525X860X50 | 4015081203321 |  | 638 | PDC | 1
122724 | +IZM-SH633 | 122724 | Shutter for IZM633 cassette | 21 | cerere oferta | N | 1 | 0 | 1 | 4.75 | KG | 525X860X50 | 4015081203291 |  | 638 | PDC | 1
122728 | +IZM-SH634 | 122728 | Shutter for IZM634 cassette | 21 | cerere oferta | N | 1 | 0 | 1 | 5.7 | KG | 525X1120X50 | 4015081203338 |  | 638 | PDC | 1
122746 | +IZM-SR110AD | 122746 | Spring release 110-127 VAC/DC | 21 | cerere oferta | N | 1 | 0 | 1 | 0.5 | KG | 203 2X146 05X82 55 | 4015081203512 |  | 638 | PDC | 1
122747 | +IZM-SR230AD | 122747 | Spring release 208-250 VAC/DC | 21 | cerere oferta | N | 1 | 0 | 1 | 0.491 | KG | 203 2X146 05X82 55 | 4015081203529 |  | 638 | PDC | 1
122744 | +IZM-SR24DC | 122744 | Spring release 24 VDC | 21 | cerere oferta | N | 1 | 0 | 1 | 0.496 | KG | 203 2X146 05X82 55 | 4015081203499 |  | 638 | PDC | 1
122745 | +IZM-SR48DC | 122745 | Spring release 48 VDC | 21 | cerere oferta | N | 1 | 0 | 1 | 0.5 | KG | 203 2X146 05X82 55 | 4015081203505 |  | 638 | PDC | 1
123938 | +IZM-SR60DC | 123938 | Spring release 60 VDC | 21 | cerere oferta | N | 1 | 0 | 1 | 0.5 | KG | 203 2X146 05X82 55 | 4015081215430 |  | 638 | PDC | 1
122738 | +IZM-ST110AD | 122738 | Shunt trip 110-127 VAC/DC | 21 | cerere oferta | N | 1 | 0 | 1 | 0.595 | KG | 203 2X146 05X82 55 | 4015081203437 |  | 638 | PDC | 1
122739 | +IZM-ST230AD | 122739 | Shunt trip 208-250 VAC/DC | 21 | cerere oferta | N | 1 | 0 | 1 | 0.586 | KG | 203 2X146 05X82 55 | 4015081203444 |  | 638 | PDC | 1
122736 | +IZM-ST24DC | 122736 | Shunt trip 24 VDC | 21 | cerere oferta | N | 1 | 0 | 1 | 0.582 | KG | 203 2X146 05X82 55 | 4015081203413 |  | 638 | PDC | 1
122737 | +IZM-ST48DC | 122737 | Shunt trip 48 VDC | 21 | cerere oferta | N | 1 | 0 | 1 | 0.59 | KG | 203 2X146 05X82 55 | 4015081203420 |  | 638 | PDC | 1
123914 | +IZM-ST60DC | 123914 | Shunt trip 60 VDC | 21 | cerere oferta | N | 1 | 0 | 1 | 0.59 | KG | 203 2X146 05X82 55 | 4015081215195 |  | 638 | PDC | 1
122742 | +IZM-STS110AD | 122742 | Shunt trip (2) 110-127 VAC/DC | 21 | cerere oferta | N | 1 | 0 | 1 | 0.595 | KG | 203 2X146 05X82 55 | 4015081203475 |  | 638 | PDC | 1
122743 | +IZM-STS230AD | 122743 | Shunt trip (2) 208-250 VAC/DC | 21 | cerere oferta | N | 1 | 0 | 1 | 0.586 | KG | 203 2X146 05X82 55 | 4015081203482 |  | 638 | PDC | 1
122740 | +IZM-STS24DC | 122740 | Shunt trip (2) 24 VDC | 21 | cerere oferta | N | 1 | 0 | 1 | 0.582 | KG | 203 2X146 05X82 55 | 4015081203451 |  | 638 | PDC | 1
122741 | +IZM-STS48DC | 122741 | Shunt trip (2) 48 VDC | 21 | cerere oferta | N | 1 | 0 | 1 | 0.59 | KG | 203 2X146 05X82 55 | 4015081203468 |  | 638 | PDC | 1
122753 | +IZM-UVR110AC | 122753 | Undervoltage release 110-127 VAC | 21 | cerere oferta | N | 1 | 0 | 1 | 0.504 | KG | 203 2X146 05X82 55 | 4015081203581 |  | 638 | PDC | 1
122751 | +IZM-UVR110DC | 122751 | Undervoltage release 110-125 VDC | 21 | cerere oferta | N | 1 | 0 | 1 | 0.504 | KG | 203 2X146 05X82 55 | 4015081203567 |  | 638 | PDC | 1
122752 | +IZM-UVR220DC | 122752 | Undervoltage release 220-250 VDC | 21 | cerere oferta | N | 1 | 0 | 1 | 0.53 | KG | 203 2X146 05X82 55 | 4015081203574 |  | 638 | PDC | 1
122754 | +IZM-UVR230AC | 122754 | Undervoltage release 208-240 VAC | 21 | cerere oferta | N | 1 | 0 | 1 | 0.513 | KG | 203 2X146 05X82 55 | 4015081203598 |  | 638 | PDC | 1
122748 | +IZM-UVR24DC | 122748 | Undervoltage release 24 VDC | 21 | cerere oferta | N | 1 | 0 | 1 | 0.526 | KG | 203 2X146 05X82 55 | 4015081203536 |  | 638 | PDC | 1
122749 | +IZM-UVR32DC | 122749 | Undervoltage release 32 VDC | 21 | cerere oferta | N | 1 | 0 | 1 | 0.526 | KG | 203 2X146 05X82 55 | 4015081203543 |  | 638 | PDC | 1
122755 | +IZM-UVR400AC | 122755 | Undervoltage release 380-415 VAC | 21 | cerere oferta | N | 1 | 0 | 1 | 0.53 | KG | 203 2X146 05X82 55 | 4015081203604 |  | 638 | PDC | 1
122750 | +IZM-UVR48DC | 122750 | Undervoltage release 48 VDC | 21 | cerere oferta | N | 1 | 0 | 1 | 0.521 | KG | 203 2X146 05X82 55 | 4015081203550 |  | 638 | PDC | 1
124346 | +IZMX-AS1010 | 124346 | ON-OFF Auxiliary switch, 10a/10b | 21 | cerere oferta | N | 1 | 0 | 1 | 0.34 | KG | 100X100X100 | 4015081219513 |  | 638 | PDC | 1
123880 | +IZMX-AS22 | 123880 | ON-OFF, Auxiliary switch, 2a/2b | 21 | cerere oferta | N | 1 | 0 | 1 | 0.068 | KG | 100X100X100 | 4015081214853 |  | 638 | PDC | 1
123882 | +IZMX-AS44 | 123882 | ON-OFF Auxiliary switch, 4a/4b | 21 | cerere oferta | N | 1 | 0 | 1 | 0.136 | KG | 100X100X100 | 4015081214877 |  | 638 | PDC | 1
124344 | +IZMX-AS66 | 124344 | ON-OFF Auxiliary switch, 6a/6b | 21 | cerere oferta | N | 1 | 0 | 1 | 0.204 | KG | 100X100X100 | 4015081219490 |  | 638 | PDC | 1
124345 | +IZMX-AS88 | 124345 | ON-OFF Auxiliary switch, 8a/8b | 21 | cerere oferta | N | 1 | 0 | 1 | 0.272 | KG | 100X100X100 | 4015081219506 |  | 638 | PDC | 1
101536 | +IZMX-CAS163-1600 | 101536 | Cassette 1600A, IZMX163 | 21 | cerere oferta | N | 1 | 0 | 1 | 17.575 | KG | 584X521X597 | 4015081014286 |  | 638 | PDC | 1
101538 | +IZMX-CAS164-1600 | 101538 | Cassette 1600A, IZMX164 | 21 | cerere oferta | N | 1 | 0 | 1 | 20.9 | KG | 584X521X597 | 4015081014309 |  | 638 | PDC | 1
150067 | +IZMX-CAS403-2000 | 150067 | Cassette 2000A, IZMX403 | 21 | cerere oferta | N | 1 | 0 | 1 | 29 | KG | 584X521X597 | 4015081460878 |  | 638 | PDC | 1
122787 | +IZMX-CAS403-2500 | 122787 | Cassette 2500A, IZMX403 | 21 | cerere oferta | N | 1 | 0 | 1 | 29 | KG | 584X521X597 | 4015081203925 |  | 638 | PDC | 1
150061 | +IZMX-CAS403-3200 | 150061 | Cassette 3200A, IZMX403 | 21 | cerere oferta | N | 1 | 0 | 1 | 29 | KG | 584X521X597 | 4015081460939 |  | 638 | PDC | 1
122886 | +IZMX-CAS403-4000 | 122886 | Cassette 4000A, IZMX403 | 21 | cerere oferta | N | 1 | 0 | 1 | 29 | KG | 584X521X597 | 4015081204915 |  | 638 | PDC | 1
150086 | +IZMX-CAS404-2000 | 150086 | Cassette 2000A, IZMX404 | 21 | cerere oferta | N | 1 | 0 | 1 | 35 | KG | 584X521X597 | 4015081460687 |  | 638 | PDC | 1
122890 | +IZMX-CAS404-2500 | 122890 | Cassette 2500A, IZMX404 | 21 | cerere oferta | N | 1 | 0 | 1 | 35 | KG | 584X521X597 | 4015081204953 |  | 638 | PDC | 1
150064 | +IZMX-CAS404-3200 | 150064 | Cassette 3200A, IZMX404 | 21 | cerere oferta | N | 1 | 0 | 1 | 35 | KG | 584X521X597 | 4015081460908 |  | 638 | PDC | 1
122900 | +IZMX-CAS404-4000 | 122900 | Cassette 4000A, IZMX404 | 21 | cerere oferta | N | 1 | 0 | 1 | 35 | KG | 584X521X597 | 4015081205059 |  | 638 | PDC | 1
155560 | +IZMX-DTU-A | 155560 | 520M Grd. Earth-Fault Alarm | 21 | cerere oferta | N | 1 | 0 | 1 | 0.3 | KG | 200X100X58 | 4015081522408 |  | 638 | PDC | 1
155564 | +IZMX-DTU-AM | 155564 | 520M Grd. Earth-Fault Alarm ARMS | 21 | cerere oferta | N | 1 | 0 | 1 | 0.3 | KG | 200X100X58 | 4015081522446 |  | 638 | PDC | 1
155569 | +IZMX-DTU-AMZ | 155569 | 520M Grd. Earth-Fault Alarm ARMS ZSI | 21 | cerere oferta | N | 1 | 0 | 1 | 0.3 | KG | 200X100X58 | 4015081522491 |  | 638 | PDC | 1
155565 | +IZMX-DTU-AZ | 155565 | 520M Grd. Earth-Fault Alarm ZSI | 21 | cerere oferta | N | 1 | 0 | 1 | 0.3 | KG | 200X100X58 | 4015081522453 |  | 638 | PDC | 1
155561 | +IZMX-DTU-G | 155561 | 520M Grd. Earth-Fault Protec. | 21 | cerere oferta | N | 1 | 0 | 1 | 0.3 | KG | 200X100X58 | 4015081522415 |  | 638 | PDC | 1
155566 | +IZMX-DTU-GM | 155566 | 520M Grd. Earth-Fault Protec. ARMS | 21 | cerere oferta | N | 1 | 0 | 1 | 0.3 | KG | 200X100X58 | 4015081522460 |  | 638 | PDC | 1
155570 | +IZMX-DTU-GMZ | 155570 | 520M Grd. Earth-Fault Protec. ARMS ZSI | 21 | cerere oferta | N | 1 | 0 | 1 | 0.3 | KG | 200X100X58 | 4015081522507 |  | 638 | PDC | 1
155567 | +IZMX-DTU-GZ | 155567 | 520M Grd. Earth-Fault Protec. ZSI | 21 | cerere oferta | N | 1 | 0 | 1 | 0.3 | KG | 200X100X58 | 4015081522477 |  | 638 | PDC | 1
155562 | +IZMX-DTU-M | 155562 | 520M ARMS | 21 | cerere oferta | N | 1 | 0 | 1 | 0.3 | KG | 200X100X58 | 4015081522422 |  | 638 | PDC | 1
155568 | +IZMX-DTU-MZ | 155568 | 520M ARMS ZSI | 21 | cerere oferta | N | 1 | 0 | 1 | 0.3 | KG | 200X100X58 | 4015081522484 |  | 638 | PDC | 1
155563 | +IZMX-DTU-Z | 155563 | 520M ZSI | 21 | cerere oferta | N | 1 | 0 | 1 | 0.3 | KG | 200X100X58 | 4015081522439 |  | 638 | PDC | 1
126421 | +IZMX-DTV-G | 126421 | Digitrip 520 LSIG, 24VDC | 21 | cerere oferta | N | 1 | 0 | 1 | 0.3 | KG | 200X100X58 | 4015081240012 |  | 638 | PDC | 1
126423 | +IZMX-DTV-GZ | 126423 | Digitrip 520 LSIG with ZSI, 24VDC | 21 | cerere oferta | N | 1 | 0 | 1 | 0.3 | KG | 200X100X58 | 4015081240036 |  | 638 | PDC | 1
126422 | +IZMX-DTV-Z | 126422 | Digitrip 520 LSI with ZSI, 24VDC | 21 | cerere oferta | N | 1 | 0 | 1 | 0.3 | KG | 200X100X58 | 4015081240029 |  | 638 | PDC | 1
124347 | +IZMX-LCS | 124347 | Latch check switch (LCS/HIB), 1CO | 21 | cerere oferta | N | 1 | 0 | 1 | 0.023 | KG | 100X100X100 | 4015081219520 |  | 638 | PDC | 1
124349 | +IZMX-LCS-SR | 124349 | Latch check switch, wired to SR, 1CO | 21 | cerere oferta | N | 1 | 0 | 1 | 0.023 | KG | 100X100X100 | 4015081219544 |  | 638 | PDC | 1
124265 | +IZMX-M16-110AD | 124265 | Motor operator 110-125 VAC/DC | 21 | cerere oferta | N | 1 | 0 | 1 | 0.907 | KG | 200X150X100 | 4015081218707 |  | 638 | PDC | 1
124267 | +IZMX-M16-230AD | 124267 | Motor operator 208-240 VAC/DC | 21 | cerere oferta | N | 1 | 0 | 1 | 0.907 | KG | 200X150X100 | 4015081218721 |  | 638 | PDC | 1
123593 | +IZMX-M16-24DC | 123593 | Motor operator 24 VDC | 21 | cerere oferta | N | 1 | 0 | 1 | 0.907 | KG | 200X150X100 | 4015081211982 |  | 638 | PDC | 1
123595 | +IZMX-M16-48DC | 123595 | Motor operator 48 VDC | 21 | cerere oferta | N | 1 | 0 | 1 | 0.907 | KG | 200X150X100 | 4015081212002 |  | 638 | PDC | 1
156647 | +IZMX-M40-230AD | 156647 | Motor operator 208-240 VAC/DC | 21 | cerere oferta | N | 1 | 0 | 1 | 0.907 | KG | 200X150X100 | 4015081532377 |  | 638 | PDC | 1
124341 | +IZMX-OC | 124341 | Operations counter | 21 | cerere oferta | N | 1 | 0 | 1 | 0.03 | KG | 100X100X100 | 4015081219469 |  | 638 | PDC | 1
123888 | +IZMX-OTS | 123888 | Overcurrent trip switch (OTS/HIA), 2CO | 21 | cerere oferta | N | 1 | 0 | 1 | 0.023 | KG | 100X100X100 | 4015081214938 |  | 638 | PDC | 1
124352 | +IZMX-PLPC-M | 124352 | Padlockable pushbutton cover | 21 | cerere oferta | N | 1 | 0 | 1 | 0.25 | KG | 203 2X146 05X82 55 | 4015081219575 |  | 638 | PDC | 1
124357 | +IZMX-PLPC-P | 124357 | Padlockable pushbutton cover | 21 | cerere oferta | N | 1 | 0 | 1 | 0.164 | KG | 203 2X146 05X82 55 | 4015081219629 |  | 638 | PDC | 1
123897 | +IZMX-RA | 123897 | Reset, Automatic | 21 | cerere oferta | N | 1 | 0 | 1 | 0.01 | KG | 50X40X10 | 4015081215027 |  | 638 | PDC | 1
124091 | +IZMX-RP16-1000 | 124091 | Rating plug 1000A,IZMX16 | 21 | cerere oferta | N | 1 | 0 | 1 | 0.025 | KG | 100X100X100 | 4015081216963 |  | 638 | PDC | 1
124157 | +IZMX-RP16-1250 | 124157 | Rating plug 1250A,IZMX16 | 21 | cerere oferta | N | 1 | 0 | 1 | 0.025 | KG | 100X100X100 | 4015081217625 |  | 638 | PDC | 1
124026 | +IZMX-RP16-200 | 124026 | Rating plug 200A,IZMX16 | 21 | cerere oferta | N | 1 | 0 | 1 | 0.025 | KG | 100X100X100 | 4015081216314 |  | 638 | PDC | 1
124028 | +IZMX-RP16-250 | 124028 | Rating plug 250A,IZMX16 | 21 | cerere oferta | N | 1 | 0 | 1 | 0.025 | KG | 100X100X100 | 4015081216338 |  | 638 | PDC | 1
124030 | +IZMX-RP16-300 | 124030 | Rating plug 300A,IZMX16 | 21 | cerere oferta | N | 1 | 0 | 1 | 0.025 | KG | 100X100X100 | 4015081216352 |  | 638 | PDC | 1
124032 | +IZMX-RP16-400 | 124032 | Rating plug 400A,IZMX16 | 21 | cerere oferta | N | 1 | 0 | 1 | 0.025 | KG | 100X100X100 | 4015081216376 |  | 638 | PDC | 1
124035 | +IZMX-RP16-500 | 124035 | Rating plug 500A,IZMX16 | 21 | cerere oferta | N | 1 | 0 | 1 | 0.025 | KG | 100X100X100 | 4015081216406 |  | 638 | PDC | 1
124038 | +IZMX-RP16-630 | 124038 | Rating plug 630A,IZMX16 | 21 | cerere oferta | N | 1 | 0 | 1 | 0.025 | KG | 100X100X100 | 4015081216437 |  | 638 | PDC | 1
124041 | +IZMX-RP16-800 | 124041 | Rating plug 800A,IZMX16 | 21 | cerere oferta | N | 1 | 0 | 1 | 0.025 | KG | 100X100X100 | 4015081216468 |  | 638 | PDC | 1
126416 | +IZMX-RP40-1250 | 126416 | Rating plug 1250A, IZMX40 | 21 | cerere oferta | N | 1 | 0 | 1 | 0.03 | KG | 100X100X100 | 4015081239962 |  | 638 | PDC | 1
126417 | +IZMX-RP40-1600 | 126417 | Rating plug 1600A, IZMX40 | 21 | cerere oferta | N | 1 | 0 | 1 | 0.03 | KG | 100X100X100 | 4015081239979 |  | 638 | PDC | 1
126418 | +IZMX-RP40-2000 | 126418 | Rating plug 2000A, IZMX40 | 21 | cerere oferta | N | 1 | 0 | 1 | 0.03 | KG | 100X100X100 | 4015081239986 |  | 638 | PDC | 1
126419 | +IZMX-RP40-2500 | 126419 | Rating plug 2500A, IZMX40 | 21 | cerere oferta | N | 1 | 0 | 1 | 0.03 | KG | 100X100X100 | 4015081239993 |  | 638 | PDC | 1
126420 | +IZMX-RP40-3200 | 126420 | Rating plug 3200A, IZMX40 | 21 | cerere oferta | N | 1 | 0 | 1 | 0.03 | KG | 100X100X100 | 4015081240005 |  | 638 | PDC | 1
101541 | +IZMX-SH163 | 101541 | Shutter for cassette IZMX163 | 21 | cerere oferta | N | 1 | 0 | 1 | 0.5 | KG | 300X250X50 | 4015081014330 |  | 638 | PDC | 1
101543 | +IZMX-SH164 | 101543 | Shutter for cassette IZMX164 | 21 | cerere oferta | N | 1 | 0 | 1 | 0.5 | KG | 300X250X50 | 4015081014354 |  | 638 | PDC | 1
122905 | +IZMX-SH403 | 122905 | Shutter for cassette IZMX403 | 21 | cerere oferta | N | 1 | 0 | 1 | 0.625 | KG | 300X250X50 | 4015081205103 |  | 638 | PDC | 1
123739 | +IZMX-SR110AD | 123739 | Spring release 110-125 VAC/DC | 21 | cerere oferta | N | 1 | 0 | 1 | 0.068 | KG | 100X100X100 | 4015081213443 |  | 638 | PDC | 1
123741 | +IZMX-SR230AD | 123741 | Spring release 220-240 VAC/DC | 21 | cerere oferta | N | 1 | 0 | 1 | 0.068 | KG | 100X100X100 | 4015081213467 |  | 638 | PDC | 1
123735 | +IZMX-SR24DC | 123735 | Spring release 24 VDC | 21 | cerere oferta | N | 1 | 0 | 1 | 0.068 | KG | 100X100X100 | 4015081213405 |  | 638 | PDC | 1
123737 | +IZMX-SR48DC | 123737 | Spring release 48 VDC | 21 | cerere oferta | N | 1 | 0 | 1 | 0.068 | KG | 100X100X100 | 4015081213429 |  | 638 | PDC | 1
123696 | +IZMX-ST110AD | 123696 | Shunt trip 110-125 VAC/DC | 21 | cerere oferta | N | 1 | 0 | 1 | 0.113 | KG | 150X100X100 | 4015081213016 |  | 638 | PDC | 1
123729 | +IZMX-ST230AD | 123729 | Shunt trip 220-240 VAC/DC | 21 | cerere oferta | N | 1 | 0 | 1 | 0.113 | KG | 150X100X100 | 4015081213344 |  | 638 | PDC | 1
123607 | +IZMX-ST24DC | 123607 | Shunt trip 24 VDC | 21 | cerere oferta | N | 1 | 0 | 1 | 0.113 | KG | 150X100X100 | 4015081212125 |  | 638 | PDC | 1
123616 | +IZMX-ST48DC | 123616 | Shunt trip 48 VDC | 21 | cerere oferta | N | 1 | 0 | 1 | 0.113 | KG | 150X100X100 | 4015081212217 |  | 638 | PDC | 1
123733 | +IZMX-STS110AD | 123733 | Shunt trip (2) 110-125 VAC/DC | 21 | cerere oferta | N | 1 | 0 | 1 | 0.113 | KG | 150X100X100 | 4015081213382 |  | 638 | PDC | 1
123734 | +IZMX-STS230AD | 123734 | Shunt trip (2) 220-240 VAC/DC | 21 | cerere oferta | N | 1 | 0 | 1 | 0.113 | KG | 150X100X100 | 4015081213399 |  | 638 | PDC | 1
123731 | +IZMX-STS24DC | 123731 | Shunt trip (2) 24 VDC | 21 | cerere oferta | N | 1 | 0 | 1 | 0.113 | KG | 150X100X100 | 4015081213368 |  | 638 | PDC | 1
123732 | +IZMX-STS48DC | 123732 | Shunt trip (2) 48 VDC | 21 | cerere oferta | N | 1 | 0 | 1 | 0.113 | KG | 150X100X100 | 4015081213375 |  | 638 | PDC | 1
123761 | +IZMX-UVR110AD | 123761 | Undervoltage release 110-125 VAC/DC | 21 | cerere oferta | N | 1 | 0 | 1 | 0.091 | KG | 150X100X100 | 4015081213665 |  | 638 | PDC | 1
123841 | +IZMX-UVR220AD | 123841 | Undervoltage release 220-240 VAC/DC | 21 | cerere oferta | N | 1 | 0 | 1 | 0.091 | KG | 150X100X100 | 4015081214464 |  | 638 | PDC | 1
123743 | +IZMX-UVR24DC | 123743 | Undervoltage release 24 VDC | 21 | cerere oferta | N | 1 | 0 | 1 | 0.091 | KG | 150X100X100 | 4015081213481 |  | 638 | PDC | 1
123747 | +IZMX-UVR48DC | 123747 | Undervoltage release 48 VDC | 21 | cerere oferta | N | 1 | 0 | 1 | 0.091 | KG | 150X100X100 | 4015081213528 |  | 638 | PDC | 1
88104 | +L-PKZ0-RT(400V) | 88104 | accesorii PKZ0 | 33 | cerere oferta | N | 5 | 1 | 1 | 0.01 | KG | 50X17X17 | 4015080881049 |  | 701 | ICD | 1
1625 | +M-MCS | 1625 | Accesoriu MCS(N) | 60 | cerere oferta | N | 1 | 0 | 1 | 0.07 | KG | 70X70X58 | 4015080016250 |  | 296 | ICD | 1
105864 | +NA | 105864 | NA version | 55 | cerere oferta | N | 1 | 0 | 1 | 0.001 | KG | 0 01X0 02X0 03 | 4015081056415 |  | 292 | ICD | 1
105866 | +NA-I2 | 105866 | NA version I2 | 55 | cerere oferta | N | 1 | 0 | 1 | 0.001 | KG | 0 01X0 02X0 03 | 4015081056439 |  | 292 | ICD | 1
105868 | +NA-I4 | 105868 | NA version I4 | 55 | cerere oferta | N | 1 | 0 | 1 | 0.001 | KG | 0 01X0 02X0 03 | 4015081056453 |  | 292 | ICD | 1
73233 | +NHI11-PKZ0 | 73233 | bloc contacte auxiliare | 33 | cerere oferta | N | 1 | 0.9 | 1 | 0.034 | KG | 68X15X90 | 4015080732334 |  | 701 | ICD | 1
232151 | +NHI11-PKZ0-C | 232151 | bloc contacte auxiliare | 33 | cerere oferta | N | 5 | 0.9 | 1 | 0.032 | KG | 68X15X92 | 4015082321512 |  | 701 | ICD | 1
73235 | +NHI21-PKZ0 | 73235 | bloc contacte auxiliare | 33 | cerere oferta | N | 1 | 0.9 | 1 | 0.039 | KG | 70X15X90 | 4015080732358 |  | 701 | ICD | 1
82885 | +NHI-E-10-PKZ0 | 82885 | bloc contacte auxiliare | 33 | cerere oferta | N | 1 | 2.5 | 1 | 0.011 | KG | 12X45X35 | 4015080828853 |  | 701 | ICD | 1
82883 | +NHI-E-11-PKZ0 | 82883 | bloc contacte auxiliare | 33 | cerere oferta | N | 1 | 2.5 | 1 | 0.015 | KG | 12X45X35 | 4015080828839 |  | 701 | ICD | 1
262218 | +NZM2-160-XKCO | 262218 | Set borne terminale (sus) ptr cablu, ma | 18 | cerere oferta | N | 1 | 0 | 1 | 0.077 | KG | 103X105X184 | 4015082622183 |  | 681 | PDC | 1
262223 | +NZM2-160-XKCU | 262223 | Set borne terminale (jos) ptr cablu, ma | 18 | cerere oferta | N | 1 | 0 | 1 | 0.077 | KG | 103X105X184 | 4015082622237 |  | 681 | PDC | 1
262242 | +NZM2-250-XKCO | 262242 | Set borne terminale (sus) ptr cablu, ma | 18 | cerere oferta | N | 1 | 0 | 1 | 0.077 | KG | 103X105X184 | 4015082622428 |  | 681 | PDC | 1
262243 | +NZM2-250-XKCU | 262243 | Set borne terminale (jos) ptr cablu, ma | 18 | cerere oferta | N | 1 | 0 | 1 | 0.077 | KG | 103X105X184 | 4015082622435 |  | 681 | PDC | 1
266751 | +NZM2-4-160-XKCO | 266751 | Set borne terminale tetrapolare (sus) p | 18 | cerere oferta | N | 1 | 0 | 1 | 0.057 | KG | 75X75X25 | 4015082667511 |  | 681 | PDC | 1
266753 | +NZM2-4-160-XKCU | 266753 | Set borne terminale tetrapolare (jos) p | 18 | cerere oferta | N | 1 | 0 | 1 | 0.057 | KG | 75X75X25 | 4015082667535 |  | 681 | PDC | 1
266752 | +NZM2-4-250-XKCO | 266752 | Set borne terminale tetrapolare (sus) p | 18 | cerere oferta | N | 1 | 0 | 1 | 0.076 | KG | 75X75X25 | 4015082667528 |  | 681 | PDC | 1
266754 | +NZM2-4-250-XKCU | 266754 | Set borne terminale tetrapolare (jos) p | 18 | cerere oferta | N | 1 | 0 | 1 | 0.076 | KG | 75X75X25 | 4015082667542 |  | 681 | PDC | 1
266766 | +NZM2-4-XKRO | 266766 | Set tetrapolar conexiune spate (sus) ptr | 18 | cerere oferta | N | 1 | 0 | 1 | 0.422 | KG | 140X60X35 | 4015082667665 |  | 681 | PDC | 1
266767 | +NZM2-4-XKRU | 266767 | Set tetrapolar conexiune spate (jos) ptr | 18 | cerere oferta | N | 1 | 0 | 1 | 0.422 | KG | 140X60X35 | 4015082667672 |  | 681 | PDC | 1
108271 | +NZM2-4-XKSFAO | 108271 | Capota protectie racorduri spate (sus) t | 18 | cerere oferta | N | 1 | 0 | 1 | 0.048 | KG | 72X137X25 | 4015081079070 |  | 681 | PDC | 1
108272 | +NZM2-4-XKSFAU | 108272 | Capota protectie racorduri spate (jos) t | 18 | cerere oferta | N | 1 | 0 | 1 | 0.048 | KG | 72X137X25 | 4015081079087 |  | 681 | PDC | 1
281664 | +NZM2-XKR4O | 281664 | Set tripolar conexiune spate (sus) ptr. | 18 | cerere oferta | N | 1 | 0 | 1 | 0.159 | KG | 102X93X35 | 4015082816643 |  | 681 | PDC | 1
281665 | +NZM2-XKR4U | 281665 | Set tripolar conexiune spate (jos) ptr. | 18 | cerere oferta | N | 1 | 0 | 1 | 0.159 | KG | 102X93X35 | 4015082816650 |  | 681 | PDC | 1
266763 | +NZM2-XKRO | 266763 | Set tripolar conexiune spate (sus) ptr. | 18 | cerere oferta | N | 1 | 0 | 1 | 0.298 | KG | 140X60X75 | 4015082667634 |  | 681 | PDC | 1
266764 | +NZM2-XKRU | 266764 | Set tripolar conexiune spate (jos) ptr. | 18 | cerere oferta | N | 1 | 0 | 1 | 0.298 | KG | 140X60X75 | 4015082667641 |  | 681 | PDC | 1
108269 | +NZM2-XKSFAO | 108269 | Capota protectie decupabila racorduri sp | 18 | cerere oferta | N | 1 | 0 | 1 | 0.036 | KG | 72X102X25 | 4015081079056 |  | 681 | PDC | 1
108270 | +NZM2-XKSFAU | 108270 | Capota protectie decupabila racorduri sp | 18 | cerere oferta | N | 1 | 0 | 1 | 0.036 | KG | 72X102X25 | 4015081079063 |  | 681 | PDC | 1
266781 | +NZM3-4-XKCO | 266781 | Set borne terminale tetrapolare (sus) p | 18 | cerere oferta | N | 1 | 0 | 1 | 0.53 | KG | 80X80X60 | 4015082667818 |  | 681 | PDC | 1
266782 | +NZM3-4-XKCU | 266782 | Set borne terminale tetrapolare (jos) p | 18 | cerere oferta | N | 1 | 0 | 1 | 0.53 | KG | 80X80X60 | 4015082667825 |  | 681 | PDC | 1
266793 | +NZM3-4-XKRO | 266793 | Set tetrapolar conexiune spate (sus) ptr | 18 | cerere oferta | N | 1 | 0 | 1 | 1.186 | KG | 160X80X45 | 4015082667931 |  | 681 | PDC | 1
266794 | +NZM3-4-XKRU | 266794 | Set tetrapolar conexiune spate (jos) ptr | 18 | cerere oferta | N | 1 | 0 | 1 | 1.186 | KG | 160X80X45 | 4015082667948 |  | 681 | PDC | 1
108275 | +NZM3-4-XKSFAO | 108275 | Capota protectie racorduri spate (sus) t | 18 | cerere oferta | N | 1 | 0 | 1 | 0.098 | KG | 82X182X30 | 4015081079117 |  | 681 | PDC | 1
108276 | +NZM3-4-XKSFAU | 108276 | Capota protectie racorduri spate (jos) t | 18 | cerere oferta | N | 1 | 0 | 1 | 0.098 | KG | 82X182X30 | 4015081079124 |  | 681 | PDC | 1
262246 | +NZM3-XKCO | 262246 | Set borne terminale tripolare (sus) ptr | 18 | cerere oferta | N | 1 | 0 | 1 | 0.134 | KG | 120 5X140X275 | 4015082622466 |  | 681 | PDC | 1
262245 | +NZM3-XKCU | 262245 | Set borne terminale tripolare (jos) ptr | 18 | cerere oferta | N | 1 | 0 | 1 | 0.134 | KG | 120 5X140X275 | 4015082622459 |  | 681 | PDC | 1
281667 | +NZM3-XKR13O | 281667 | Set tripolar conexiune spate (sus) 13 mm | 18 | cerere oferta | N | 1 | 0 | 1 | 0.234 | KG | 140X110X30 | 4015082816674 |  | 681 | PDC | 1
266790 | +NZM3-XKRO | 266790 | Set tripolar conexiune spate (sus) ptr. | 18 | cerere oferta | N | 1 | 0 | 1 | 0.832 | KG | 160X65X45 | 4015082667900 |  | 681 | PDC | 1
266791 | +NZM3-XKRU | 266791 | Set tripolar conexiune spate (jos) ptr. | 18 | cerere oferta | N | 1 | 0 | 1 | 0.832 | KG | 160X65X45 | 4015082667917 |  | 681 | PDC | 1
108273 | +NZM3-XKSFAO | 108273 | Capota protectie decupabila racorduri sp | 18 | cerere oferta | N | 1 | 0 | 1 | 0.074 | KG | 82X137X30 | 4015081079094 |  | 681 | PDC | 1
108274 | +NZM3-XKSFAU | 108274 | Capota protectie decupabila racorduri sp | 18 | cerere oferta | N | 1 | 0 | 1 | 0.074 | KG | 82X137X30 | 4015081079100 |  | 681 | PDC | 1
266718 | +NZM4-4-XAVE | 266718 | Pregatire brosare intreruptor tetrapolar | 18 | cerere oferta | N | 1 | 0 | 1 | 12.6 | KG | 509X367X240 | 4015082667184 |  | 680 | PDC | 1
266722 | +NZM4-4-XT | 266722 | Declansator ptr. defecte cu pamantul ptr | 18 | cerere oferta | N | 1 | 0 | 1 | 0.025 | KG | 23X41X54 | 4015082667221 |  | 681 | PDC | 1
266717 | +NZM4-XAVE | 266717 | Pregatire brosare intreruptor tripolar t | 18 | cerere oferta | N | 1 | 0 | 1 | 28 | KG | 509X297X240 | 4015082667177 |  | 680 | PDC | 1
266721 | +NZM4-XT | 266721 | Declansator ptr. defecte cu pamantul | 18 | cerere oferta | N | 1 | 0 | 1 | 0.025 | KG | 23X41X54 | 4015082667214 |  | 681 | PDC | 1
203948 | +PMIN(*)/PMAX(*) | 203948 | Accesoriu MCS(N) | 60 | cerere oferta | N | 1 | 0 | 1 | 0.001 | KG | 0 002X0 004X0 006 | 1003873 |  | 296 | ICD | 1
201855 | +S6-MCS | 201855 | Accesoriu MCS(N) | 60 | cerere oferta | N | 1 | 0 | 1 | 0.015 | KG | 27X27X25 | 4015082018559 |  | 296 | ICD | 1
35128 | +SVB-PKZ0-CI | 35128 | accesorii PKZ0 | 33 | cerere oferta | N | 1 | 4.6 | 1 | 0.055 | KG | 33X79X98 | 4015080351283 |  | 701 | ICD | 1
237904 | +TM-FRONTSCHILD-NR(*) | 237904 | Front plate | 55 | cerere oferta | N | 1 | 0 | 1 | 0.003 | KG | 30X1X30 | 1004793 |  | 292 | ICD | 1
73250 | +U-PKZ0(230V50HZ) | 73250 | declansator minima tensiune U-PKZ0,UHI-P | 33 | cerere oferta | N | 1 | 1.4 | 1 | 0.129 | KG | 68X24X90 | 4015080732501 |  | 701 | ICD | 1
73257 | +U-PKZ0(400V50HZ) | 73257 | declansator minima tensiune U-PKZ0,UHI-P | 33 | cerere oferta | N | 1 | 1.4 | 1 | 0.129 | KG | 68X24X90 | 4015080732570 |  | 701 | ICD | 1
207792 | +VHI20-PKZ0 | 207792 | bloc contacte auxiliare | 33 | cerere oferta | N | 1 | 2.5 | 1 | 0.029 | KG | 40X45X44 | 4015082077921 |  | 701 | ICD | 1
82270 | +W1,8 | 82270 | ACCESS. TRANSFORMERS | 32 | cerere oferta | N | 1 | 0 | 1 | 0.001 | KG | 0 001X0 001X0 001 | 4015080822707 |  | 306 | ICD | 1
82275 | +W20,0 | 82275 | ACCESS. TRANSFORMERS | 32 | cerere oferta | N | 1 | 0 | 1 | 0.001 | KG | 0 001X0 001X0 001 | 4015080822752 |  | 306 | ICD | 1
82271 | +W4,0 | 82271 | ACCESS. TRANSFORMERS | 32 | cerere oferta | N | 1 | 0 | 1 | 0.001 | KG | 0 001X0 001X0 001 | 4015080822714 |  | 306 | ICD | 1
82274 | +W6,0 | 82274 | ACCESS. TRANSFORMERS | 32 | cerere oferta | N | 1 | 0 | 1 | 0.001 | KG | 0 001X0 001X0 001 | 4015080822745 |  | 306 | ICD | 1
1631 | +W-MCS | 1631 | Accesoriu MCS(N) | 60 | cerere oferta | N | 1 | 0 | 1 | 0.03 | KG | 110X25X25 | 4015080016311 |  | 296 | ICD | 1
931897 | +ZA16P(*) | 931897 | ACCESS. TRANSFORMERS | 32 | cerere oferta | N | 1 | 0 | 1 | 0.05 | KG | 40X9X45 | 1004025 |  | 306 | ICD | 1
931895 | +ZA16S(*) | 931895 | ACCESS. TRANSFORMERS | 32 | cerere oferta | N | 1 | 0 | 1 | 0.05 | KG | 40X9X45 | 1004026 |  | 306 | ICD | 1
279276 | +ZW16S(*V*VA) | 279276 | Accessories control transformers | 32 | cerere oferta | N | 1 | 0 | 1 | 0.05 | KG | 40X9X45 | 1004780 |  | 306 | ICD | 1
90231 | 01LQ18 | 90231 | Etichete RMQ 16 | 65 | cerere oferta | N | 20 | 0 | 1 | 0.001 | KG | 1X14X14 | 4015080902317 |  | 388 | ICD | 1
93180 | 01LQ25 | 93180 | Etichete RMQ 16 | 65 | cerere oferta | N | 20 | 0 | 1 | 0.001 | KG | 1X19X19 | 4015080931805 |  | 388 | ICD | 1
37986 | 01SQ25 | 37986 | Etichete RMQ 16 | 65 | cerere oferta | N | 20 | 0 | 1 | 0.001 | KG | 1X22X10 | 4015080379867 |  | 388 | ICD | 1
86816 | 01TQ18 | 86816 | Etichete RMQ 16 | 65 | cerere oferta | N | 20 | 0 | 1 | 0.001 | KG | 3X14X14 | 4015080868163 |  | 388 | ICD | 1
91121 | 01TQ25 | 91121 | Etichete RMQ 16 | 65 | cerere oferta | N | 20 | 0 | 1 | 0.001 | KG | 3X19X19 | 4015080911210 |  | 388 | ICD | 1
10240 | 02DILE | 10240 | aux.contact module, 2-poles, front | 36 | cerere oferta | N | 5 | 2.5 | 1 | 0.03 | KG | 36X45X32 | 4015080102403 |  | 703 | ICD | 1
10064 | 02DILEM | 10064 | aux.contact module, 2-poles, front | 37 | cerere oferta | N | 5 | 2.5 | 1 | 0.03 | KG | 36X45X32 | 4015080100645 |  | 703 | ICD | 1
38074 | 02SQ25 | 38074 | Etichete RMQ 16 | 65 | cerere oferta | N | 20 | 0 | 1 | 0.001 | KG | 1X22X10 | 4015080380740 |  | 388 | ICD | 1
86859 | 02TQ18 | 86859 | Etichete RMQ 16 | 65 | cerere oferta | N | 20 | 0 | 1 | 0.001 | KG | 3X14X14 | 4015080868590 |  | 388 | ICD | 1
91149 | 02TQ25 | 91149 | Etichete RMQ 16 | 65 | cerere oferta | N | 20 | 0 | 1 | 0.001 | KG | 3X19X19 | 4015080911494 |  | 388 | ICD | 1
87766 | 03TQ18 | 87766 | Etichete RMQ 16 | 65 | cerere oferta | N | 20 | 0 | 1 | 0.001 | KG | 3X14X14 | 4015080877660 |  | 388 | ICD | 1
91184 | 03TQ25 | 91184 | Etichete RMQ 16 | 65 | cerere oferta | N | 20 | 0 | 1 | 0.001 | KG | 3X19X19 | 4015080911845 |  | 388 | ICD | 1
10256 | 04DILE | 10256 | bloc contacte auxiliare 4NI | 36 | cerere oferta | S | 5 | 2.5 | 1 | 0.04 | KG | 36X45X32 | 4015080102564 |  | 703 | ICD | 1
87834 | 04TQ18 | 87834 | Etichete RMQ 16 | 65 | cerere oferta | N | 20 | 0 | 1 | 0.001 | KG | 3X14X14 | 4015080878346 |  | 388 | ICD | 1
91442 | 04TQ25 | 91442 | Etichete RMQ 16 | 65 | cerere oferta | N | 20 | 0 | 1 | 0.001 | KG | 3X19X19 | 4015080914426 |  | 388 | ICD | 1
63201 | 05SQ25 | 63201 | Etichete RMQ 16 | 65 | cerere oferta | N | 20 | 0 | 1 | 0.001 | KG | 1X22X10 | 4015080632016 |  | 388 | ICD | 1
87867 | 05TQ18 | 87867 | Etichete RMQ 16 | 65 | cerere oferta | N | 20 | 0 | 1 | 0.001 | KG | 3X14X14 | 4015080878674 |  | 388 | ICD | 1
91471 | 05TQ25 | 91471 | Etichete RMQ 16 | 65 | cerere oferta | N | 20 | 0 | 1 | 0.001 | KG | 3X19X19 | 4015080914716 |  | 388 | ICD | 1
87920 | 06TQ18 | 87920 | Etichete RMQ 16 | 65 | cerere oferta | N | 20 | 0 | 1 | 0.001 | KG | 3X14X14 | 4015080879206 |  | 388 | ICD | 1
91506 | 06TQ25 | 91506 | Etichete RMQ 16 | 65 | cerere oferta | N | 20 | 0 | 1 | 0.001 | KG | 3X19X19 | 4015080915065 |  | 388 | ICD | 1
90243 | 10LQ18 | 90243 | Etichete RMQ 16 | 65 | cerere oferta | N | 20 | 0 | 1 | 0.001 | KG | 1X14X14 | 4015080902430 |  | 388 | ICD | 1
93225 | 10LQ25 | 93225 | Etichete RMQ 16 | 65 | cerere oferta | N | 20 | 0 | 1 | 0.001 | KG | 1X19X19 | 4015080932253 |  | 388 | ICD | 1
38268 | 10SQ25 | 38268 | Etichete RMQ 16 | 65 | cerere oferta | N | 20 | 0 | 1 | 0.001 | KG | 1X22X10 | 4015080382683 |  | 388 | ICD | 1
87951 | 10TQ18 | 87951 | Etichete RMQ 16 | 65 | cerere oferta | N | 20 | 0 | 1 | 0.001 | KG | 3X14X14 | 4015080879510 |  | 388 | ICD | 1
91536 | 10TQ25 | 91536 | Etichete RMQ 16 | 65 | cerere oferta | N | 20 | 0 | 1 | 0.001 | KG | 3X19X19 | 4015080915362 |  | 388 | ICD | 1
91091 | 110LQ25 | 91091 | Etichete RMQ 16 | 65 | cerere oferta | N | 20 | 0 | 1 | 0.001 | KG | 1X19X19 | 4015080910916 |  | 388 | ICD | 1
38507 | 110SQ25 | 38507 | Etichete RMQ 16 | 65 | cerere oferta | N | 20 | 0 | 1 | 0.001 | KG | 1X22X10 | 4015080385073 |  | 388 | ICD | 1
93363 | 110TQ25 | 93363 | Etichete RMQ 16 | 65 | cerere oferta | N | 20 | 0 | 1 | 0.001 | KG | 3X19X19 | 4015080933632 |  | 388 | ICD | 1
135555 | 11100A6517 | 135555 | COMET THRU BEAM,SHORT RANGE SOURCE,10-30 | 59 | cerere oferta | S | 1 | 0 | 1 | 0.225 | KG | 55 88X11 938X16 51 | 4015081323487 |  | 226 | ICD | 1
135557 | 11100AQD07 | 135557 | Opt. sensor, DC, 18mm, plastic, M12 | 59 | cerere oferta | S | 1 | 0 | 1 | 0.32 | KG | 158 75X133 35X50 8 | 4015081323500 |  | 226 | ICD | 1
135559 | 11100R6517 | 135559 | Opt. sensor, DC, 18mm, plastic, cable | 59 | cerere oferta | S | 1 | 0 | 1 | 0.23 | KG | 38 1X38 1X38 1 | 4015081323524 |  | 226 | ICD | 1
135561 | 11100RQD07 | 135561 | Opt. sensor, DC, 18mm, plastic, M12 | 59 | cerere oferta | S | 1 | 0 | 1 | 0.09 | KG | 64 77X11 94X19 05 | 4015081323548 |  | 226 | ICD | 1
135563 | 11102A6517 | 135563 | Opt. sensor, DC, 18mm, plastic, cable | 59 | cerere oferta | S | 1 | 0 | 1 | 0.18 | KG | 55 88X11 94X19 05 | 4015081323562 |  | 226 | ICD | 1
135565 | 11102AQD07 | 135565 | Opt. sensor, DC, 18mm, plastic, M12 | 59 | cerere oferta | S | 1 | 0 | 1 | 0.23 | KG | 152 4X152 4X44 45 | 4015081323586 |  | 226 | ICD | 1
88813 | 111LQ18 | 88813 | Etichete RMQ 16 | 65 | cerere oferta | N | 20 | 0 | 1 | 0.001 | KG | 1X14X14 | 4015080888130 |  | 388 | ICD | 1
91126 | 111LQ25 | 91126 | Etichete RMQ 16 | 65 | cerere oferta | N | 20 | 0 | 1 | 0.001 | KG | 1X19X19 | 4015080911265 |  | 388 | ICD | 1
93399 | 111TQ25 | 93399 | Etichete RMQ 16 | 65 | cerere oferta | N | 20 | 0 | 1 | 0.001 | KG | 3X19X19 | 4015080933991 |  | 388 | ICD | 1
63748 | 112TQ25 | 63748 | Etichete RMQ 16 | 65 | cerere oferta | N | 20 | 0 | 1 | 0.001 | KG | 3X19X19 | 4015080637486 |  | 388 | ICD | 1
63749 | 113TQ25 | 63749 | Etichete RMQ 16 | 65 | cerere oferta | N | 20 | 0 | 1 | 0.001 | KG | 3X19X19 | 4015080637493 |  | 388 | ICD | 1
93434 | 117TQ25 | 93434 | Etichete RMQ 16 | 65 | cerere oferta | N | 20 | 0 | 1 | 0.001 | KG | 3X19X19 | 4015080934349 |  | 388 | ICD | 1
49824 | 11DDILE | 49824 | bloc contacte auxiliare temporizate 1ND+ | 36 | cerere oferta | S | 5 | 2.5 | 1 | 0.03 | KG | 31X45X32 | 4015080498247 |  | 703 | ICD | 1
10224 | 11DILE | 10224 | bloc contacte auxiliare 1ND+1NI | 36 | cerere oferta | S | 5 | 2.5 | 1 | 0.03 | KG | 36X45X32 | 4015080102243 |  | 703 | ICD | 1
10080 | 11DILEM | 10080 | bloc contacte auxiliare 1ND+1NI | 36 | cerere oferta | S | 5 | 2.5 | 1 | 0.03 | KG | 36X45X32 | 4015080100805 |  | 703 | ICD | 1
230255 | 11DILEM-C | 230255 | bloc contacte auxiliare 1ND+1NI | 36 | cerere oferta | N | 5 | 2.5 | 1 | 0.032 | KG | 39X45X37 | 4015082302559 |  | 703 | ICD | 1
90288 | 11LQ18 | 90288 | Etichete RMQ 16 | 65 | cerere oferta | N | 20 | 0 | 1 | 0.001 | KG | 1X14X14 | 4015080902881 |  | 388 | ICD | 1
93242 | 11LQ25 | 93242 | Etichete RMQ 16 | 65 | cerere oferta | N | 20 | 0 | 1 | 0.001 | KG | 1X19X19 | 4015080932420 |  | 388 | ICD | 1
88007 | 11TQ18 | 88007 | Etichete RMQ 16 | 65 | cerere oferta | N | 20 | 0 | 1 | 0.001 | KG | 3X14X14 | 4015080880073 |  | 388 | ICD | 1
91562 | 11TQ25 | 91562 | Etichete RMQ 16 | 65 | cerere oferta | N | 20 | 0 | 1 | 0.001 | KG | 3X19X19 | 4015080915621 |  | 388 | ICD | 1
135567 | 12100A6517 | 135567 | COMET THRU BEAM DETECTOR, SHORT RANGE,10 | 59 | cerere oferta | S | 1 | 0 | 1 | 0.225 | KG | 55 88X11 938X16 51 | 4015081323609 |  | 226 | ICD | 1
135569 | 12100AQD07 | 135569 | Opt. sensor, DC, 18mm, plastic, M12 | 59 | cerere oferta | S | 1 | 0 | 1 | 0.23 | KG | 152 4X152 4X44 45 | 4015081323623 |  | 226 | ICD | 1
135571 | 12100R6517 | 135571 | Opt. sensor, DC, 18mm, plastic, cable | 59 | cerere oferta | S | 1 | 0 | 1 | 0.32 | KG | 158 75X133 35X50 8 | 4015081323647 |  | 226 | ICD | 1
135573 | 12100RQD07 | 135573 | Opt. sensor, DC, 18mm, plastic, M12 | 59 | cerere oferta | S | 1 | 0 | 1 | 0.32 | KG | 158 75X133 35X50 8 | 4015081323661 |  | 226 | ICD | 1
135575 | 12102A6517 | 135575 | Opt. sensor, DC, 18mm, plastic, cable | 59 | cerere oferta | S | 1 | 0 | 1 | 0.23 | KG | 38 1X38 1X38 1 | 4015081323685 |  | 226 | ICD | 1
135577 | 12102AQD07 | 135577 | Opt. sensor, DC, 18mm, plastic, M12 | 59 | cerere oferta | S | 1 | 0 | 1 | 0.32 | KG | 158 75X133 35X50 8 | 4015081323708 |  | 226 | ICD | 1
93461 | 121TQ25 | 93461 | Etichete RMQ 16 | 65 | cerere oferta | N | 20 | 0 | 1 | 0.001 | KG | 3X19X19 | 4015080934615 |  | 388 | ICD | 1
63746 | 122TQ25 | 63746 | Etichete RMQ 16 | 65 | cerere oferta | N | 20 | 0 | 1 | 0.001 | KG | 3X19X19 | 4015080637462 |  | 388 | ICD | 1
63747 | 123TQ25 | 63747 | Etichete RMQ 16 | 65 | cerere oferta | N | 20 | 0 | 1 | 0.001 | KG | 3X19X19 | 4015080637479 |  | 388 | ICD | 1
135579 | 13100A6517 | 135579 | Opt. sensor, DC, 18mm, plastic, cable | 59 | cerere oferta | S | 1 | 0 | 1 | 0.23 | KG | 139 7X88 9X63 5 | 4015081323722 |  | 226 | ICD | 1
135581 | 13100AQD07 | 135581 | Opt. sensor, DC, 18mm, plastic, M12 | 59 | cerere oferta | S | 1 | 0 | 1 | 0.091 | KG | 158 75X133 35X50 8 | 4015081323746 |  | 226 | ICD | 1
135583 | 13100R6517 | 135583 | Opt. sensor, DC, 18mm, plastic, cable | 59 | cerere oferta | S | 1 | 0 | 1 | 0.23 | KG | 152 4X152 4X44 45 | 4015081323760 |  | 226 | ICD | 1
135585 | 13100RQD07 | 135585 | Opt. sensor, DC, 18mm, plastic, M12 | 59 | cerere oferta | S | 1 | 0 | 1 | 0.1 | KG | 152 4X152 4X44 45 | 4015081323784 |  | 226 | ICD | 1
135587 | 13101A6517 | 135587 | Opt. sensor, DC, 18mm, plastic, cable | 59 | cerere oferta | S | 1 | 0 | 1 | 0.3 | KG | 127X152 4X50 8 | 4015081323807 |  | 226 | ICD | 1
135589 | 13101AQD07 | 135589 | Opt. sensor, DC, 18mm, plastic, M12 | 59 | cerere oferta | S | 1 | 0 | 1 | 0.3 | KG | 127X152 4X50 8 | 4015081323821 |  | 226 | ICD | 1
135591 | 13102A6517 | 135591 | Opt. sensor, DC, 18mm, plastic, cable | 59 | cerere oferta | S | 1 | 0 | 1 | 0.3 | KG | 127X152 4X50 8 | 4015081323845 |  | 226 | ICD | 1
135593 | 13102AQD07 | 135593 | Opt. sensor, DC, 18mm, plastic, M12 | 59 | cerere oferta | S | 1 | 0 | 1 | 0.3 | KG | 127X152 4X50 8 | 4015081323869 |  | 226 | ICD | 1
135595 | 13103A6517 | 135595 | Opt. sensor, DC, 18mm, plastic, cable | 59 | cerere oferta | S | 1 | 0 | 1 | 0.3 | KG | 127X152 4X50 8 | 4015081323883 |  | 226 | ICD | 1
135597 | 13103AQD07 | 135597 | Opt. sensor, DC, 18mm, plastic, M12 | 59 | cerere oferta | S | 1 | 0 | 1 | 0.3 | KG | 127X152 4X50 8 | 4015081323906 |  | 226 | ICD | 1
135599 | 13103R6517 | 135599 | Opt. sensor, DC, 18mm, plastic, cable | 59 | cerere oferta | S | 1 | 0 | 1 | 0.3 | KG | 127X152 4X50 8 | 4015081323920 |  | 226 | ICD | 1
135601 | 13103RQD07 | 135601 | Opt. sensor, DC, 18mm, plastic, M12 | 59 | cerere oferta | S | 1 | 0 | 1 | 0.3 | KG | 127X152 4X50 8 | 4015081323944 |  | 226 | ICD | 1
135603 | 13104A6517 | 135603 | Opt. sensor, DC, 18mm, plastic, cable | 59 | cerere oferta | S | 1 | 0 | 1 | 0.169 | KG | 158 75X133 35X50 8 | 4015081323968 |  | 226 | ICD | 1
135605 | 13104AQD07 | 135605 | Opt. sensor, DC, 18mm, plastic, M12 | 59 | cerere oferta | S | 1 | 0 | 1 | 0.094 | KG | 127X152 4X50 8 | 4015081323982 |  | 226 | ICD | 1
135607 | 13104R6517 | 135607 | Opt. sensor, DC, 18mm, plastic, cable | 59 | cerere oferta | S | 1 | 0 | 1 | 0.32 | KG | 158 75X133 35X50 8 | 4015081324002 |  | 226 | ICD | 1
135609 | 13104RQD07 | 135609 | Opt. sensor, DC, 18mm, plastic, M12 | 59 | cerere oferta | S | 1 | 0 | 1 | 0.099 | KG | 127X152 4X50 8 | 4015081324026 |  | 226 | ICD | 1
135611 | 13104RS5007 | 135611 | Opt. sensor, DC, 18mm, plastic, M12 | 59 | cerere oferta | S | 1 | 0 | 1 | 0.3 | KG | 127X152 4X50 8 | 4015081324040 |  | 226 | ICD | 1
135613 | 13104RS5020 | 135613 | Opt. sensor, DC, 18mm, plastic, cable | 59 | cerere oferta | S | 1 | 0 | 1 | 0.3 | KG | 127X152 4X50 8 | 4015081324064 |  | 226 | ICD | 1
135615 | 13105A6517 | 135615 | Opt. sensor, DC, 18mm, plastic, cable | 59 | cerere oferta | S | 1 | 0 | 1 | 0.171 | KG | 158 75X133 35X50 8 | 4015081324088 |  | 226 | ICD | 1
135617 | 13105AQD07 | 135617 | Opt. sensor, DC, 18mm, plastic, M12 | 59 | cerere oferta | S | 1 | 0 | 1 | 0.32 | KG | 158 75X133 35X50 8 | 4015081324101 |  | 226 | ICD | 1
135619 | 13106A6517 | 135619 | Opt. sensor, DC, 18mm, plastic, cable | 59 | cerere oferta | S | 1 | 0 | 1 | 0.32 | KG | 158 75X133 35X50 8 | 4015081324125 |  | 226 | ICD | 1
135621 | 13106AQD07 | 135621 | Opt. sensor, DC, 18mm, plastic, M12 | 59 | cerere oferta | S | 1 | 0 | 1 | 0.32 | KG | 158 75X133 35X50 8 | 4015081324149 |  | 226 | ICD | 1
135623 | 13106R6517 | 135623 | Opt. sensor, DC, 18mm, plastic, cable | 59 | cerere oferta | S | 1 | 0 | 1 | 0.32 | KG | 158 75X133 35X50 8 | 4015081324163 |  | 226 | ICD | 1
135625 | 13106RQD07 | 135625 | Opt. sensor, DC, 18mm, plastic, M12 | 59 | cerere oferta | S | 1 | 0 | 1 | 0.32 | KG | 158 75X133 35X50 8 | 4015081324187 |  | 226 | ICD | 1
135627 | 13107AS6517 | 135627 | Opt. sensor, DC, 18mm, plastic, cable | 59 | cerere oferta | S | 1 | 0 | 1 | 0.32 | KG | 158 75X133 35X50 8 | 4015081324200 |  | 226 | ICD | 1
135629 | 13107ASQD07 | 135629 | Opt. sensor, DC, 18mm, plastic, M12 | 59 | cerere oferta | S | 1 | 0 | 1 | 0.32 | KG | 158 75X133 35X50 8 | 4015081324224 |  | 226 | ICD | 1
135631 | 13107RS6517 | 135631 | Opt. sensor, DC, 18mm, plastic, cable | 59 | cerere oferta | S | 1 | 0 | 1 | 0.32 | KG | 158 75X133 35X50 8 | 4015081324248 |  | 226 | ICD | 1
135633 | 13107RSQD07 | 135633 | Opt. sensor, DC, 18mm, plastic, M12 | 59 | cerere oferta | S | 1 | 0 | 1 | 0.32 | KG | 158 75X133 35X50 8 | 4015081324262 |  | 226 | ICD | 1
135635 | 13108A6517 | 135635 | Opt. sensor, DC, 18mm, plastic, cable | 59 | cerere oferta | S | 1 | 0 | 1 | 0.3 | KG | 127X152 4X50 8 | 4015081324286 |  | 226 | ICD | 1
135637 | 13108AQD07 | 135637 | DC 6 INCH PERFECT PROX WITH MICRO CONNEC | 59 | cerere oferta | S | 1 | 0 | 1 | 0.097 | KG | 158 75X133 35X50 8 | 4015081324309 |  | 226 | ICD | 1
135639 | 13108R6517 | 135639 | Opt. sensor, DC, 18mm, plastic, cable | 59 | cerere oferta | S | 1 | 0 | 1 | 0.32 | KG | 158 75X133 35X50 8 | 4015081324323 |  | 226 | ICD | 1
135641 | 13108RQD07 | 135641 | Opt. sensor, DC, 18mm, plastic, M12 | 59 | cerere oferta | S | 1 | 0 | 1 | 0.32 | KG | 158 75X133 35X50 8 | 4015081324347 |  | 226 | ICD | 1
91449 | 134LQ25 | 91449 | Etichete RMQ 16 | 65 | cerere oferta | N | 20 | 0 | 1 | 0.001 | KG | 1X19X19 | 4015080914495 |  | 388 | ICD | 1
93494 | 134TQ25 | 93494 | Etichete RMQ 16 | 65 | cerere oferta | N | 20 | 0 | 1 | 0.001 | KG | 3X19X19 | 4015080934943 |  | 388 | ICD | 1
91477 | 135LQ25 | 91477 | Etichete RMQ 16 | 65 | cerere oferta | N | 20 | 0 | 1 | 0.001 | KG | 1X19X19 | 4015080914778 |  | 388 | ICD | 1
93527 | 135TQ25 | 93527 | Etichete RMQ 16 | 65 | cerere oferta | N | 20 | 0 | 1 | 0.001 | KG | 3X19X19 | 4015080935278 |  | 388 | ICD | 1
2397 | 13DILE | 2397 | bloc contacte auxiliare 1ND+3NI | 36 | cerere oferta | S | 5 | 2.5 | 1 | 0.04 | KG | 36X45X32 | 4015080023975 |  | 703 | ICD | 1
135643 | 14100A6517 | 135643 | Opt. sensor, DC, 18mm, plastic, cable | 59 | cerere oferta | S | 1 | 0 | 1 | 0.23 | KG | 152 4X152 4X44 45 | 4015081324361 |  | 226 | ICD | 1
135645 | 14100AQD07 | 135645 | Opt. sensor, DC, 18mm, plastic, M12 | 59 | cerere oferta | S | 1 | 0 | 1 | 0.32 | KG | 158 75X133 35X50 8 | 4015081324385 |  | 226 | ICD | 1
135647 | 14101A6517 | 135647 | Opt. sensor, DC, 18mm, plastic, cable | 59 | cerere oferta | S | 1 | 0 | 1 | 0.18 | KG | 67 06X11 94X19 05 | 4015081324408 |  | 226 | ICD | 1
135649 | 14101AQD07 | 135649 | Opt. sensor, DC, 18mm, plastic, M12 | 59 | cerere oferta | S | 1 | 0 | 1 | 0.23 | KG | 38 1X38 1X38 1 | 4015081324422 |  | 226 | ICD | 1
135651 | 14101R6517 | 135651 | Opt. sensor, DC, 18mm, plastic, cable | 59 | cerere oferta | S | 1 | 0 | 1 | 0.32 | KG | 158 75X133 35X50 8 | 4015081324446 |  | 226 | ICD | 1
135653 | 14101RQD07 | 135653 | Opt. sensor, DC, 18mm, plastic, M12 | 59 | cerere oferta | S | 1 | 0 | 1 | 0.32 | KG | 158 75X133 35X50 8 | 4015081324460 |  | 226 | ICD | 1
135655 | 14102A6517 | 135655 | Opt. sensor, DC, 18mm, plastic, cable | 59 | cerere oferta | S | 1 | 0 | 1 | 0.17 | KG | 158 75X133 35X50 8 | 4015081324484 |  | 226 | ICD | 1
135657 | 14102AQD07 | 135657 | Opt. sensor, DC, 18mm, plastic, M12 | 59 | cerere oferta | S | 1 | 0 | 1 | 0.098 | KG | 127X152 4X50 8 | 4015081324507 |  | 226 | ICD | 1
135659 | 14102R6517 | 135659 | Opt. sensor, DC, 18mm, plastic, cable | 59 | cerere oferta | S | 1 | 0 | 1 | 0.23 | KG | 38 1X38 1X38 1 | 4015081324521 |  | 226 | ICD | 1
135661 | 14102RQD07 | 135661 | Opt. sensor, DC, 18mm, metal, M12 | 59 | cerere oferta | S | 1 | 0 | 1 | 0.23 | KG | 152 4X152 4X44 45 | 4015081324545 |  | 226 | ICD | 1
90185 | 153LQ18 | 90185 | Etichete RMQ 16 | 65 | cerere oferta | N | 20 | 0 | 1 | 0.001 | KG | 1X14X14 | 4015080901853 |  | 388 | ICD | 1
91510 | 153LQ25 | 91510 | Etichete RMQ 16 | 65 | cerere oferta | N | 20 | 0 | 1 | 0.001 | KG | 1X19X19 | 4015080915102 |  | 388 | ICD | 1
90632 | 153TQ25 | 90632 | Etichete RMQ 16 | 65 | cerere oferta | N | 20 | 0 | 1 | 0.001 | KG | 3X19X19 | 4015080906322 |  | 388 | ICD | 1
90206 | 172LQ18 | 90206 | Etichete RMQ 16 | 65 | cerere oferta | N | 20 | 0 | 1 | 0.001 | KG | 1X14X14 | 4015080902065 |  | 388 | ICD | 1
91538 | 172LQ25 | 91538 | Etichete RMQ 16 | 65 | cerere oferta | N | 20 | 0 | 1 | 0.001 | KG | 1X19X19 | 4015080915386 |  | 388 | ICD | 1
90732 | 172TQ25 | 90732 | Etichete RMQ 16 | 65 | cerere oferta | N | 20 | 0 | 1 | 0.001 | KG | 3X19X19 | 4015080907329 |  | 388 | ICD | 1
91565 | 173LQ25 | 91565 | Etichete RMQ 16 | 65 | cerere oferta | N | 20 | 0 | 1 | 0.001 | KG | 1X19X19 | 4015080915652 |  | 388 | ICD | 1
90822 | 173TQ25 | 90822 | Etichete RMQ 16 | 65 | cerere oferta | N | 20 | 0 | 1 | 0.001 | KG | 3X19X19 | 4015080908227 |  | 388 | ICD | 1
90866 | 191TQ25 | 90866 | Etichete RMQ 16 | 65 | cerere oferta | N | 20 | 0 | 1 | 0.001 | KG | 3X19X19 | 4015080908661 |  | 388 | ICD | 1
63200 | 199SQ25 | 63200 | Etichete RMQ 16 | 65 | cerere oferta | N | 20 | 0 | 1 | 0.001 | KG | 1X22X10 | 4015080632009 |  | 388 | ICD | 1
54510 | 19TQ18 | 54510 | Etichete RMQ 16 | 65 | cerere oferta | N | 20 | 0 | 1 | 0.001 | KG | 3X14X14 | 4015080545101 |  | 388 | ICD | 1
54508 | 19TQ25 | 54508 | Etichete RMQ 16 | 65 | cerere oferta | N | 20 | 0 | 1 | 0.001 | KG | 3X19X19 | 4015080545088 |  | 388 | ICD | 1
10208 | 20DILE | 10208 | bloc contacte auxiliare 2ND | 36 | cerere oferta | S | 5 | 2.5 | 1 | 0.03 | KG | 36X45X32 | 4015080102083 |  | 703 | ICD | 1
54509 | 20TQ18 | 54509 | Etichete RMQ 16 | 65 | cerere oferta | N | 20 | 0 | 1 | 0.001 | KG | 3X14X14 | 4015080545095 |  | 388 | ICD | 1
54507 | 20TQ25 | 54507 | Etichete RMQ 16 | 65 | cerere oferta | N | 20 | 0 | 1 | 0.001 | KG | 3X19X19 | 4015080545071 |  | 388 | ICD | 1
90911 | 217TQ25 | 90911 | Etichete RMQ 16 | 65 | cerere oferta | N | 20 | 0 | 1 | 0.001 | KG | 3X19X19 | 4015080909118 |  | 388 | ICD | 1
88061 | 21TQ18 | 88061 | Etichete RMQ 16 | 65 | cerere oferta | N | 20 | 0 | 1 | 0.001 | KG | 3X14X14 | 4015080880615 |  | 388 | ICD | 1
91586 | 21TQ25 | 91586 | Etichete RMQ 16 | 65 | cerere oferta | N | 20 | 0 | 1 | 0.001 | KG | 3X19X19 | 4015080915867 |  | 388 | ICD | 1
90934 | 221TQ25 | 90934 | Etichete RMQ 16 | 65 | cerere oferta | N | 20 | 0 | 1 | 0.001 | KG | 3X19X19 | 4015080909347 |  | 388 | ICD | 1
49823 | 22DDILE | 49823 | bloc contacte auxiliare 2ND+2NI | 36 | cerere oferta | S | 5 | 2.5 | 1 | 0.04 | KG | 31X45X32 | 4015080498230 |  | 703 | ICD | 1
10288 | 22DILE | 10288 | bloc contacte auxiliare 2ND+2NI | 36 | cerere oferta | S | 5 | 2.5 | 1 | 0.04 | KG | 36X45X32 | 4015080102885 |  | 703 | ICD | 1
10112 | 22DILEM | 10112 | bloc contacte auxiliare 2ND+2NI | 36 | cerere oferta | N | 5 | 2.5 | 1 | 0.04 | KG | 36X45X32 | 4015080101123 |  | 703 | ICD | 1
90987 | 234TQ25 | 90987 | Etichete RMQ 16 | 65 | cerere oferta | N | 20 | 0 | 1 | 0.001 | KG | 3X19X19 | 4015080909873 |  | 388 | ICD | 1
91009 | 235TQ25 | 91009 | Etichete RMQ 16 | 65 | cerere oferta | N | 20 | 0 | 1 | 0.001 | KG | 3X19X19 | 4015080910091 |  | 388 | ICD | 1
91089 | 253TQ25 | 91089 | Etichete RMQ 16 | 65 | cerere oferta | N | 20 | 0 | 1 | 0.001 | KG | 3X19X19 | 4015080910893 |  | 388 | ICD | 1
91124 | 272TQ25 | 91124 | Etichete RMQ 16 | 65 | cerere oferta | N | 20 | 0 | 1 | 0.001 | KG | 3X19X19 | 4015080911241 |  | 388 | ICD | 1
91152 | 273TQ25 | 91152 | Etichete RMQ 16 | 65 | cerere oferta | N | 20 | 0 | 1 | 0.001 | KG | 3X19X19 | 4015080911524 |  | 388 | ICD | 1
38767 | 283SQ25 | 38767 | Etichete RMQ 16 | 65 | cerere oferta | N | 20 | 0 | 1 | 0.001 | KG | 1X22X10 | 4015080387671 |  | 388 | ICD | 1
90820 | 287LQ18 | 90820 | Etichete RMQ 16 | 65 | cerere oferta | N | 20 | 0 | 1 | 0.001 | KG | 1X14X14 | 4015080908203 |  | 388 | ICD | 1
92844 | 287LQ25 | 92844 | Etichete RMQ 16 | 65 | cerere oferta | N | 20 | 0 | 1 | 0.001 | KG | 1X19X19 | 4015080928447 |  | 388 | ICD | 1
91185 | 287TQ25 | 91185 | Etichete RMQ 16 | 65 | cerere oferta | N | 20 | 0 | 1 | 0.001 | KG | 3X19X19 | 4015080911852 |  | 388 | ICD | 1
63199 | 299SQ25 | 63199 | Etichete RMQ 16 | 65 | cerere oferta | N | 20 | 0 | 1 | 0.001 | KG | 1X22X10 | 4015080631996 |  | 388 | ICD | 1
46379 | 2GS00/I43E-V2K | 46379 | FUSE ENCLOSURE | 94 | cerere oferta | N | 1 | 0 | 1 | 3.7 | KG | 150X375X250 | 4015080463795 |  | 277 | PDC | 1
50167 | 2Z115-81.01 | 50167 | Acc. Cam Switches (UK) | 55 | cerere oferta | N | 1 | 0 | 1 | 0.1 | KG | 200X50X50 | 4015080501671 |  | 292 | ICD | 1
52540 | 2Z115-83.01 | 52540 | Acc. Cam Switches (UK) | 55 | cerere oferta | N | 400 | 0 | 1 | 0.1 | KG | 200X50X50 | 4015080525400 |  | 292 | ICD | 1
37996 | 2Z132-11.16.2 | 37996 | Accesoriu MCS(N) | 60 | cerere oferta | N | 1 | 0 | 1 | 0.037 | KG | 42X48X50 | 4015080379966 |  | 296 | ICD | 1
48912 | 31DILE | 48912 | aux.contact module, 4-poles, front | 36 | cerere oferta | S | 5 | 2.5 | 1 | 0.04 | KG | 36X45X32 | 4015080489122 |  | 703 | ICD | 1
88125 | 32TQ18 | 88125 | BUTTON PLATE ..TQ18 | 65 | cerere oferta | N | 20 | 0 | 1 | 0.001 | KG | 3X14X14 | 4015080881254 |  | 388 | ICD | 1
178940 | 3D-KLV | 178940 | 3D-KLV | 84 | cerere oferta | S | 1 | 0 | 1 | 0.08 | KG | 0 001X0 001X0 001 | 4015081742578 |  | 272 | PDC | 1
26638 | 3Z132-11.45.1 | 26638 | Accesoriu MCS(N) | 60 | cerere oferta | N | 10 | 0 | 1 | 0.003 | KG | 0 001X0 001X0 001 | 4015080266389 |  | 296 | ICD | 1
29011 | 3Z132-11.45.2 | 29011 | Accesoriu MCS(N) | 60 | cerere oferta | N | 10 | 0 | 1 | 0.002 | KG | 0 001X0 001X0 001 | 4015080290117 |  | 296 | ICD | 1
31384 | 3Z132-11.45.3 | 31384 | Accesoriu MCS(N) | 60 | cerere oferta | N | 3 | 0 | 1 | 0.01 | KG | 0 001X0 001X0 001 | 4015080313847 |  | 296 | ICD | 1
10304 | 40DILE | 10304 | bloc contacte auxiliare 4ND | 36 | cerere oferta | S | 5 | 2.5 | 1 | 0.04 | KG | 36X45X32 | 4015080103042 |  | 703 | ICD | 1
1319398 | 4K10/4K12 | 1319398 | Shaft Coupling 4K10/4K12 | 73 | cerere oferta | N | 1 | 0 | 1 | 0.06 | KG | 20X30X30 | 8711426675674 |  | 761 | ICD | 1
1319314 | 4K10135MMK3 | 1319314 | Operating Shaft 135mm K3 | 73 | cerere oferta | N | 1 | 0 | 1 | 0.1 | KG | 160X100X10 | 8711426935570 |  | 761 | ICD | 1
1319315 | 4K10180MMK3 | 1319315 | Operating Shaft 180mm K2 | 73 | cerere oferta | N | 1 | 0 | 1 | 0.135 | KG | 160X160X10 | 8711426865570 |  | 761 | ICD | 1
1319319 | 4K10300MMK3 | 1319319 | Operating Shaft 300mm K3 | 73 | cerere oferta | N | 1 | 0 | 1 | 0.221 | KG | 140X360X10 | 8711426325579 |  | 761 | ICD | 1
1319322 | 4K10600MMK3 | 1319322 | Operating Shaft 600mm K3 | 73 | cerere oferta | N | 1 | 0 | 1 | 0.43 | KG | 650X120X11 | 8711426105676 |  | 761 | ICD | 1
1050251 | 4K10H185COK3 | 1050251 | Operating shaft 4K10 H185 DMV250/400 | 73 | cerere oferta | N | 1 | 0 | 1 | 0.095 | KG | 170X100X10 | 8711426421219 |  | 761 | ICD | 1
1050252 | 4K10H400COK3 | 1050252 | Operating shaft 4K10 H400 DMV250/400 | 73 | cerere oferta | N | 1 | 0 | 1 | 0.27 | KG | 420X190X10 | 8711426424104 |  | 761 | ICD | 1
1050240 | 4K10K3H135 | 1050240 | Operating shaft 4K10 H135 DMV160/250/400 | 73 | cerere oferta | N | 1 | 0 | 1 | 0.102 | KG | 170X100X25 | 8711426744042 |  | 761 | ICD | 1
1050241 | 4K10K3H185 | 1050241 | Operating shaft 4K10 H185 | 73 | cerere oferta | N | 1 | 0 | 1 | 0.09 | KG | 200X120X30 | 8711426958043 |  | 761 | ICD | 1
1050242 | 4K10K3H245 | 1050242 | Operating shaft 4K10 H245 DMV160/250/400 | 73 | cerere oferta | N | 1 | 0 | 1 | 0.09 | KG | 360X120X20 | 8711426106567 |  | 761 | ICD | 1
1050243 | 4K10K3H400 | 1050243 | Operating shaft 4K10 H400 DMV160/250/400 | 73 | cerere oferta | N | 1 | 0 | 1 | 0.32 | KG | 500X194X32 | 8711426208056 |  | 761 | ICD | 1
1319326 | 4K12300MMK4 | 1319326 | Operating Shaft 300mm K4 | 73 | cerere oferta | N | 1 | 0 | 1 | 0.32 | KG | 375X125X12 | 8711426585577 |  | 761 | ICD | 1
1319328 | 4K12300MMK4E | 1319328 | Operating Shaft 300mm K4 | 73 | cerere oferta | N | 1 | 0 | 1 | 0.34 | KG | 300X10X10 | 8711426785571 |  | 761 | ICD | 1
1319329 | 4K12600MMK4 | 1319329 | Operating Shaft 600mm K4 | 73 | cerere oferta | N | 1 | 0 | 1 | 0.64 | KG | 640X120X13 | 8711426315679 |  | 761 | ICD | 1
1050255 | 4K14H185COK6 | 1050255 | Shaft 4K14 H185 DMV1250/1600 | 73 | cerere oferta | N | 1 | 0 | 1 | 0.24 | KG | 200X30X30 | 8711426635104 |  | 761 | ICD | 1
1050253 | 4K14H230COK5 | 1050253 | Operating shaft 4K14 H230 DMV630/1000 | 73 | cerere oferta | N | 1 | 0 | 1 | 0.196 | KG | 180X110X8 | 8711426528109 |  | 761 | ICD | 1
1050254 | 4K14H400COK5 | 1050254 | Operating shaft 4K14 H400 DMV630/1000 | 73 | cerere oferta | N | 1 | 0 | 1 | 0.46 | G | 363X137X15 | 8711426531215 |  | 761 | ICD | 1
1050244 | 4K14K5H200 | 1050244 | Shaft 4K14 H200 DMV630/1000 | 73 | cerere oferta | N | 1 | 0 | 1 | 0.3 | KG | 260X120X30 | 8711426318052 |  | 761 | ICD | 1
1050245 | 4K14K5H235 | 1050245 | Shaft 4K14 H235 DMV630/1000 | 73 | cerere oferta | N | 1 | 0 | 1 | 0.09 | KG | 260X125X35 | 8711426422056 |  | 761 | ICD | 1
1050246 | 4K14K5H300 | 1050246 | Shaft 4K14 H300 DMV630/1000 | 73 | cerere oferta | N | 1 | 0 | 1 | 0.45 | KG | 368X138X38 | 8711426528055 |  | 761 | ICD | 1
1050247 | 4K14K5H400 | 1050247 | Operating shaft 4K14 H400 DMV630/1000 | 73 | cerere oferta | N | 1 | 0 | 1 | 0.61 | KG | 510X190X40 | 8711426104419 |  | 761 | ICD | 1
1050248 | 4K14K6H200 | 1050248 | Operating shaft 4K14 H200 DMV1250/2000 | 73 | cerere oferta | N | 1 | 0 | 1 | 0.32 | KG | 250X100X5 | 8711426207097 |  | 761 | ICD | 1
1050249 | 4K14K6H280 | 1050249 | Shaft 4K14 H280 DMV1250/2000 | 73 | cerere oferta | N | 1 | 0 | 1 | 0.29 | KG | 310X40X40 | 8711426210097 |  | 761 | ICD | 1
1050250 | 4K14K6H400 | 1050250 | Operating shaft 4K14 H400 DMV1250/2000 | 73 | cerere oferta | N | 1 | 0 | 1 | 0.66 | KG | 500X180X40 | 8711426315105 |  | 761 | ICD | 1
1314280 | 4K6100/116MMDCM | 1314280 | Operating Shaft 100/116mm | 73 | cerere oferta | N | 1 | 0 | 1 | 0.01 | KG | 200X120X12 | 8711426644243 |  | 761 | ICD | 1
1314279 | 4K6116/132MMDCM | 1314279 | Operating Shaft 116/132mm | 73 | cerere oferta | N | 1 | 0 | 1 | 0.016 | KG | 80X10X10 | 8711426534247 |  | 761 | ICD | 1
1314335 | 4K6116MMDCM/DMM | 1314335 | Operating Shaft 116mm | 73 | cerere oferta | N | 1 | 0 | 1 | 0.02 | KG | 150X100X10 | 8711426644342 |  | 761 | ICD | 1
1314996 | 4K6116MMK1/2S | 1314996 | Operating Shaft 116mm K1/2S | 73 | cerere oferta | N | 1 | 0 | 1 | 0.035 | KG | 160X70X10 | 8711426834644 |  | 761 | ICD | 1
1314995 | 4K6124/140MMDCM/DMM | 1314995 | Operating Shaft 148/164mm | 73 | cerere oferta | N | 1 | 0 | 1 | 0.03 | KG | 170X10X10 | 8711426104648 |  | 761 | ICD | 1
1314341 | 4K6132MMDMM | 1314341 | Operating Shaft 132mm | 73 | cerere oferta | N | 1 | 0 | 1 | 0.015 | KG | 105X10X10 | 8711426754348 |  | 761 | ICD | 1
1314751 | 4K6132MMK1/2S | 1314751 | Operating Shaft 132mm K1/2S | 73 | cerere oferta | N | 1 | 0 | 1 | 0.04 | KG | 180X10X20 | 8711426374645 |  | 761 | ICD | 1
1314994 | 4K6148/164MMDCM/DMM | 1314994 | Operating Shaft 124/140mm | 73 | cerere oferta | N | 1 | 0 | 1 | 0.02 | KG | 165X100X5 | 8711426954540 |  | 761 | ICD | 1
1314342 | 4K6148MMDMM | 1314342 | Operating Shaft 148mm | 73 | cerere oferta | N | 1 | 0 | 1 | 0.025 | KG | 150X106X1 | 8711426844346 |  | 761 | ICD | 1
1314752 | 4K6148MMK1/2S | 1314752 | Operating Shaft 148mm K1/2S | 73 | cerere oferta | N | 1 | 0 | 1 | 0.04 | KG | 160X70X10 | 8711426474642 |  | 761 | ICD | 1
1314278 | 4K6156/172MMDCM | 1314278 | Operating Shaft 156/172mm | 73 | cerere oferta | N | 1 | 0 | 1 | 0.03 | KG | 160X95X10 | 8711426434240 |  | 761 | ICD | 1
1314281 | 4K6172/188MMDCM | 1314281 | Operating Shaft 172/188mm | 73 | cerere oferta | N | 1 | 0 | 1 | 0.036 | KG | 170X100X10 | 8711426704244 |  | 761 | ICD | 1
1314334 | 4K6172MMDCM/DMM | 1314334 | Operating Shaft 172mm | 73 | cerere oferta | N | 1 | 0 | 1 | 0.03 | KG | 150X100X5 | 8711426554344 |  | 761 | ICD | 1
1314691 | 4K6172MMK1/2S | 1314691 | Operating Shaft 172mm K1/2S | 73 | cerere oferta | N | 1 | 0 | 1 | 0.045 | KG | 170X5X5 | 8711426184640 |  | 761 | ICD | 1
1319830 | 4K6180MMK1/2S | 1319830 | Operating Shaft 180mm K1/2S | 73 | cerere oferta | N | 1 | 0 | 1 | 0.04 | KG | 200X120X6 | 8711426845374 |  | 761 | ICD | 1
1314375 | 4K6254/270MMDCM/DMM | 1314375 | Operating Shaft 172/188mm | 73 | cerere oferta | N | 1 | 0 | 1 | 0.062 | KG | 270X130X5 | 8711426314344 |  | 761 | ICD | 1
1314374 | 4K6270MMDMM | 1314374 | Operating Shaft 270mm | 73 | cerere oferta | N | 1 | 0 | 1 | 0.06 | KG | 270X130X10 | 8711426104440 |  | 761 | ICD | 1
1314692 | 4K6270MMK1/2S | 1314692 | Operating Shaft 270mm K1/2S | 73 | cerere oferta | N | 1 | 0 | 1 | 0.077 | KG | 290X75X23 | 8711426204447 |  | 761 | ICD | 1
1319831 | 4K6300MMK1/2S | 1319831 | Operating Shaft 300mm K1/2S | 73 | cerere oferta | N | 1 | 0 | 1 | 0.075 | KG | 140X370X6 | 8711426295377 |  | 761 | ICD | 1
1314372 | 4K6400MMDCM | 1314372 | Operating Shaft 400mm | 73 | cerere oferta | N | 1 | 0 | 1 | 0.114 | KG | 510X190X7 | 8711426194342 |  | 761 | ICD | 1
1314370 | 4K6400MMDCM/DMM | 1314370 | Operating Shaft 400mm | 73 | cerere oferta | N | 1 | 0 | 1 | 0.108 | KG | 405X200X12 | 8711426924246 |  | 761 | ICD | 1
1314371 | 4K6400MMDMM40/63 | 1314371 | Operating Shaft 400mm | 73 | cerere oferta | N | 1 | 0 | 1 | 0.1 | KG | 360X140X10 | 8711426104341 |  | 761 | ICD | 1
1314693 | 4K6400MMK1/2S | 1314693 | Operating Shaft 400mm K1/2S | 73 | cerere oferta | N | 1 | 0 | 1 | 0.11 | KG | 435X75X22 | 8711426284647 |  | 761 | ICD | 1
1319832 | 4K6600MMK1/2S | 1319832 | Operating Shaft 600mm K1/2S | 73 | cerere oferta | N | 1 | 0 | 1 | 0.15 | KG | 125X650X4 | 8711426105478 |  | 761 | ICD | 1
1319303 | 4K8115MMK2 | 1319303 | Operating Shaft 115mm K2 | 73 | cerere oferta | N | 1 | 0 | 1 | 0.053 | KG | 170X100X8 | 8711426965379 |  | 761 | ICD | 1
1319306 | 4K8140MMK2 | 1319306 | Operating Shaft 140mm K2 | 73 | cerere oferta | N | 1 | 0 | 1 | 0.064 | KG | 170X100X8 | 8711426355477 |  | 761 | ICD | 1
1319307 | 4K8180MMK2 | 1319307 | Operating Shaft 180mm K2 | 73 | cerere oferta | N | 1 | 0 | 1 | 0.085 | KG | 220X170X8 | 8711426675377 |  | 761 | ICD | 1
1319311 | 4K8300MMK2 | 1319311 | Operating Shaft 300mm K2 | 73 | cerere oferta | N | 1 | 0 | 1 | 0.138 | KG | 360X130X7 | 8711426385375 |  | 761 | ICD | 1
1319301 | 4K8600MMK2 | 1319301 | Operating Shaft 600mm K2 | 73 | cerere oferta | N | 1 | 0 | 1 | 0.28 | KG | 640X120X8 | 8711426185470 |  | 761 | ICD | 1
41096 | 4Z115-121.12 | 41096 | ACCESSORIES P3 | 54 | cerere oferta | N | 100 | 0 | 1 | 0.008 | KG | 11X11X26 | 4015080410966 |  | 291 | ICD | 1
31893 | 4Z132-11.48 | 31893 | Accesoriu MCS(N) | 60 | cerere oferta | N | 10 | 0 | 1 | 0.002 | KG | 44X44X2 | 4015080318934 |  | 296 | ICD | 1
88512 | 54TQ18 | 88512 | BUTTON PLATE ..TQ18 | 65 | cerere oferta | N | 20 | 0 | 1 | 0.001 | KG | 3X14X14 | 4015080885122 |  | 388 | ICD | 1
88545 | 55TQ18 | 88545 | BUTTON PLATE ..TQ18 | 65 | cerere oferta | N | 20 | 0 | 1 | 0.001 | KG | 3X14X14 | 4015080885450 |  | 388 | ICD | 1
135736 | 6161A-6501 | 135736 | L-shaped bracket, 18 mm | 59 | cerere oferta | S | 2 | 0 | 1 | 0.05 | KG | 44 45X82 55X44 45 | 4015081325290 |  | 226 | ICD | 1
135737 | 6161AS5295 | 135737 | Flat bracket, 18 mm | 59 | cerere oferta | S | 1 | 0 | 1 | 0.05 | KG | 101 6X101 6X12 7 | 4015081325306 |  | 226 | ICD | 1
135738 | 6161AS5296 | 135738 | Flush mount bracket, contoured design | 59 | cerere oferta | S | 1 | 0 | 1 | 0.09 | KG | 44 45X44 45X82 55 | 4015081325313 |  | 226 | ICD | 1
135739 | 6161AS5297 | 135739 | Flush mount bracket, flat | 59 | cerere oferta | S | 1 | 0 | 1 | 0.09 | KG | 44 45X44 45X82 55 | 4015081325320 |  | 226 | ICD | 1
135740 | 6161AS6501 | 135740 | L-shaped bracket, 18 mm | 59 | cerere oferta | N | 1 | 0 | 1 | 0.09 | KG | 44 45X44 45X82 55 | 4015081325337 |  | 226 | ICD | 1
135741 | 6161AS7050 | 135741 | L-shaped bracket with slot, 18 mm | 59 | cerere oferta | S | 1 | 0 | 1 | 0.09 | KG | 44 45X44 45X82 55 | 4015081325344 |  | 226 | ICD | 1
135742 | 6167A-6501 | 135742 | L-shaped bracket, 30 mm | 59 | cerere oferta | S | 1 | 0 | 1 | 0.23 | KG | 63 5X69 85X76 2 | 4015081325351 |  | 226 | ICD | 1
135743 | 6200A-6501 | 135743 | Retroreflector, circular, 84 mm | 59 | cerere oferta | S | 2 | 0 | 1 | 0.23 | KG | 152 4X152 4X44 45 | 4015081325368 |  | 226 | ICD | 1
135744 | 6200A-6502 | 135744 | Retroreflector, circular, 55 mm, adhesiv | 59 | cerere oferta | S | 1 | 0 | 1 | 0.01 | KG | 50 8X50 8X12 7 | 4015081325375 |  | 226 | ICD | 1
135745 | 6200A-6504 | 135745 | Retroreflector, circular, 31 mm, adhesiv | 59 | cerere oferta | S | 1 | 0 | 1 | 0.02 | KG | 76 2X76 2X6 | 4015081325382 |  | 226 | ICD | 1
135746 | 6200A-6505 | 135746 | Retroreflector, circular, 55 mm | 59 | cerere oferta | S | 1 | 0 | 1 | 0.01 | KG | 61X61X7 5 | 4015081325399 |  | 226 | ICD | 1
135747 | 6200A-6506 | 135747 | Retroreflector, circular, 84 mm, metal b | 59 | cerere oferta | S | 1 | 0 | 1 | 0.33 | KG | 82 55X76 2X57 15 | 4015081325405 |  | 226 | ICD | 1
135759 | 6235A-6501 | 135759 | Glasfiber Adapter, Comet Serie | 59 | cerere oferta | S | 1 | 0 | 1 | 0.23 | KG | 50 8X50 8X114 3 | 4015081325528 |  | 226 | ICD | 1
C14G63 | 63A 500V 14X51 CYL GG PV14 | C14G63 | 63A 500V 14X51 CYL GG PV14 | 82 | cerere oferta | N | 10 | 0 | 1 | 0.02 | KG | 0 001X0 001X0 001 | 5027590002707 |  | 951 | BUSSMAN | 1
90776 | 63LQ25 | 90776 | Etichete RMQ 16 | 65 | cerere oferta | N | 20 | 0 | 1 | 0.001 | KG | 1X19X19 | 4015080907763 |  | 388 | ICD | 1
88566 | 63TQ18 | 88566 | Etichete RMQ 16 | 65 | cerere oferta | N | 20 | 0 | 1 | 0.001 | KG | 3X14X14 | 4015080885665 |  | 388 | ICD | 1
93060 | 63TQ25 | 93060 | Etichete RMQ 16 | 65 | cerere oferta | N | 20 | 0 | 1 | 0.001 | KG | 3X19X19 | 4015080930600 |  | 388 | ICD | 1
90799 | 66LQ25 | 90799 | Etichete RMQ 16 | 65 | cerere oferta | N | 20 | 0 | 1 | 0.001 | KG | 1X19X19 | 4015080907992 |  | 388 | ICD | 1
88590 | 66TQ18 | 88590 | Etichete RMQ 16 | 65 | cerere oferta | N | 20 | 0 | 1 | 0.001 | KG | 3X14X14 | 4015080885900 |  | 388 | ICD | 1
93092 | 66TQ25 | 93092 | Etichete RMQ 16 | 65 | cerere oferta | N | 20 | 0 | 1 | 0.001 | KG | 3X19X19 | 4015080930921 |  | 388 | ICD | 1
144099 | 6LES400T | 144099 | Rating Plug | 70 | cerere oferta | N | 1 | 0 | 1 | 0.02 | KG | 58 42X38 1X35 56 | 4015081406173 |  | 689 | PDC | 1
ROFUL000000144 | 7062154FUL-0106 | ROFUL000000144 | 7062154FUL-0106 | 73 | cerere oferta | N | 1 | 0 | 1 | 1 | KG | 0 001X0 001X0 001 | 9008790761324 |  | 393 | ICD | 1
ROFUL000000134 | 7071152FUL-0117 | ROFUL000000134 | 7071152FUL-0117 | 73 | cerere oferta | N | 1 | 0 | 1 | 1 | KG | 0 001X0 001X0 001 | 9008790761317 |  | 393 | ICD | 1
135476 | 741H0021 | 135476 | HF7A, 2000/5 A | 732 | cerere oferta | N | 1 | 0 | 1 | 1.215 | KG | 106X52X146 | 4015081322732 |  | 238 | PDC | 1
87840 | 80LQ18 | 87840 | Etichete RMQ 16 | 65 | cerere oferta | N | 20 | 0 | 1 | 0.001 | KG | 1X14X14 | 4015080878407 |  | 388 | ICD | 1
88631 | 80TQ18 | 88631 | Etichete RMQ 16 | 65 | cerere oferta | N | 20 | 0 | 1 | 0.001 | KG | 3X14X14 | 4015080886310 |  | 388 | ICD | 20
93134 | 80TQ25 | 93134 | Etichete RMQ 16 | 65 | cerere oferta | N | 20 | 0 | 1 | 0.001 | KG | 3X19X19 | 4015080931348 |  | 388 | ICD | 1
53898 | 811TQ25 | 53898 | Etichete RMQ 16 | 65 | cerere oferta | N | 20 | 0 | 1 | 0.001 | KG | 19X3X19 | 4015080538981 |  | 388 | ICD | 1
47425 | 814TQ25 | 47425 | Etichete RMQ 16 | 65 | cerere oferta | N | 20 | 0 | 1 | 0.001 | KG | 19X3X19 | 4015080474258 |  | 388 | ICD | 1
87868 | 81LQ18 | 87868 | Etichete RMQ 16 | 65 | cerere oferta | N | 20 | 0 | 1 | 0.001 | KG | 1X14X14 | 4015080878681 |  | 388 | ICD | 1
90854 | 81LQ25 | 90854 | Etichete RMQ 16 | 65 | cerere oferta | N | 20 | 0 | 1 | 0.001 | KG | 1X19X19 | 4015080908548 |  | 388 | ICD | 1
88663 | 81TQ18 | 88663 | Etichete RMQ 16 | 65 | cerere oferta | N | 20 | 0 | 1 | 0.001 | KG | 3X14X14 | 4015080886631 |  | 388 | ICD | 20
93158 | 81TQ25 | 93158 | Etichete RMQ 16 | 65 | cerere oferta | N | 20 | 0 | 1 | 0.001 | KG | 3X19X19 | 4015080931584 |  | 388 | ICD | 1
88343 | 82LQ18 | 88343 | Etichete RMQ 16 | 65 | cerere oferta | N | 20 | 0 | 1 | 0.001 | KG | 1X14X14 | 4015080883432 |  | 388 | ICD | 1
90869 | 82LQ25 | 90869 | Etichete RMQ 16 | 65 | cerere oferta | N | 20 | 0 | 1 | 0.001 | KG | 1X19X19 | 4015080908692 |  | 388 | ICD | 1
88715 | 82TQ18 | 88715 | Etichete RMQ 16 | 65 | cerere oferta | N | 20 | 0 | 1 | 0.001 | KG | 3X14X14 | 4015080887157 |  | 388 | ICD | 20
93178 | 82TQ25 | 93178 | Etichete RMQ 16 | 65 | cerere oferta | N | 20 | 0 | 1 | 0.001 | KG | 3X19X19 | 4015080931782 |  | 388 | ICD | 1
88517 | 83LQ18 | 88517 | Etichete RMQ 16 | 65 | cerere oferta | N | 20 | 0 | 1 | 0.001 | KG | 1X14X14 | 4015080885177 |  | 388 | ICD | 1
90884 | 83LQ25 | 90884 | Etichete RMQ 16 | 65 | cerere oferta | N | 20 | 0 | 1 | 0.001 | KG | 1X19X19 | 4015080908845 |  | 388 | ICD | 1
88744 | 83TQ18 | 88744 | Etichete RMQ 16 | 65 | cerere oferta | N | 20 | 0 | 1 | 0.001 | KG | 3X14X14 | 4015080887447 |  | 388 | ICD | 20
93197 | 83TQ25 | 93197 | Etichete RMQ 16 | 65 | cerere oferta | N | 20 | 0 | 1 | 0.001 | KG | 3X19X19 | 4015080931973 |  | 388 | ICD | 1
88547 | 84LQ18 | 88547 | Etichete RMQ 16 | 65 | cerere oferta | N | 20 | 0 | 1 | 0.001 | KG | 1X14X14 | 4015080885474 |  | 388 | ICD | 1
90916 | 84LQ25 | 90916 | Etichete RMQ 16 | 65 | cerere oferta | N | 20 | 0 | 1 | 0.001 | KG | 1X19X19 | 4015080909163 |  | 388 | ICD | 1
88766 | 84TQ18 | 88766 | Etichete RMQ 16 | 65 | cerere oferta | N | 20 | 0 | 1 | 0.001 | KG | 3X14X14 | 4015080887669 |  | 388 | ICD | 20
93224 | 84TQ25 | 93224 | Etichete RMQ 16 | 65 | cerere oferta | N | 20 | 0 | 1 | 0.001 | KG | 3X19X19 | 4015080932246 |  | 388 | ICD | 1
88567 | 85LQ18 | 88567 | Etichete RMQ 16 | 65 | cerere oferta | N | 20 | 0 | 1 | 0.001 | KG | 1X14X14 | 4015080885672 |  | 388 | ICD | 1
90937 | 85LQ25 | 90937 | Etichete RMQ 16 | 65 | cerere oferta | N | 20 | 0 | 1 | 0.001 | KG | 1X19X19 | 4015080909378 |  | 388 | ICD | 1
88811 | 85TQ18 | 88811 | Etichete RMQ 16 | 65 | cerere oferta | N | 20 | 0 | 1 | 0.001 | KG | 3X14X14 | 4015080888116 |  | 388 | ICD | 20
93241 | 85TQ25 | 93241 | Etichete RMQ 16 | 65 | cerere oferta | N | 20 | 0 | 1 | 0.001 | KG | 3X19X19 | 4015080932413 |  | 388 | ICD | 1
88593 | 86LQ18 | 88593 | Etichete RMQ 16 | 65 | cerere oferta | N | 20 | 0 | 1 | 0.001 | KG | 1X14X14 | 4015080885931 |  | 388 | ICD | 1
90952 | 86LQ25 | 90952 | Etichete RMQ 16 | 65 | cerere oferta | N | 20 | 0 | 1 | 0.001 | KG | 1X19X19 | 4015080909521 |  | 388 | ICD | 1
89069 | 86TQ18 | 89069 | Etichete RMQ 16 | 65 | cerere oferta | N | 20 | 0 | 1 | 0.001 | KG | 3X14X14 | 4015080890690 |  | 388 | ICD | 20
93257 | 86TQ25 | 93257 | Etichete RMQ 16 | 65 | cerere oferta | N | 20 | 0 | 1 | 0.001 | KG | 3X19X19 | 4015080932574 |  | 388 | ICD | 1
90990 | 87LQ25 | 90990 | Etichete RMQ 16 | 65 | cerere oferta | N | 20 | 0 | 1 | 0.001 | KG | 1X19X19 | 4015080909903 |  | 388 | ICD | 1
89107 | 87TQ18 | 89107 | Etichete RMQ 16 | 65 | cerere oferta | N | 20 | 0 | 1 | 0.001 | KG | 3X14X14 | 4015080891079 |  | 388 | ICD | 20
93288 | 87TQ25 | 93288 | Etichete RMQ 16 | 65 | cerere oferta | N | 20 | 0 | 1 | 0.001 | KG | 3X19X19 | 4015080932888 |  | 388 | ICD | 1
91021 | 88LQ25 | 91021 | Etichete RMQ 16 | 65 | cerere oferta | N | 20 | 0 | 1 | 0.001 | KG | 1X19X19 | 4015080910213 |  | 388 | ICD | 1
89165 | 88TQ18 | 89165 | Etichete RMQ 16 | 65 | cerere oferta | N | 20 | 0 | 1 | 0.001 | KG | 3X14X14 | 4015080891659 |  | 388 | ICD | 20
93305 | 88TQ25 | 93305 | Etichete RMQ 16 | 65 | cerere oferta | N | 20 | 0 | 1 | 0.001 | KG | 3X19X19 | 4015080933052 |  | 388 | ICD | 1
91008 | 899LQ18 | 91008 | Etichete RMQ 16 | 65 | cerere oferta | N | 20 | 0 | 1 | 0.001 | KG | 1X14X14 | 4015080910084 |  | 388 | ICD | 1
93184 | 899LQ25 | 93184 | Etichete RMQ 16 | 65 | cerere oferta | N | 20 | 0 | 1 | 0.001 | KG | 1X19X19 | 4015080931843 |  | 388 | ICD | 1
89232 | 899TQ18 | 89232 | Etichete RMQ 16 | 65 | cerere oferta | N | 20 | 0 | 1 | 0.001 | KG | 3X14X14 | 4015080892328 |  | 388 | ICD | 1
93063 | 899TQ25 | 93063 | Etichete RMQ 16 | 65 | cerere oferta | N | 20 | 0 | 1 | 0.001 | KG | 3X19X19 | 4015080930631 |  | 388 | ICD | 1
91048 | 89LQ25 | 91048 | Etichete RMQ 16 | 65 | cerere oferta | N | 20 | 0 | 1 | 0.001 | KG | 1X19X19 | 4015080910480 |  | 388 | ICD | 1
89205 | 89TQ18 | 89205 | Etichete RMQ 16 | 65 | cerere oferta | N | 20 | 0 | 1 | 0.001 | KG | 3X14X14 | 4015080892052 |  | 388 | ICD | 20
93329 | 89TQ25 | 93329 | Etichete RMQ 16 | 65 | cerere oferta | N | 20 | 0 | 1 | 0.001 | KG | 3X19X19 | 4015080933298 |  | 388 | ICD | 1
RZF72EAX150D01 | 90° scale 72 ac 150/1A 2 In | RZF72EAX150D01 | 90° scale 72 ac 150/1A 2 In | 73 | cerere oferta | N | 1 | 0 | 1 | 1 | KG | 0 001X0 001X0 001 | 9008790667794 |  | 279 | PDC | 1
RZF72EAX200D01 | 90° scale 72 ac 200/1A 2 In | RZF72EAX200D01 | 90° scale 72 ac 200/1A 2 In | 73 | cerere oferta | N | 1 | 0 | 1 | 1 | KG | 0 001X0 001X0 001 | 9008790667800 |  | 279 | PDC | 1
RZF72EAX250D01 | 90° scale 72 ac 250/1A 2 In | RZF72EAX250D01 | 90° scale 72 ac 250/1A 2 In | 73 | cerere oferta | N | 1 | 0 | 1 | 1 | KG | 0 001X0 001X0 001 | 9008790667817 |  | 279 | PDC | 1
RZF72EAX050D01 | 90° scale 72 ac 50/1A 2 In | RZF72EAX050D01 | 90° scale 72 ac 50/1A 2 In | 73 | cerere oferta | N | 1 | 0 | 1 | 1 | KG | 0 001X0 001X0 001 | 9008790667787 |  | 279 | PDC | 1
38271 | 90SQ25 | 38271 | Etichete RMQ 16 | 65 | cerere oferta | N | 20 | 0 | 1 | 0.001 | KG | 1X22X10 | 4015080382713 |  | 388 | ICD | 1
91045 | 911LQ18 | 91045 | Etichete RMQ 16 | 65 | cerere oferta | N | 20 | 0 | 1 | 0.001 | KG | 1X14X14 | 4015080910459 |  | 388 | ICD | 1
93202 | 911LQ25 | 93202 | Etichete RMQ 16 | 65 | cerere oferta | N | 20 | 0 | 1 | 0.001 | KG | 1X19X19 | 4015080932024 |  | 388 | ICD | 1
89778 | 911TQ18 | 89778 | Etichete RMQ 16 | 65 | cerere oferta | N | 20 | 0 | 1 | 0.001 | KG | 3X14X14 | 4015080897781 |  | 388 | ICD | 1
93100 | 911TQ25 | 93100 | Etichete RMQ 16 | 65 | cerere oferta | N | 20 | 0 | 1 | 0.001 | KG | 3X19X19 | 4015080931003 |  | 388 | ICD | 1
91088 | 912LQ18 | 91088 | Etichete RMQ 16 | 65 | cerere oferta | N | 20 | 0 | 1 | 0.001 | KG | 1X14X14 | 4015080910886 |  | 388 | ICD | 1
93228 | 912LQ25 | 93228 | Etichete RMQ 16 | 65 | cerere oferta | N | 20 | 0 | 1 | 0.001 | KG | 1X19X19 | 4015080932284 |  | 388 | ICD | 1
90181 | 912TQ18 | 90181 | Etichete RMQ 16 | 65 | cerere oferta | N | 20 | 0 | 1 | 0.001 | KG | 3X14X14 | 4015080901815 |  | 388 | ICD | 1
93135 | 912TQ25 | 93135 | Etichete RMQ 16 | 65 | cerere oferta | N | 20 | 0 | 1 | 0.001 | KG | 3X19X19 | 4015080931355 |  | 388 | ICD | 1
62106 | 920LQ18 | 62106 | Etichete RMQ 16 | 65 | cerere oferta | N | 20 | 0 | 1 | 0.001 | KG | 1X14X14 | 4015080621065 |  | 388 | ICD | 1
62107 | 920LQ25 | 62107 | Etichete RMQ 16 | 65 | cerere oferta | N | 20 | 0 | 1 | 0.001 | KG | 1X19X19 | 4015080621072 |  | 388 | ICD | 1
47426 | 921TQ25 | 47426 | Etichete RMQ 16 | 65 | cerere oferta | N | 20 | 0 | 1 | 0.001 | KG | 19X3X19 | 4015080474265 |  | 388 | ICD | 1
72300 | 93SQ25 | 72300 | Etichete RMQ 16 | 65 | cerere oferta | N | 20 | 0 | 1 | 0.001 | KG | 1X22X10 | 4015080723004 |  | 388 | ICD | 1
254466 | A22-01T | 254466 | Eticheta buton | 67 | cerere oferta | N | 25 | 0 | 1 | 0.002 | KG | 24X24X9 | 4015082544669 |  | 390 | ICD | 1
254467 | A22-02T | 254467 | Eticheta buton | 67 | cerere oferta | N | 25 | 0 | 1 | 0.002 | KG | 24X24X9 | 4015082544676 |  | 390 | ICD | 1
254468 | A22-03T | 254468 | Eticheta buton | 67 | cerere oferta | N | 25 | 0 | 1 | 0.002 | KG | 24X24X9 | 4015082544683 |  | 390 | ICD | 25
254469 | A22-04T | 254469 | Eticheta buton | 67 | cerere oferta | N | 25 | 0 | 1 | 0.002 | KG | 24X24X9 | 4015082544690 |  | 390 | ICD | 25
254470 | A22-05T | 254470 | Eticheta buton | 67 | cerere oferta | N | 25 | 0 | 1 | 0.002 | KG | 24X24X9 | 4015082544706 |  | 390 | ICD | 1
254471 | A22-06T | 254471 | Eticheta buton | 67 | cerere oferta | N | 25 | 0 | 1 | 0.02 | KG | 24X24X9 | 4015082544713 |  | 390 | ICD | 1
254472 | A22-10T | 254472 | Eticheta buton | 67 | cerere oferta | N | 25 | 0 | 1 | 0.002 | KG | 24X24X9 | 4015082544720 |  | 390 | ICD | 1
254473 | A22-11T | 254473 | Eticheta buton | 67 | cerere oferta | N | 25 | 0 | 1 | 0.001 | KG | 24X24X9 | 4015082544737 |  | 390 | ICD | 1
254474 | A22-12T | 254474 | Eticheta buton | 67 | cerere oferta | N | 25 | 0 | 1 | 0.002 | KG | 24X24X9 | 4015082544744 |  | 390 | ICD | 1
254475 | A22-13T | 254475 | Eticheta buton | 67 | cerere oferta | N | 25 | 0 | 1 | 0.002 | KG | 24X24X9 | 4015082544751 |  | 390 | ICD | 1
254478 | A22-14T | 254478 | Eticheta buton | 67 | cerere oferta | N | 25 | 0 | 1 | 0.002 | KG | 24X24X9 | 4015082544782 |  | 390 | ICD | 1
254479 | A22-19T | 254479 | Eticheta buton | 67 | cerere oferta | N | 25 | 0 | 1 | 0.002 | KG | 3X19X19 | 4015082544799 |  | 390 | ICD | 1
254497 | A22-1AK | 254497 | Eticheta buton de urgenta | 67 | cerere oferta | N | 10 | 0 | 1 | 0.01 | KG | 90X90X1 | 4015082544973 |  | 390 | ICD | 1
254498 | A22-1AK-299 | 254498 | Eticheta buton de urgenta | 67 | cerere oferta | N | 5 | 0 | 1 | 0.013 | KG | 90X90X1 | 4015082544980 |  | 390 | ICD | 1
254480 | A22-20T | 254480 | Eticheta buton | 67 | cerere oferta | N | 25 | 0 | 1 | 0.002 | KG | 3X19X19 | 4015082544805 |  | 390 | ICD | 1
254483 | A22-32T | 254483 | Eticheta buton | 67 | cerere oferta | N | 25 | 0 | 1 | 0.002 | KG | 24X24X9 | 4015082544836 |  | 390 | ICD | 25
254481 | A22-37T | 254481 | Eticheta buton | 67 | cerere oferta | N | 25 | 0 | 1 | 0.002 | KG | 24X24X9 | 4015082544812 |  | 390 | ICD | 1
254482 | A22-38T | 254482 | Eticheta buton | 67 | cerere oferta | N | 25 | 0 | 1 | 0.002 | KG | 24X24X9 | 4015082544829 |  | 390 | ICD | 1
254461 | A22-BE3C | 254461 | Accesorii buton RMQ22 | 67 | cerere oferta | N | 25 | 0 | 1 | 0.004 | KG | 36X30X20 | 4015082544614 |  | 390 | ICD | 1
254453 | A22-BE6 | 254453 | Adaptor | 67 | cerere oferta | N | 10 | 0 | 1 | 0.007 | KG | 42X30X20 | 4015082544539 |  | 390 | ICD | 10
262520 | A22-E14 | 262520 | Presentation panel PB-C | 67 | cerere oferta | N | 1 | 0 | 1 | 1.2 | KG | 265X190X60 | 4015082625207 |  | 390 | ICD | 1
254458 | A22-EC02 | 254458 | Element de contact | 67 | cerere oferta | N | 10 | 0 | 1 | 0.023 | KG | 52X10X44 | 4015082544584 |  | 390 | ICD | 1
254456 | A22-EC11 | 254456 | Element de contact | 67 | cerere oferta | N | 10 | 0 | 1 | 0.022 | KG | 70X10X44 | 4015082544560 |  | 390 | ICD | 1
254457 | A22-EC20 | 254457 | Element de contact | 67 | cerere oferta | N | 10 | 0 | 1 | 0.022 | KG | 52X10X44 | 4015082544577 |  | 390 | ICD | 1
254459 | A22-EF | 254459 | Soclu lampa | 67 | cerere oferta | N | 10 | 0 | 1 | 0.014 | KG | 60X10X32 | 4015082544591 |  | 390 | ICD | 10
254464 | A22-EFC | 254464 | RMQ LAMP SOCKETS | 67 | cerere oferta | N | 10 | 0 | 1 | 0.014 | KG | 60X10X32 | 4015082544645 |  | 390 | ICD | 1
254460 | A22-EFR | 254460 | Soclu lampa | 67 | cerere oferta | N | 10 | 0 | 1 | 0.023 | KG | 60X20X32 | 4015082544607 |  | 390 | ICD | 1
254465 | A22-EFRC | 254465 | RMQ LAMP SOCKETS | 67 | cerere oferta | N | 10 | 0 | 1 | 0.023 | KG | 60X20X32 | 4015082544652 |  | 390 | ICD | 1
254455 | A22-EK01 | 254455 | Element de contact | 67 | cerere oferta | N | 20 | 0 | 1 | 0.013 | KG | 60X10X32 | 4015082544553 |  | 390 | ICD | 1
254463 | A22-EK01C | 254463 | Element de contact | 67 | cerere oferta | N | 20 | 0 | 1 | 0.013 | KG | 60X10X32 | 4015082544638 |  | 390 | ICD | 1
254454 | A22-EK10 | 254454 | Element de contact | 67 | cerere oferta | N | 20 | 0 | 1 | 0.013 | KG | 60X10X32 | 4015082544546 |  | 390 | ICD | 1
254462 | A22-EK10C | 254462 | Element de contact | 67 | cerere oferta | N | 20 | 0 | 1 | 0.014 | KG | 60X10X32 | 4015082544621 |  | 390 | ICD | 1
261361 | A22-GL130 | 261361 | Bec incandescenta | 67 | cerere oferta | N | 100 | 0 | 1 | 0.001 | KG | 27X10X15 | 4015082613617 |  | 390 | ICD | 1
261360 | A22-GL24 | 261360 | Bec incandescenta | 67 | cerere oferta | N | 100 | 0 | 1 | 0.001 | KG | 27X10X15 | 4015082613600 |  | 390 | ICD | 1
254500 | A22-I1M | 254500 | Cutie 1 buton | 67 | cerere oferta | N | 1 | 0 | 1 | 0.169 | KG | 70X72X70 | 4015082545000 |  | 390 | ICD | 1
254501 | A22-I2M | 254501 | Cutie 2 butoane | 67 | cerere oferta | N | 1 | 0 | 1 | 0.228 | KG | 70X120X70 | 4015082545017 |  | 390 | ICD | 1
254502 | A22-I3M | 254502 | Cutie 3 butoane | 67 | cerere oferta | N | 1 | 0 | 1 | 0.285 | KG | 70X153X70 | 4015082545024 |  | 390 | ICD | 1
254503 | A22-I4M | 254503 | Cutie 4 butoane | 67 | cerere oferta | N | 1 | 0 | 1 | 0.334 | KG | 70X186X70 | 4015082545031 |  | 390 | ICD | 1
255802 | A22-I5M | 255802 | Cutie 5 butoane | 67 | cerere oferta | N | 1 | 0 | 1 | 0.369 | KG | 70X219X70 | 4015082558024 |  | 390 | ICD | 1
254499 | A22-IGE1M | 254499 | Cutie galbena | 67 | cerere oferta | N | 1 | 0 | 1 | 0.169 | KG | 70X72X70 | 4015082544997 |  | 390 | ICD | 1
261210 | A22-LC-G | 261210 | Indicator luminos compact | 67 | cerere oferta | N | 10 | 0 | 1 | 0.018 | KG | 62X30X30 | 4015082612108 |  | 390 | ICD | 1
261211 | A22-LC-R | 261211 | Indicator luminos compact | 67 | cerere oferta | N | 10 | 0 | 1 | 0.018 | KG | 62X30X30 | 4015082612115 |  | 390 | ICD | 1
261176 | A22-LC-W | 261176 | Indicator luminos compact | 67 | cerere oferta | N | 10 | 0 | 1 | 0.018 | KG | 62X30X30 | 4015082611767 |  | 390 | ICD | 1
261212 | A22-LC-Y | 261212 | Indicator luminos compact | 67 | cerere oferta | N | 10 | 0 | 1 | 0.018 | KG | 62X30X30 | 4015082612122 |  | 390 | ICD | 1
261363 | A22-LED-G | 261363 | Fotodioda | 67 | cerere oferta | N | 10 | 0 | 1 | 0.002 | KG | 30X10X10 | 4015082613631 |  | 390 | ICD | 10
261364 | A22-LED-R | 261364 | Fotodioda | 67 | cerere oferta | N | 10 | 0 | 1 | 0.002 | KG | 30X10X10 | 4015082613648 |  | 390 | ICD | 10
261362 | A22-LED-W | 261362 | Fotodioda | 67 | cerere oferta | N | 10 | 0 | 1 | 0.002 | KG | 30X10X10 | 4015082613624 |  | 390 | ICD | 10
261365 | A22-LED-Y | 261365 | Fotodioda | 67 | cerere oferta | N | 10 | 0 | 1 | 0.002 | KG | 30X10X10 | 4015082613655 |  | 390 | ICD | 1
268663 | A22-MT-D | 268663 | Diafragma silicon | 67 | cerere oferta | N | 10 | 0 | 1 | 0.004 | KG | 30X30X16 | 4015082686635 |  | 390 | ICD | 1
254423 | A22-QDDL-11/10 | 254423 | Eticheta buton dublu | 67 | cerere oferta | N | 5 | 0 | 1 | 0.028 | KG | 45X30X54 | 4015082544232 |  | 390 | ICD | 1
254408 | A22-QDDL-11/10/K11/F | 254408 | Eticheta buton dublu | 67 | cerere oferta | N | 5 | 0 | 1 | 0.072 | KG | 75X30X54 | 4015082544089 |  | 390 | ICD | 1
254493 | A22-RAS-110 | 254493 | Eticheta | 67 | cerere oferta | N | 25 | 0 | 1 | 0.002 | KG | 40X30X1 | 4015082544935 |  | 390 | ICD | 1
254494 | A22-RAS-111 | 254494 | Eticheta | 67 | cerere oferta | N | 25 | 0 | 1 | 0.002 | KG | 30X40X1 | 4015082544942 |  | 390 | ICD | 1
254488 | A22-RAS-32 | 254488 | Eticheta | 67 | cerere oferta | N | 25 | 0 | 1 | 0.002 | KG | 30X40X1 | 4015082544881 |  | 390 | ICD | 1
254489 | A22-RAS-33 | 254489 | Eticheta | 67 | cerere oferta | N | 25 | 0 | 1 | 0.002 | KG | 30X40X1 | 4015082544898 |  | 390 | ICD | 1
254495 | A22-RAS-395 | 254495 | Eticheta | 67 | cerere oferta | N | 25 | 0 | 1 | 0.002 | KG | 30X40X1 | 4015082544959 |  | 390 | ICD | 1
254496 | A22-RAS-397 | 254496 | Eticheta | 67 | cerere oferta | N | 25 | 0 | 1 | 0.002 | KG | 30X40X1 | 4015082544966 |  | 390 | ICD | 1
254490 | A22-RAS-90 | 254490 | Eticheta | 67 | cerere oferta | N | 25 | 0 | 1 | 0.002 | KG | 30X40X1 | 4015082544904 |  | 390 | ICD | 1
254491 | A22-RAS-93 | 254491 | Eticheta | 67 | cerere oferta | N | 25 | 0 | 1 | 0.002 | KG | 30X40X1 | 4015082544911 |  | 390 | ICD | 1
254492 | A22-RAS-98 | 254492 | Eticheta | 67 | cerere oferta | N | 25 | 0 | 1 | 0.001 | KG | 30X40X1 | 4015082544928 |  | 390 | ICD | 1
254486 | A22-RAS-X | 254486 | Eticheta | 67 | cerere oferta | N | 25 | 0 | 1 | 0.001 | KG | 3X30X39 | 4015082544867 |  | 390 | ICD | 25
271391 | A22-RBS-X | 271391 | Eticheta | 67 | cerere oferta | N | 25 | 0 | 1 | 0.001 | KG | 3X30X49 | 4015082713911 |  | 390 | ICD | 25
254421 | A22-RD-10 | 254421 | Eticheta buton | 67 | cerere oferta | N | 10 | 0 | 1 | 0.015 | KG | 30X30X30 | 4015082544218 |  | 390 | ICD | 1
261368 | A22-RD-10/K01 | 261368 | Buton comanda ,echipat | 67 | cerere oferta | N | 5 | 0 | 1 | 0.037 | KG | 70X30X30 | 4015082613686 |  | 390 | ICD | 1
254406 | A22-RD-10/K11 | 254406 | Buton comanda ,echipat | 67 | cerere oferta | N | 5 | 0 | 1 | 0.049 | KG | 70X30X30 | 4015082544065 |  | 390 | ICD | 1
254418 | A22-RD-10/KC/I | 254418 | Cutie echipata cu buton de comanda | 67 | cerere oferta | N | 1 | 0 | 1 | 0.208 | KG | 70X72X70 | 4015082544188 |  | 390 | ICD | 1
254420 | A22-RD-11 | 254420 | Eticheta buton | 67 | cerere oferta | N | 10 | 0 | 1 | 0.015 | KG | 30X30X30 | 4015082544201 |  | 390 | ICD | 1
261366 | A22-RD-11/K10 | 261366 | Buton comanda ,echipat | 67 | cerere oferta | N | 5 | 0 | 1 | 0.036 | KG | 70X30X30 | 4015082613662 |  | 390 | ICD | 1
254405 | A22-RD-11/K11 | 254405 | Buton comanda ,echipat | 67 | cerere oferta | N | 5 | 0 | 1 | 0.048 | KG | 70X30X30 | 4015082544058 |  | 390 | ICD | 1
254417 | A22-RD-11/KC/I | 254417 | Cutie echipata cu buton de comanda | 67 | cerere oferta | N | 1 | 0 | 1 | 0.212 | KG | 70X72X70 | 4015082544171 |  | 390 | ICD | 1
254422 | A22-RD-X | 254422 | Buton comanda | 67 | cerere oferta | N | 10 | 0 | 1 | 0.014 | KG | 30X30X30 | 4015082544225 |  | 390 | ICD | 10
262656 | A22-RLF-BL | 262656 | Indicator luminos | 67 | cerere oferta | N | 10 | 0 | 1 | 0.012 | KG | 50X30X30 | 4015082626563 |  | 390 | ICD | 1
262655 | A22-RLF-GE | 262655 | Indicator luminos | 67 | cerere oferta | N | 10 | 0 | 1 | 0.012 | KG | 50X30X30 | 4015082626556 |  | 390 | ICD | 1
262653 | A22-RLF-GN | 262653 | Indicator luminos | 67 | cerere oferta | N | 10 | 0 | 1 | 0.011 | KG | 50X30X30 | 4015082626532 |  | 390 | ICD | 1
262654 | A22-RLF-RT | 262654 | Indicator luminos | 67 | cerere oferta | N | 10 | 0 | 1 | 0.012 | KG | 50X30X30 | 4015082626549 |  | 390 | ICD | 1
262645 | A22-RLF-WS | 262645 | Corp indicator luminos | 67 | cerere oferta | N | 10 | 0 | 1 | 0.011 | KG | 90X76X63 | 4015082626457 |  | 390 | ICD | 1
254452 | A22-RL-GE | 254452 | Indicator luminos | 67 | cerere oferta | N | 25 | 0 | 1 | 0.012 | KG | 50X30X30 | 4015082544522 |  | 390 | ICD | 1
254416 | A22-RL-GE/FR | 254416 | Indicator luminos | 67 | cerere oferta | N | 5 | 0 | 1 | 0.045 | KG | 50X30X30 | 4015082544164 |  | 390 | ICD | 1
254450 | A22-RL-GN | 254450 | Indicator luminos | 67 | cerere oferta | N | 25 | 0 | 1 | 0.013 | KG | 50X30X30 | 4015082544508 |  | 390 | ICD | 1
254414 | A22-RL-GN/FR | 254414 | Indicator luminos | 67 | cerere oferta | N | 5 | 0 | 1 | 0.045 | KG | 50X30X30 | 4015082544140 |  | 390 | ICD | 1
254451 | A22-RL-RT | 254451 | Indicator luminos | 67 | cerere oferta | N | 25 | 0 | 1 | 0.013 | KG | 50X30X30 | 4015082544515 |  | 390 | ICD | 1
254415 | A22-RL-RT/FR | 254415 | Indicator luminos | 67 | cerere oferta | N | 5 | 0 | 1 | 0.044 | KG | 50X30X30 | 4015082544157 |  | 390 | ICD | 1
254439 | A22-RLT-GE | 254439 | Eticheta buton luminos | 67 | cerere oferta | N | 10 | 0 | 1 | 0.013 | KG | 50X30X30 | 4015082544393 |  | 390 | ICD | 1
254437 | A22-RLT-GN | 254437 | Eticheta buton luminos | 67 | cerere oferta | N | 10 | 0 | 1 | 0.014 | KG | 50X30X30 | 4015082544379 |  | 390 | ICD | 1
254411 | A22-RLT-GN/K10/FR | 254411 | Buton comanda luminos,echipat | 67 | cerere oferta | N | 5 | 0 | 1 | 0.057 | KG | 50X30X30 | 4015082544119 |  | 390 | ICD | 1
254444 | A22-RLTH-GE | 254444 | Eticheta buton luminos | 67 | cerere oferta | N | 10 | 0 | 1 | 0.014 | KG | 50X30X30 | 4015082544447 |  | 390 | ICD | 1
254442 | A22-RLTH-GN | 254442 | Eticheta buton luminos | 67 | cerere oferta | N | 10 | 0 | 1 | 0.014 | KG | 50X30X30 | 4015082544423 |  | 390 | ICD | 1
254443 | A22-RLTH-RT | 254443 | Eticheta buton luminos | 67 | cerere oferta | N | 10 | 0 | 1 | 0.014 | KG | 50X30X30 | 4015082544430 |  | 390 | ICD | 1
254441 | A22-RLTH-WS | 254441 | Eticheta buton luminos | 67 | cerere oferta | N | 10 | 0 | 1 | 0.014 | KG | 50X30X30 | 4015082544416 |  | 390 | ICD | 1
254440 | A22-RLTH-WS11 | 254440 | Eticheta buton luminos | 67 | cerere oferta | N | 10 | 0 | 1 | 0.014 | KG | 50X30X30 | 4015082544409 |  | 390 | ICD | 1
254448 | A22-RLTR-GE | 254448 | Eticheta buton luminos,galben | 67 | cerere oferta | N | 5 | 0 | 1 | 0.016 | KG | 30X30X33 | 4015082544485 |  | 390 | ICD | 1
254446 | A22-RLTR-GN | 254446 | Eticheta buton luminos | 67 | cerere oferta | N | 5 | 0 | 1 | 0.016 | KG | 30X30X33 | 4015082544461 |  | 390 | ICD | 1
254447 | A22-RLTR-RT | 254447 | Eticheta buton luminos,rosu | 67 | cerere oferta | N | 5 | 0 | 1 | 0.016 | KG | 30X30X33 | 4015082544478 |  | 390 | ICD | 1
254438 | A22-RLT-RT | 254438 | Eticheta buton luminos | 67 | cerere oferta | N | 10 | 0 | 1 | 0.014 | KG | 50X30X30 | 4015082544386 |  | 390 | ICD | 1
254412 | A22-RLT-RT/K01/FR | 254412 | Buton comanda luminos,echipat | 67 | cerere oferta | N | 5 | 0 | 1 | 0.058 | KG | 50X30X30 | 4015082544126 |  | 390 | ICD | 1
254445 | A22-RLTR-WS | 254445 | Eticheta buton luminos | 67 | cerere oferta | N | 5 | 0 | 1 | 0.016 | KG | 30X30X33 | 4015082544454 |  | 390 | ICD | 1
254436 | A22-RLT-WS | 254436 | Eticheta buton luminos | 67 | cerere oferta | N | 10 | 0 | 1 | 0.013 | KG | 50X30X30 | 4015082544362 |  | 390 | ICD | 1
254410 | A22-RLT-WS/K10/FR | 254410 | Buton comanda luminos,echipat | 67 | cerere oferta | N | 5 | 0 | 1 | 0.057 | KG | 50X30X30 | 4015082544102 |  | 390 | ICD | 1
254435 | A22-RLT-WS11 | 254435 | Eticheta buton luminos | 67 | cerere oferta | N | 10 | 0 | 1 | 0.014 | KG | 50X30X30 | 4015082544355 |  | 390 | ICD | 1
254449 | A22-RL-WS | 254449 | Indicator luminos | 67 | cerere oferta | N | 25 | 0 | 1 | 0.012 | KG | 50X30X30 | 4015082544492 |  | 390 | ICD | 1
254413 | A22-RL-WS/FR | 254413 | Indicator luminos | 67 | cerere oferta | N | 5 | 0 | 1 | 0.044 | KG | 50X30X30 | 4015082544133 |  | 390 | ICD | 1
254424 | A22-RP-GN11 | 254424 | Buton ciuperca | 67 | cerere oferta | N | 5 | 0 | 1 | 0.023 | KG | 70X30X30 | 4015082544249 |  | 390 | ICD | 1
254407 | A22-RP-GN11/K10 | 254407 | Buton comanda ciuperca,echipat | 67 | cerere oferta | N | 5 | 0 | 1 | 0.043 | KG | 130X30X30 | 4015082544072 |  | 390 | ICD | 1
254425 | A22-RP-RT10 | 254425 | Buton comanda ciuperca | 67 | cerere oferta | N | 5 | 0 | 1 | 0.024 | KG | 70X30X30 | 4015082544256 |  | 390 | ICD | 1
254426 | A22-RPSR | 254426 | Buton avarie cu cheie | 67 | cerere oferta | N | 5 | 0 | 1 | 0.058 | KG | 70X30X30 | 4015082544263 |  | 390 | ICD | 1
254409 | A22-RPSR/K01 | 254409 | Buton comanda ciuperca,echipat | 67 | cerere oferta | N | 5 | 0 | 1 | 0.077 | KG | 130X30X30 | 4015082544096 |  | 390 | ICD | 1
254427 | A22-RPV | 254427 | Buton avarie cu cheie | 67 | cerere oferta | N | 5 | 0 | 1 | 0.05 | KG | 70X30X30 | 4015082544270 |  | 390 | ICD | 1
254419 | A22-RPV/KC/I | 254419 | RMQ COMPL. TOP MOUNTING HPL | 67 | cerere oferta | N | 1 | 0 | 1 | 0.245 | KG | 130X72X70 | 4015082544195 |  | 390 | ICD | 1
254432 | A22-RS | 254432 | Selector cu cheie | 67 | cerere oferta | N | 5 | 0 | 1 | 0.053 | KG | 70X30X30 | 4015082544324 |  | 390 | ICD | 1
254433 | A22-RS3 | 254433 | Selector cu cheie | 67 | cerere oferta | N | 5 | 0 | 1 | 0.053 | KG | 70X30X30 | 4015082544331 |  | 390 | ICD | 1
254434 | A22-RS3-KMS1-A4 | 254434 | Selector cu cheie | 67 | cerere oferta | N | 5 | 0 | 1 | 0.054 | KG | 70X30X30 | 4015082544348 |  | 390 | ICD | 1
254429 | A22-RWK1 | 254429 | Selector 2 pozitii | 67 | cerere oferta | N | 5 | 0 | 1 | 0.021 | KG | 70X30X30 | 4015082544294 |  | 390 | ICD | 1
254428 | A22-RWK1R | 254428 | Selector 2 pozitii | 67 | cerere oferta | N | 5 | 0 | 1 | 0.021 | KG | 70X30X30 | 4015082544287 |  | 390 | ICD | 1
261369 | A22-RWK1V | 261369 | Selector 2 pozitii | 67 | cerere oferta | N | 5 | 0 | 1 | 0.022 | KG | 70X30X30 | 4015082613693 |  | 390 | ICD | 1
254431 | A22-RWK3 | 254431 | Selector 3 pozitii | 67 | cerere oferta | N | 5 | 0 | 1 | 0.02 | KG | 70X30X30 | 4015082544317 |  | 390 | ICD | 1
254430 | A22-RWK3R | 254430 | Selector 3 pozitii | 67 | cerere oferta | N | 5 | 0 | 1 | 0.02 | KG | 70X30X30 | 4015082544300 |  | 390 | ICD | 5
254507 | A22-SP-RMQ | 254507 | Set adaptori codare | 67 | cerere oferta | N | 1 | 0 | 1 | 0.012 | KG | 19X11X16 | 4015082545079 |  | 390 | ICD | 1
254504 | A22-TC-RMQ | 254504 | Brat telescopic | 67 | cerere oferta | N | 5 | 0 | 1 | 0.031 | KG | 68X30X40 | 4015082545048 |  | 390 | ICD | 1
254487 | A22-XA | 254487 | Insert labels | 67 | cerere oferta | N | 100 | 0 | 1 | 0.001 | KG | 1X30X50 | 4015082544874 |  | 390 | ICD | 1
267484 | A22-XLED | 267484 | LED module 230VAC | 67 | cerere oferta | N | 20 | 0 | 1 | 0.008 | KG | 90X10X20 | 4015082674847 |  | 390 | ICD | 1
206914 | AB-CI-K4/5 | 206914 | Set de fixare exterior | 57 | cerere oferta | N | 1 | 0 | 1 | 0.106 | KG | 50X20X7 5 | 4015082069148 |  | 293 | ICD | 1
550068MED-0306X | AC/SV/R/S/BB MARINE | 550068MED-0306X | Askari Compact, Red Base, Shallow, Back Box | 732 | cerere oferta | N | 1 | 0 | 1 | 0.1 | KG | NA | NA |  | Askari Compact, Red Base | Fulleon | 1
550068FULL-0142XE | AC/SV/R/S/BB VDS G206025 XPRS | 550068FULL-0142XE | Askari Compact, Red Base, Switch, Back Box | 732 | cerere oferta | N | 1 | 0 | 1 | 0.1 | KG | NA | NA |  | Askari Compact, Red Base | Fulleon | 1
550072FULL-0216XE | AC/SV/W/S/BB XPRS | 550072FULL-0216XE | Askari Compact, White Base, Switch, Back Box | 732 | cerere oferta | N | 1 | 0 | 1 | 0.1 | KG | NA | NA |  | Askari Compact, White Base | Fulleon | 1
139523 | ACCESSORIES-BAT01X | 139523 | Ersatzbatterie . | 2 | cerere oferta | N | 1 | 0 | 1 | 0.02 | KG | 100X80X20 | 7640130093058 |  | 201 | IAB | 1
139809 | ACCESSORIES-HKS-IP65 | 139809 | Halteklammer&Gewindestift,Metall,4Stk . | 2 | cerere oferta | N | 1 | 0 | 1 | 0.023 | KG | 110X75X15 | 7640130092488 |  | 201 | IAB | 1
139810 | ACCESSORIES-HKS-IP65-100 | 139810 | Halteklammer&Gewindestift,Metall,100Stk. | 2 | cerere oferta | N | 1 | 0 | 1 | 0.57 | KG | 210X150X25 | 7640130092693 |  | 201 | IAB | 1
ROCO0000032368 | AD5998 DC24V | ROCO0000032368 | STOERMELDERELAIS | 732 | cerere oferta | N | 1 | 0 | 1 | 1 | KG | 0 001X0 001X0 001 | 9008790465024 |  | 306 | ICD | 1
232148 | AD63/10-1 | 232148 | adaptor SISTEM SASY 60 | 73 | cerere oferta | N | 1 | 0 | 1 | 0.536 | KG | 77X72X230 | 4015082321482 |  | 279 | PDC | 1
2290 | ADT125-110 | 2290 | BT ASSEMBLY PARTS | 94 | cerere oferta | N | 10 | 0 | 1 | 0.009 | KG | 20X30X20 | 4015080022909 |  | 277 | PDC | 1
2289 | ADT200-190 | 2289 | BT ASSEMBLY PARTS | 94 | cerere oferta | N | 10 | 0 | 1 | 0.007 | KG | 20X30X20 | 4015080022893 |  | 277 | PDC | 1
29477 | AE(+19MM)-T0 | 29477 | Acc. Cam Switches (UK) | 54 | cerere oferta | N | 10 | 0 | 1 | 0.002 | KG | 55X14X14 | 4015080294771 |  | 292 | ICD | 1
29505 | AE(+30MM)-T0 | 29505 | Acc. Cam Switches (UK) | 54 | cerere oferta | N | 10 | 0 | 1 | 0.002 | KG | 67X14X14 | 4015080295051 |  | 292 | ICD | 1
29780 | AE(+9MM)-P3 | 29780 | Acc. Cam Switches (UK) | 54 | cerere oferta | N | 10 | 0 | 1 | 0.003 | KG | 55X14X14 | 4015080297802 |  | 291 | ICD | 1
29799 | AE(+9MM)-T0 | 29799 | Acc. Cam Switches (UK) | 55 | cerere oferta | N | 10 | 0 | 1 | 0.002 | KG | 46X14X14 | 4015080297994 |  | 292 | ICD | 1
29766 | AE/I23E | 29766 | MCB ENCLOSURE | 94 | cerere oferta | N | 1 | 0 | 1 | 1.764 | KG | 150X188X250 | 4015080297666 |  | 277 | PDC | 1
32139 | AE/I23E/T | 32139 | MCB ENCLOSURE | 94 | cerere oferta | N | 1 | 0 | 1 | 1.81 | KG | 150X188X250 | 4015080321392 |  | 277 | PDC | 1
239 | AE/I43E | 239 | MCB ENCLOSURE | 94 | cerere oferta | N | 1 | 0 | 1 | 2.992 | KG | 150X375X250 | 4015080002390 |  | 277 | PDC | 1
2612 | AE/I43E/T | 2612 | MCB ENCLOSURE | 94 | cerere oferta | N | 1 | 0 | 1 | 3.233 | KG | 150X375X250 | 4015080026129 |  | 277 | PDC | 1
4985 | AE/I44E | 4985 | MCB ENCLOSURE | 94 | cerere oferta | N | 1 | 0 | 1 | 3.749 | KG | 150X375X375 | 4015080049852 |  | 277 | PDC | 1
61937 | AE/I44E/T | 61937 | MCB ENCLOSURE | 94 | cerere oferta | N | 1 | 0 | 1 | 3.88 | KG | 150X375X375 | 4015080619376 |  | 277 | PDC | 1
65496 | AE-P3 | 65496 | Acc. Cam Switches (UK) | 55 | cerere oferta | N | 10 | 0 | 1 | 0.004 | KG | 37X11X11 | 4015080654964 |  | 291 | ICD | 1
72615 | AE-T0 | 72615 | Plug-in connector for flush mounting | 55 | cerere oferta | N | 10 | 0 | 1 | 0.002 | KG | 37X14X14 | 4015080726159 |  | 292 | ICD | 1
570033FULL-0058 | AF/R/S/VC (WITH SWITCH) | 570033FULL-0058 | Askari Flange Mounting Sounder, Red, Tone select switch, Volume control | 732 | cerere oferta | N | 1 | 0 | 1 | 0.1 | KG | NA | NA |  | Askari Flange, Red Base | Fulleon | 1
570014FULL-0015 | AF/W/SWITCH/VC | 570014FULL-0015 | Askari Flange, White Base, Switch, Volume control | 732 | cerere oferta | N | 1 | 0 | 1 | 0.1 | KG | NA | NA |  | Askari Flange, White Base | Fulleon | 1
112919 | AFP-10-CS | 112919 | Capac inferior/superior cu decupare ptr | 100 | cerere oferta | N | 1 | 0 | 1 | 1.2 | KG | 175X1000X1 | 4015081124572 |  | 278 | PDC | 1
ROSOB000112919 | AFP-10-CS-RO | ROSOB000112919 | AFP-10-CS-RO | 100 | cerere oferta | N | 1 | 0 | 1 | 1.2 | KG | 175X1000X1 | 9008790529597 |  | 278 | PDC | 1
112920 | AFP-12-CS | 112920 | Capac inferior/superior cu decupare ptr | 100 | cerere oferta | N | 1 | 0 | 1 | 1.3 | KG | 175X1200X1 | 4015081124589 |  | 278 | PDC | 1
ROSOB000112920 | AFP-12-CS-RO | ROSOB000112920 | AFP-12-CS-RO | 100 | cerere oferta | N | 1 | 0 | 1 | 1.3 | KG | 175X1200X1 | 9008790529603 |  | 278 | PDC | 1
112914 | AFP-3-CS | 112914 | Capac inferior/superior cu decupare ptr | 100 | cerere oferta | N | 1 | 0 | 1 | 0.02 | KG | 175X300X1 | 4015081124527 |  | 278 | PDC | 1
ROSOB000112914 | AFP-3-CS-RO | ROSOB000112914 | AFP-3-CS-RO | 100 | cerere oferta | N | 1 | 0 | 1 | 0.02 | KG | 175X300X1 | 9008790529542 |  | 278 | PDC | 1
112915 | AFP-4-CS | 112915 | Capac inferior/superior cu decupare ptr | 100 | cerere oferta | N | 50 | 0 | 1 | 0.4 | KG | 175X400X1 | 4015081124534 |  | 278 | PDC | 1
ROSOB000112915 | AFP-4-CS-RO | ROSOB000112915 | AFP-4-CS-RO | 100 | cerere oferta | N | 1 | 0 | 1 | 0.4 | KG | 175X400X1 | 9008790529559 |  | 278 | PDC | 1
112916 | AFP-5-CS | 112916 | Capac inferior/superior cu decupare ptr | 100 | cerere oferta | N | 1 | 0 | 1 | 0.75 | KG | 175X500X1 | 4015081124541 |  | 278 | PDC | 1
ROSOB000112916 | AFP-5-CS-RO | ROSOB000112916 | AFP-5-CS-RO | 100 | cerere oferta | N | 1 | 0 | 1 | 0.75 | KG | 175X500X1 | 9008790529566 |  | 278 | PDC | 1
112917 | AFP-6-CS | 112917 | Capac inferior/superior cu decupare ptr | 100 | cerere oferta | N | 1 | 0 | 1 | 0.06 | KG | 175X600X1 | 4015081124558 |  | 278 | PDC | 1
ROSOB000112917 | AFP-6-CS-RO | ROSOB000112917 | AFP-6-CS-RO | 100 | cerere oferta | N | 1 | 0 | 1 | 0.06 | KG | 175X600X1 | 9008790529573 |  | 278 | PDC | 1
112918 | AFP-8-CS | 112918 | Capac inferior/superior cu decupare ptr | 100 | cerere oferta | N | 1 | 0 | 1 | 0.8 | KG | 175X800X1 | 4015081124565 |  | 278 | PDC | 1
ROSOB000112918 | AFP-8-CS-RO | ROSOB000112918 | AFP-8-CS-RO | 100 | cerere oferta | N | 1 | 0 | 1 | 0.8 | KG | 175X800X1 | 9008790529580 |  | 278 | PDC | 1
72899 | AGM2-01-PKZ0 | 72899 | bloc contacte auxiliare | 33 | cerere oferta | S | 2 | 1.4 | 1 | 0.035 | KG | 68X23X90 | 4015080728993 |  | 701 | ICD | 1
72898 | AGM2-10-PKZ0 | 72898 | bloc contacte auxiliare | 33 | cerere oferta | S | 2 | 1.4 | 1 | 0.035 | KG | 68X23X90 | 4015080728986 |  | 701 | ICD | 1
57491 | A-GSTA1/50 | 57491 | Accesorii GST | 73 | cerere oferta | N | 1 | 0 | 1 | 1 | KG | 70X176X231 | 4015080574910 |  | 279 | PDC | 1
59864 | A-GSTA1/50/16 | 59864 | Accesorii GST | 73 | cerere oferta | N | 1 | 0 | 1 | 1 | KG | 70X176X231 | 4015080598640 |  | 279 | PDC | 1
64610 | A-GSTA2/50 | 64610 | Accesorii GST | 73 | cerere oferta | N | 1 | 0 | 1 | 1.4 | KG | 75X205X231 | 4015080646105 |  | 279 | PDC | 1
66983 | A-GSTA2/50/16 | 66983 | Accesorii GST | 73 | cerere oferta | N | 1 | 0 | 1 | 1.3 | KG | 75X205X231 | 4015080669838 |  | 279 | PDC | 1
2305 | AH-GA | 2305 | BT ASSEMBLY PARTS | 94 | cerere oferta | N | 10 | 0 | 1 | 0.049 | KG | 0X0X0 | 4015080023050 |  | 277 | PDC | 1
RODO35 | AI838.8-16A 50HZ | RODO35 | releu rezistenta izolatie tip DOLD | 73 | cerere oferta | N | 1 | 0 | 1 | 1 | KG | 0 001X0 001X0 001 | 9008790085802 |  | 393 | ICD | 1
RODO57 | AI940.0013AC400V50/60HZ | RODO57 | AI940.0013AC400V50/60HZ | 73 | cerere oferta | N | 1 | 0 | 1 | 1 | KG | 0 001X0 001X0 001 | 9008790085741 |  | 393 | ICD | 1
269516 | AING4 | 269516 | One-phase power supply unit | 32 | cerere oferta | S | 1 | 0 | 1 | 3.1 | KG | 90X110X155 | 4015082695163 |  | 306 | ICD | 1
269517 | AING8 | 269517 | One-phase power supply unit | 32 | cerere oferta | S | 1 | 0 | 1 | 3.9 | KG | 90X110X155 | 4015082695170 |  | 306 | ICD | 1
RO000000083691 | AK10184 | RO000000083691 | AK10184 | 100 | cerere oferta | N | 1 | 0 | 1 | 116 | KG | 0 001X0 001X0 001 | 9008790161001 |  | 278 | PDC | 1
RO000000217814 | AK6142 | RO000000217814 | AK6142 | 100 | cerere oferta | N | 1 | 0 | 1 | 45 | KG | 0 001X0 001X0 001 | 9008790161216 |  | 278 | PDC | 1
RO000000012179 | AK6162 | RO000000012179 | AK6162 | 100 | cerere oferta | N | 1 | 0 | 1 | 50 | KG | 0 001X0 001X0 001 | 9008790160400 |  | 278 | PDC | 1
RO000000217818 | AK6164 | RO000000217818 | AK6164 | 100 | cerere oferta | N | 1 | 0 | 1 | 68 | KG | 0 001X0 001X0 001 | 9008790161247 |  | 278 | PDC | 1
RO000000033859 | AK6184 | RO000000033859 | AK6184 | 100 | cerere oferta | N | 1 | 0 | 1 | 80 | KG | 0 001X0 001X0 001 | 9008790160608 |  | 278 | PDC | 1
RO000000217816 | AK6202 | RO000000217816 | AK6202 | 100 | cerere oferta | N | 1 | 0 | 1 | 65 | KG | 0 001X0 001X0 001 | 9008790161230 |  | 278 | PDC | 1
RO000000014552 | AK8142 | RO000000014552 | AK8142 | 100 | cerere oferta | N | 1 | 0 | 1 | 55 | KG | 0 001X0 001X0 001 | 9008790160431 |  | 278 | PDC | 1
RO000000048097 | AK8162 | RO000000048097 | AK8162 | 100 | cerere oferta | N | 1 | 0 | 1 | 62 | KG | 0 001X0 001X0 001 | 9008790160714 |  | 278 | PDC | 1
RO000000050470 | AK8164 | RO000000050470 | AK8164 | 100 | cerere oferta | N | 1 | 0 | 1 | 75 | KG | 0 001X0 001X0 001 | 9008790160745 |  | 278 | PDC | 1
RO000000057589 | AK8184 | RO000000057589 | AK8184 | 100 | cerere oferta | N | 1 | 0 | 1 | 84 | KG | 0 001X0 001X0 001 | 9008790160820 |  | 278 | PDC | 1
RO000000064708 | AK8204 | RO000000064708 | AK8204 | 100 | cerere oferta | N | 1 | 0 | 1 | 115 | KG | 0 001X0 001X0 001 | 9008790160868 |  | 278 | PDC | 1
107199 | AKP1000 | 107199 | AKP1000 | 85 | cerere oferta | N | 3 | 0 | 1 | 0.717 | KG | 82X45X118 | 4015081069620 |  | 279 | PDC | 1
107198 | AKP800 | 107198 | AKP800 | 85 | cerere oferta | N | 3 | 0 | 1 | 0.66 | KG | 72X45X118 | 4015081069613 |  | 279 | PDC | 1
30851 | AK-PKZ0 | 30851 | accesorii PKZ0 | 33 | cerere oferta | S | 5 | 1.5 | 1 | 0.01 | KG | 26X26X32 | 4015080308515 |  | 701 | ICD | 5
107195 | AKS185 | 107195 | AKS185 | 85 | cerere oferta | N | 6 | 0 | 1 | 0.297 | KG | 38X51X70 | 4015081069583 |  | 279 | PDC | 1
107196 | AKS300 | 107196 | AKS300 | 85 | cerere oferta | N | 3 | 0 | 1 | 0.403 | KG | 38X51X70 | 4015081069590 |  | 279 | PDC | 1
107197 | AKS-CU-BAND | 107197 | AKS-CU-BAND | 85 | cerere oferta | N | 3 | 0 | 1 | 0.333 | KG | 41X51X86 | 4015081069606 |  | 279 | PDC | 1
107194 | AKU120/10 | 107194 | AKU120/10 | 85 | cerere oferta | N | 25 | 0 | 1 | 0.104 | KG | 24X36X55 | 4015081069576 |  | 279 | PDC | 1
107190 | AKU120/5 | 107190 | AKU120/5 | 85 | cerere oferta | N | 25 | 0 | 1 | 0.101 | KG | 24X36X55 | 4015081069538 |  | 279 | PDC | 1
107191 | AKU16/10 | 107191 | AKU16/10 | 85 | cerere oferta | N | 100 | 0 | 1 | 0.021 | KG | 12X23X25 | 4015081069545 |  | 279 | PDC | 1
107187 | AKU16/5 | 107187 | AKU16/5 | 85 | cerere oferta | N | 100 | 0 | 1 | 0.02 | KG | 12X23X25 | 4015081069507 |  | 279 | PDC | 1
107192 | AKU35/10 | 107192 | AKU35/10 | 85 | cerere oferta | N | 50 | 0 | 1 | 0.047 | KG | 16X29X35 | 4015081069552 |  | 279 | PDC | 1
107188 | AKU35/5 | 107188 | AKU35/5 | 85 | cerere oferta | N | 50 | 0 | 1 | 0.044 | KG | 16X29X36 | 4015081069514 |  | 279 | PDC | 1
107193 | AKU70/10 | 107193 | AKU70/10 | 85 | cerere oferta | N | 25 | 0 | 1 | 0.07 | KG | 21X32X42 | 4015081069569 |  | 279 | PDC | 1
107189 | AKU70/5 | 107189 | AKU70/5 | 85 | cerere oferta | N | 25 | 0 | 1 | 0.069 | KG | 21X32X42 | 4015081069521 |  | 279 | PDC | 1
RORTS0L8500897 | AL185-SL00/100/52 | RORTS0L8500897 | AL185-SL00/100/52 | 732 | cerere oferta | N | 1 | 0 | 1 | 1 | KG | 0 001X0 001X0 001 | 9008790560903 |  | 279 | PDC | 1
HLLEDH3HIS | Alfalux HighBay LED 3H C/W Autotest Hi | HLLEDH3HIS | Aparat de Iluminat de Siguranta LED, tip high bay Aplicabilitate iluminat ambiental, Montaj aplicat pe tavan, inaltime max 25m Carcasa aluminiu turnat & dispersor policarbonat; IP65 Dimensiuni (mm): 400x136x95; Sursa LED 13W, 60 000 ore de functionare Alimentare 230V AC Functionare permanenta/nepermanenta, Baterie NiCd, Autonomie 180 min, Autotest Produs de Cooper Lighting&Safety UK | 732 | cerere oferta | N | 1 | 0 | 1 | 2 | Kg | 420X150X100 | 5018987074339 |  | EML | Safety | 1
HLLEDL3HIS | Alfalux HighBay LED 3H C/W Autotest Lo | HLLEDL3HIS | Aparat de Iluminat de Siguranta LED, tip low bay Aplicabilitate iluminat ambiental, Montaj aplicat pe tavan Carcasa aluminiu turnat & dispersor policarbonat; IP65 Dimensiuni (mm): 400x136x95; Sursa LED 13W, 60 000 ore de functionare Alimentare 230V AC Functionare permanenta/nepermanenta, Baterie NiCd, Autonomie 180 min, Autotest Produs de Cooper Lighting&Safety UK | 732 | cerere oferta | N | 1 | 0 | 1 | 2 | Kg | 420X150X100 | 5018987074414 |  | EML | Safety | 1
HLLEDH3H | Alfalux HighBay LED 3H Hi | HLLEDH3H | Aparat de Iluminat de Siguranta LED, tip high bay Aplicabilitate iluminat ambiental, Montaj aplicat pe tavan, inaltime max 25m Carcasa aluminiu turnat & dispersor policarbonat; IP65 Dimensiuni (mm): 400x136x95; Sursa LED 13W, 60 000 ore de functionare Alimentare 230V AC Functionare permanenta/nepermanenta, Baterie NiCd, Autonomie 180 min Produs de Cooper Lighting&Safety UK | 732 | cerere oferta | N | 1 | 0 | 1 | 2 | Kg | 420X150X100 | 5018987074315 |  | EML | Safety | 1
HLLEDL3H | Alfalux HighBay LED 3H Lo | HLLEDL3H | Aparat de Iluminat de Siguranta LED, tip low bay Aplicabilitate iluminat ambiental, Montaj aplicat pe tavan, Carcasa aluminiu turnat & dispersor policarbonat; IP65 Dimensiuni (mm): 400x136x95; Sursa LED 13W, 60 000 ore de functionare Alimentare 230V AC Functionare permanenta/nepermanenta, Baterie NiCd, Autonomie 180 min Produs de Cooper Lighting&Safety UK | 732 | cerere oferta | N | 1 | 0 | 1 | 2 | Kg | 420X150X100 | 5018987074407 |  | EML | Safety | 1
ROF72EAXNSCX01 | An. Amm. 90° w/o scale .../1A ac | ROF72EAXNSCX01 | An. Amm. 90° w/o scale .../1A ac | 73 | cerere oferta | N | 1 | 0 | 1 | 1 | KG | 0 001X0 001X0 001 | 9008790667732 |  | 279 | PDC | 1
ROF48EAX150D01 | An. Ammeter 90° In. 150A/1A ac 2In | ROF48EAX150D01 | An. Ammeter 90° In. 150A/1A ac 2In | 73 | cerere oferta | N | 1 | 0 | 1 | 1 | KG | 0 001X0 001X0 001 | 9008790728099 |  | 279 | PDC | 1
ROF48EAX200D01 | An. Ammeter 90° In. 200A/1A ac 2In | ROF48EAX200D01 | An. Ammeter 90° In. 200A/1A ac 2In | 73 | cerere oferta | N | 1 | 0 | 1 | 0.1 | KG | 0 001X0 001X0 001 | 9008790728204 |  | 279 | PDC | 1
ROF48EAX250D01 | An. Ammeter 90° In. 250A/1A ac 2In | ROF48EAX250D01 | An. Ammeter 90° In. 250A/1A ac 2In | 73 | cerere oferta | N | 1 | 0 | 1 | 1 | KG | 0 001X0 001X0 001 | 9008790728211 |  | 279 | PDC | 1
ROF48EAX040D01 | An. Ammeter 90° In. 40A/1A ac 2In | ROF48EAX040D01 | An. Ammeter 90° In. 40A/1A ac 2In | 73 | cerere oferta | N | 1 | 0 | 1 | 0.1 | KG | 0 001X0 001X0 001 | 9008790728068 |  | 279 | PDC | 1
ROF48EAX050D01 | An. Ammeter 90° In. 50A/1A ac 2In | ROF48EAX050D01 | An. Ammeter 90° In. 50A/1A ac 2In | 73 | cerere oferta | N | 1 | 0 | 1 | 1 | KG | 0 001X0 001X0 001 | 9008790728075 |  | 279 | PDC | 1
ROF48EAX075D01 | An. Ammeter 90° In. 75A/1A ac 2In | ROF48EAX075D01 | An. Ammeter 90° In. 75A/1A ac 2In | 73 | cerere oferta | N | 1 | 0 | 1 | 1 | KG | 0 001X0 001X0 001 | 9008790728082 |  | 279 | PDC | 1
770019600 | AP 45 ABDECKPLATTE 2 STK + 4 KEILE | 770019600 | Placa obturatoare | 84 | cerere oferta | N | 1 | 0 | 1 | 0.05 | KG | 220X70X20 | 9004852302856 |  | 273 | PDC | 1
560003FULL-0005 | AP/R/5 ASKARI PANEL | 560003FULL-0005 | Askari Panel, Red Base, Tone 22, Volume control | 732 | cerere oferta | N | 1 | 0 | 1 | 0.1 | KG | NA | NA |  | Askari Panel, Red Base | Fulleon | 1
560013FULL-0021 | AP/R/S VC SWITC | 560013FULL-0021 | Askari Panel Red, Switch | 732 | cerere oferta | N | 1 | 0 | 1 | 0.1 | KG | NA | NA |  | Askari Panel, Red Base | Fulleon | 1
562002FULL-0076 | AP/SV/W/S/VC/24VAC | 562002FULL-0076 | Askari Panel ,24V, White Base, Switch, Volume control | 732 | cerere oferta | N | 1 | 0 | 1 | 0.1 | KG | NA | NA |  | Askari Panel, White Base | Fulleon | 1
560002FULL-0072 | AP/W/SWITCH/VC | 560002FULL-0072 | Askari Panel Mounting Sounder, White, Tone select switch, Volume control | 732 | cerere oferta | N | 1 | 0 | 1 | 0.1 | KG | NA | NA |  | Askari Panel, White Base | Fulleon | 1
982165 | A-PKZ0(*V50HZ) | 982165 | declansator minima tensiune A-PKZ0 | 33 | cerere oferta | N | 2 | 1.4 | 1 | 0.13 | KG | 68X24X90 | 1004023 |  | 701 | ICD | 1
982166 | A-PKZ0(*V60HZ) | 982166 | declansator minima tensiune A-PKZ0 | 33 | cerere oferta | N | 2 | 1.4 | 1 | 0.13 | KG | 68X24X90 | 1004750 |  | 701 | ICD | 1
73184 | A-PKZ0(110V50HZ) | 73184 | declansator minima tensiune A-PKZ0 | 33 | cerere oferta | S | 2 | 1.4 | 1 | 0.131 | KG | 68X24X90 | 4015080731849 |  | 701 | ICD | 1
73203 | A-PKZ0(110VDC) | 73203 | declansator minima tensiune A-PKZ0 | 33 | cerere oferta | S | 2 | 1.4 | 1 | 0.126 | KG | 68X24X90 | 4015080732037 |  | 701 | ICD | 1
73195 | A-PKZ0(120V60HZ) | 73195 | declansator minima tensiune A-PKZ0 | 33 | cerere oferta | S | 2 | 1.4 | 1 | 0.131 | KG | 68X24X90 | 4015080731955 |  | 701 | ICD | 1
73197 | A-PKZ0(208V60HZ) | 73197 | declansator minima tensiune A-PKZ0 | 33 | cerere oferta | S | 2 | 1.4 | 1 | 0.13 | KG | 68X24X90 | 4015080731979 |  | 701 | ICD | 1
73186 | A-PKZ0(220V50HZ) | 73186 | declansator minima tensiune A-PKZ0 | 33 | cerere oferta | S | 2 | 1.4 | 1 | 0.13 | KG | 68X24X90 | 4015080731863 |  | 701 | ICD | 1
73187 | A-PKZ0(230V50HZ) | 73187 | declansator minima tensiune A-PKZ0 | 33 | cerere oferta | S | 2 | 1.4 | 1 | 0.13 | KG | 68X24X90 | 4015080731870 |  | 701 | ICD | 1
73188 | A-PKZ0(240V50HZ) | 73188 | declansator minima tensiune A-PKZ0 | 33 | cerere oferta | S | 2 | 1.4 | 1 | 0.13 | KG | 68X24X90 | 4015080731887 |  | 701 | ICD | 1
73198 | A-PKZ0(240V60HZ) | 73198 | declansator minima tensiune A-PKZ0 | 33 | cerere oferta | S | 2 | 1.4 | 1 | 0.13 | KG | 68X24X90 | 4015080731986 |  | 701 | ICD | 1
73181 | A-PKZ0(24V50HZ) | 73181 | declansator minima tensiune A-PKZ0 | 33 | cerere oferta | S | 2 | 1.4 | 1 | 0.128 | KG | 68X24X90 | 4015080731818 |  | 701 | ICD | 1
73200 | A-PKZ0(24VDC) | 73200 | declansator minima tensiune A-PKZ0 | 33 | cerere oferta | S | 2 | 1.4 | 1 | 0.126 | KG | 68X24X90 | 4015080732006 |  | 701 | ICD | 1
73189 | A-PKZ0(380V50HZ) | 73189 | declansator minima tensiune A-PKZ0 | 33 | cerere oferta | S | 2 | 1.4 | 1 | 0.129 | KG | 68X24X90 | 4015080731894 |  | 701 | ICD | 1
73190 | A-PKZ0(400V50HZ) | 73190 | declansator minima tensiune A-PKZ0 | 33 | cerere oferta | S | 2 | 1.4 | 1 | 0.129 | KG | 68X24X90 | 4015080731900 |  | 701 | ICD | 1
73191 | A-PKZ0(415V50HZ) | 73191 | declansator minima tensiune A-PKZ0 | 33 | cerere oferta | S | 2 | 1.4 | 1 | 0.129 | KG | 68X24X90 | 4015080731917 |  | 701 | ICD | 1
82164 | A-PKZ0(440V60HZ) | 82164 | declansator minima tensiune A-PKZ0 | 33 | cerere oferta | S | 2 | 1.4 | 1 | 0.129 | KG | 68X24X90 | 4015080821649 |  | 701 | ICD | 1
73199 | A-PKZ0(480V60HZ) | 73199 | declansator minima tensiune A-PKZ0 | 33 | cerere oferta | S | 2 | 1.4 | 1 | 0.129 | KG | 68X24X90 | 4015080731993 |  | 701 | ICD | 1
46026 | AR-AT0 | 46026 | Cap de operare pt...-AT0 | 58 | cerere oferta | S | 10 | 0 | 1 | 0.008 | KG | 33X21X26 | 4015080460268 |  | 294 | ICD | 1
88344 | AR-AT4 | 88344 | Cap de operare pt...-AT4 | 58 | cerere oferta | S | 2 | 0 | 1 | 0.08 | KG | 42X54X34 | 4015080883449 |  | 294 | ICD | 1
2302 | ARB-ID | 2302 | BT ASSEMBLY PARTS | 94 | cerere oferta | N | 10 | 0 | 1 | 0.174 | KG | 288X78X68 | 4015080023029 |  | 277 | PDC | 1
283713 | ARC-AT-B | 283713 | ARCON quenching device bottom | 106 | cerere oferta | N | 1 | 0 | 1 | 16.52 | KG | 160X470X250 | 4015082837136 |  | 686 | PDC | 1
283699 | ARC-EC1 | 283699 | ARCON evaluation slave current | 106 | cerere oferta | N | 1 | 0 | 1 | 1.5 | KG | 60X140X90 | 4015082836993 |  | 686 | PDC | 1
283700 | ARC-EL3 | 283700 | ARCON evaluation slave line | 106 | cerere oferta | N | 1 | 0 | 1 | 0.75 | KG | 60X140X90 | 4015082837006 |  | 686 | PDC | 1
283698 | ARC-EM | 283698 | ARCON evaluation master unit | 106 | cerere oferta | N | 1 | 0 | 1 | 4.6 | KG | 215X210X160 | 4015082836986 |  | 686 | PDC | 1
289011 | ARC-MB34 | 289011 | Positioning aid ARC-SL bracket 3-4mm | 106 | cerere oferta | N | 100 | 0 | 1 | 4.43 | G | 16 5X33X12 5 | 4015082890117 |  | 686 | PDC | 1
289010 | ARC-MB46 | 289010 | Positioning aid ARC-SL bracket 4-6mm | 106 | cerere oferta | N | 500 | 0 | 1 | 4.07 | G | 22X20X15 | 4015082890100 |  | 686 | PDC | 1
289008 | ARC-MF | 289008 | Positioning aid ARC-SL fixing clip | 106 | cerere oferta | N | 500 | 0 | 1 | 0.001 | KG | 15X10X22 | 4015082890087 |  | 686 | PDC | 1
289009 | ARC-MFR | 289009 | Positioning aid ARC-SL sponge rubber | 106 | cerere oferta | N | 500 | 0 | 1 | 0.001 | KG | 20X8X8 | 4015082890094 |  | 686 | PDC | 1
286409 | ARC-MH600 | 286409 | Positioning aid ARC-SL bracket VS-600mm | 106 | cerere oferta | N | 4 | 0 | 1 | 0.52 | KG | 600X30X2 5 | 4015082864095 |  | 686 | PDC | 1
104541 | ARC-MKS | 104541 | Adhesive base for mounting ARC-SL | 106 | cerere oferta | N | 100 | 0 | 1 | 0.005 | KG | 25 4X25 4X10 3 | 4015081042098 |  | 686 | PDC | 1
104542 | ARC-MSA | 104542 | Expansion lever for mounting ARC-SL | 106 | cerere oferta | N | 100 | 0 | 1 | 0.002 | KG | 19X7X19 5 | 4015081043606 |  | 686 | PDC | 1
283702 | ARC-SL10 | 283702 | ARCON sensor line 10m | 106 | cerere oferta | N | 1 | 0 | 1 | 0.5 | KG | 10000X2X2 | 4015082837020 |  | 686 | PDC | 1
283703 | ARC-SL11 | 283703 | ARCON sensor line 11m | 106 | cerere oferta | N | 1 | 0 | 1 | 0.5 | KG | 11000X2X2 | 4015082837037 |  | 686 | PDC | 1
283704 | ARC-SL12 | 283704 | ARCON sensor line 12m | 106 | cerere oferta | N | 1 | 0 | 1 | 0.6 | KG | 12000X2X2 | 4015082837044 |  | 686 | PDC | 1
283706 | ARC-SL15 | 283706 | ARCON sensor line 15m | 106 | cerere oferta | N | 1 | 0 | 1 | 0.7 | KG | 15000X2X2 | 4015082837068 |  | 686 | PDC | 1
283708 | ARC-SL20 | 283708 | ARCON sensor line 20m | 106 | cerere oferta | N | 1 | 0 | 1 | 1 | KG | 20000X2X2 | 4015082837082 |  | 686 | PDC | 1
34856 | ARG-ATR | 34856 | Cap de operare pt. ATR | 58 | cerere oferta | S | 10 | 0 | 1 | 0.016 | KG | 35X21X44 | 4015080348566 |  | 294 | ICD | 1
34857 | ARK-ATR | 34857 | Cap de operare pt. ATR | 58 | cerere oferta | S | 10 | 0 | 1 | 0.115 | KG | 26X21X26 | 4015080348573 |  | 294 | ICD | 1
7032131FUL-0002 | AS/B/230/RL FULLEON STANDARD | 7032131FUL-0002 | Asserta Beacon, Mains, Red Lens | 732 | cerere oferta | N | 1 | 0 | 1 | 0.1 | KG | NA | NA |  | Asserta Beacon, Red Mains | Fulleon | 1
7092298FULL-0244 | AS/B/24/BL | 7092298FULL-0244 | Asserta Beacon, 24V, Blue Lens | 732 | cerere oferta | N | 1 | 0 | 1 | 0.1 | KG | NA | NA |  | Asserta Beacon, Grey 24V | Fulleon | 1
7031131FUL-0001 | AS/B/24/RL FULLEON STANDARD | 7031131FUL-0001 | Asserta Beacon, 24v, Red Lens | 732 | cerere oferta | N | 1 | 0 | 1 | 0.1 | KG | NA | NA |  | Asserta Beacon, Red 24V | Fulleon | 1
7042134FUL-0023 | AS/M/S/115/230/R | 7042134FUL-0023 | Asserta MIDI Sounder, Red, 115Vac/230Vac | 732 | cerere oferta | N | 1 | 0 | 1 | 0.1 | KG | NA | NA |  | Asserta Midi Sounder, Red 115-230V | Fulleon | 1
7092267FUL-0144 | AS/M/S/115-230/G | 7092267FUL-0144 | Asserta Midi Sounder, Mains, Grey Base 150-230v | 732 | cerere oferta | N | 1 | 0 | 1 | 0.1 | KG | NA | NA |  | Asserta Midi Sounder, Grey - 115-230V | Fulleon | 1
7044134FUL-0022 | AS/M/S/24Vac/R | 7044134FUL-0022 | Asserta Midi Sounder, 24V, Red Base | 732 | cerere oferta | N | 1 | 0 | 1 | 0.1 | KG | NA | NA |  | Asserta Midi Sounder, Red 24V | Fulleon | 1
7041214FUL-0176X | AS/M/S/9-60/G CPD | 7041214FUL-0176X | Asserta Midi Sounder, 9/60, Green Base | 732 | cerere oferta | N | 1 | 0 | 1 | 0.1 | KG | NA | NA |  | Asserta Midi Sounder, Grey 9-60V | Fulleon | 1
7041134FUL-0020X | AS/M/S/9-60V/R ASSERTA MIDI SDR | 7041134FUL-0020X | Asserta MIDI Sounder, Red, 9 to 60Vdc | 732 | cerere oferta | N | 1 | 0 | 1 | 0.1 | KG | NA | NA |  | Asserta Midi Sounder, Red 9-60V | Fulleon | 1
7041134MED-0220X | AS/M/S/9-60V/R MARINE | 7041134MED-0220X | Asserta Midi Sounder, 9/60, Red Base | 732 | cerere oferta | N | 1 | 0 | 1 | 0.1 | KG | NA | NA |  | Asserta Midi Sounder, Red 9-60V Marine | Fulleon | 1
7092287FULL-0194 | AS/M/SB/115/G/AL | 7092287FULL-0194 | Asserta Midi Sounder Beacon, 115, Amber lens | 732 | cerere oferta | N | 1 | 0 | 1 | 0.1 | KG | NA | NA |  | Asserta Midi AV, Grey 115V | Fulleon | 1
7092266FUL-0142 | AS/M/SB/115/R/AL | 7092266FUL-0142 | Asserta MIDI Sounder-Beacon 115Vac, Grey, Amber Lens | 732 | cerere oferta | N | 1 | 0 | 1 | 0.1 | KG | NA | NA |  | Asserta Midi AV, Grey 115V | Fulleon | 1
7092283FUL-0186 | AS/M/SB/115-230/G/AL | 7092283FUL-0186 | Asserta Midi, Sounder Beacon, 115-230Vac, Grey, Amber Lens | 732 | cerere oferta | N | 1 | 0 | 1 | 0.1 | KG | NA | NA |  | Asserta Midi AV, Grey 115-230V | Fulleon | 1
7054111FUL-0046 | AS/M/SB/115V/R/RL | 7054111FUL-0046 | Asserta Midi AV, Sounder/Beacon, 115Vac, Red Base, Red Lens | 732 | cerere oferta | N | 1 | 0 | 1 | 0.1 | KG | NA | NA |  | Asserta Midi AV, Red 115V | Fulleon | 1
7052212FUL-0116 | AS/M/SB/230/R/AL | 7052212FUL-0116 | Asserta Midi Sounder Beacon, Red base, Amber lens | 732 | cerere oferta | N | 1 | 0 | 1 | 0.1 | KG | NA | NA |  | Asserta Midi AV, Red 230V | Fulleon | 1
7052213FUL-0125 | AS/M/SB/230/R/CL | 7052213FUL-0125 | Asserta Midi Sounder Beacon, Red base, Clear lens | 732 | cerere oferta | N | 1 | 0 | 1 | 0.1 | KG | NA | NA |  | Asserta Midi AV, Red 230V | Fulleon | 1
7052111FUL-0130 | AS/M/SB/230V/R/RL/110 FULLEON | 7052111FUL-0130 | Asserta Midi AV, Sounder/Beacon, Mains, Red Base, Red Lens | 732 | cerere oferta | N | 1 | 0 | 1 | 0.1 | KG | NA | NA |  | Asserta Midi AV, Red 230V | Fulleon | 1
7051212FUL-0015X | AS/M/SB/9-60/G/AL | 7051212FUL-0015X | Asserta MIDI, Sounder/Beacon, 9-60Vdc, Grey, Amber lens | 732 | cerere oferta | N | 1 | 0 | 1 | 0.1 | KG | NA | NA |  | Asserta Midi AV, Grey 9-60V | Fulleon | 1
7092281FUL-0181X | AS/M/SB/9-60/G/RL CPD | 7092281FUL-0181X | Asserta 9 -60V Grey | 732 | cerere oferta | N | 1 | 0 | 1 | 0.1 | KG | NA | NA |  | Asserta , Grey 9-60V | Fulleon | 1
7052113FULL-0202X | AS/M/SB/9-60/R/CL FULLEON STANDARD | 7052113FULL-0202X | Asserta Midi Sounder Beacon, 9 - 60V | 732 | cerere oferta | N | 1 | 0 | 1 | 0.1 | KG | NA | NA |  | Asserta Midi AV, 9-60v Red | Fulleon | 1
7051111FUL-0128X | AS/M/SB/9-60/R/RL CPD | 7051111FUL-0128X | Asserta MIDI Sounder/Beacon, 9-60Vdc, Red, Red lens | 732 | cerere oferta | N | 1 | 0 | 1 | 0.1 | KG | NA | NA |  | Asserta Midi AV, Red 9-60V | Fulleon | 1
7052114FULL-0143X | AS/M/SB/9-60V/R/AL | 7052114FULL-0143X | Asserta Midi Sounder Beacon, Red base, Amber lens | 732 | cerere oferta | N | 1 | 0 | 1 | 0.1 | KG | NA | NA |  | Asserta Midi AV, Red 9-60V | Fulleon | 1
7052114MED-0234X | AS/M/SB/9-60V/R/AL MARINE | 7052114MED-0234X | Asserta Midi AV, Sounder/Beacon, 9/60, Red Base, Amber Lens | 732 | cerere oferta | N | 1 | 0 | 1 | 0.1 | KG | NA | NA |  | Asserta Midi AV, Red 9-60V Marine | Fulleon | 1
7092264FUL-0141X | AS/M/SB/9-60V/R/BL CPD | 7092264FUL-0141X | Asserta Midi AV, Sounder/Beacon, 9/60, Red Base, Blue Lens | 732 | cerere oferta | N | 1 | 0 | 1 | 0.1 | KG | NA | NA |  | Asserta Midi AV, Red 9-60V | Fulleon | 1
7052113MED-0221X | AS/M/SB/9-60V/R/CL MARINE | 7052113MED-0221X | Asserta Midi AV, Sounder/Beacon, 9/60, Red Base, Clear Lens | 732 | cerere oferta | N | 1 | 0 | 1 | 0.1 | KG | NA | NA |  | Asserta Midi AV, Red 9-60V Marine | Fulleon | 1
7051111MED-0222X | AS/M/SB/9-60V/R/RL MARINE | 7051111MED-0222X | Asserta Mini AV Sounder/Beacon, 9 to 60Vdc, Red Base, Red Lens | 732 | cerere oferta | N | 1 | 0 | 1 | 0.1 | KG | NA | NA |  | Asserta Midi AV, Red 9-60V Marine | Fulleon | 1
7092284FUL-0191 | AS/N/SB/110-230-G/BL | 7092284FUL-0191 | Asserta Mini Sounder Beacon, 110 -230V | 732 | cerere oferta | N | 1 | 0 | 1 | 0.1 | KG | NA | NA |  | Asserta Mini AV, Grey 110-230V | Fulleon | 1
7092278FUL-0166 | AS/N/SB/115-230/R/AL | 7092278FUL-0166 | Asserta Mini Sounder Beacon, Red, Amber Lens | 732 | cerere oferta | N | 1 | 0 | 1 | 0.1 | KG | NA | NA |  | Asserta Mini AV, Red Mains | Fulleon | 1
7092271FUL-0148 | AS/N/SB/115-230V/G/AL | 7092271FUL-0148 | Asserta Mini AV,Sounder/Beacon, 115-230V, Grey Base, Amber Lens | 732 | cerere oferta | N | 1 | 0 | 1 | 0.1 | KG | NA | NA |  | Asserta Mini AV, Grey 115V-230V | Fulleon | 1
7092286FUL-0193 | AS/N/SB/115-230V/R/BL | 7092286FUL-0193 | Asserta Sounder Beacon, 115-230V | 732 | cerere oferta | N | 1 | 0 | 1 | 0.1 | KG | NA | NA |  | Asserta Mini AV, Red 115-230V | Fulleon | 1
7062154FUL-0106 | AS/N/SB/115-230V/R/RL | 7062154FUL-0106 | Asserta MINI Sounder/Beacon, 115 to 230 Vac, Red, Red Lens | 732 | cerere oferta | N | 1 | 0 | 1 | 0.1 | KG | NA | NA |  | Asserta Mini Sounder, Red 115-230V | Fulleon | 1
7092268FUL-0145 | AS/N/SV/S/110-230V/G | 7092268FUL-0145 | Asserta Mini Sounder, Grey, 110-230Vac | 732 | cerere oferta | N | 1 | 0 | 1 | 0.1 | KG | NA | NA |  | Asserta Mini Sounder, Grey 110-230V | Fulleon | 1
7063134FULL-0155 | AS/N/SV/S/110-240V/R | 7063134FULL-0155 | Asserta MINI Sounder, Red, 110 to 230Vac | 732 | cerere oferta | N | 1 | 0 | 1 | 0.1 | KG | NA | NA |  | Asserta Mini Sounder, Red 110-230V | Fulleon | 1
7092269FUL-0146 | AS/N/SV/S/9-60V/G | 7092269FUL-0146 | Asserta MINI Sounder, Grey, 9 to 60Vdc | 732 | cerere oferta | N | 1 | 0 | 1 | 0.1 | KG | NA | NA |  | Asserta Mini Sounder, Grey 9-60V | Fulleon | 1
7061154FUL-0105 | AS/N/SV/S/9-60V/R (GD-116) | 7061154FUL-0105 | Asserta MINI Sounder, Red, 9 to 60Vdc | 732 | cerere oferta | N | 1 | 0 | 1 | 0.1 | KG | NA | NA |  | Asserta Mini Sounder, Red 9-60V | Fulleon | 1
7092288FULL-0227 | AS/N/SV/SB/9-60/G/CL | 7092288FULL-0227 | Asserta Mini AV Grey | 732 | cerere oferta | N | 1 | 0 | 1 | 0.1 | KG | NA | NA |  | Asserta Mini AV, Grey 9-60V | Fulleon | 1
7092279FUL-0167 | AS/N/SV/SB/9-60/G/RL | 7092279FUL-0167 | Asserta Mini AV Grey | 732 | cerere oferta | N | 1 | 0 | 1 | 0.1 | KG | NA | NA |  | Asserta Mini AV, Grey 9-60V | Fulleon | 1
7092277FUL-0164 | AS/N/SV/SB/9-60/R/AL | 7092277FUL-0164 | Asserta Mini Sounder Beacon, Red, Amber Lens | 732 | cerere oferta | N | 1 | 0 | 1 | 0.1 | KG | NA | NA |  | Asserta Mini AV, Red 9-60V | Fulleon | 1
7092270FUL-0147 | AS/N/SV/SB/9-60V/G/AL | 7092270FUL-0147 | Asserta MINI Sounder/Beacon, 9 to 60Vdc, Grey, Amber Lens | 732 | cerere oferta | N | 1 | 0 | 1 | 0.1 | KG | NA | NA |  | Asserta Mini AV, Grey 9-60V | Fulleon | 1
7092289FUL-0233 | AS/N/SV/SB/9-60V/G/BL | 7092289FUL-0233 | Asserta Mini AV Grey | 732 | cerere oferta | N | 1 | 0 | 1 | 0.1 | KG | NA | NA |  | Asserta Mini AV, Grey 9-60V | Fulleon | 1
7071152FUL-0117 | AS/N/SV/SB/9-60V/R/RL | 7071152FUL-0117 | Asserta MINI Sounder/Beacon, 9 to 60Vdc, Red, Red Lens | 732 | cerere oferta | N | 1 | 0 | 1 | 0.1 | KG | NA | NA |  | Asserta Mini AV, Red 9-60V | Fulleon | 1
7011214FUL-0044 | AS/S/024/G/110 FULLEON STANDARD | 7011214FUL-0044 | Asserta Sounder, 24v, Grey, 120dB | 732 | cerere oferta | N | 1 | 0 | 1 | 0.1 | KG | NA | NA |  | Asserta Sounder, Grey 24V | Fulleon | 1
7092274FUL-0151 | AS/S/115-230/G/120 | 7092274FUL-0151 | Asserta Sounder, 115-230, Grey, 120dB | 732 | cerere oferta | N | 1 | 0 | 1 | 0.1 | KG | NA | NA |  | Asserta Sounder, Grey 115-230V | Fulleon | 1
7013114FUL-0013 | AS/S/115-230/R/110 FULLEON STANDARD | 7013114FUL-0013 | Asserta Sounder, Mains, Red, 110dB | 732 | cerere oferta | N | 1 | 0 | 1 | 0.1 | KG | NA | NA |  | Asserta Sounder, Red 115-230V | Fulleon | 1
7013124FUL-0014 | AS/S/115-230/R/120 FULLEON STANDARD | 7013124FUL-0014 | Asserta Sounder, 115-230v, Red, 120dB | 732 | cerere oferta | N | 1 | 0 | 1 | 0.1 | KG | NA | NA |  | Asserta Sounder, Red 115-230V | Fulleon | 1
7011114FUL-0011X | AS/S/24/110/R FULLEON STANDARD | 7011114FUL-0011X | Asserta Sounder 110V | 732 | cerere oferta | N | 1 | 0 | 1 | 0.1 | KG | NA | NA |  | Asserta , 110V | Fulleon | 1
7011124FUL-0012X | AS/S/24/120/R ASSERTA FULLEON | 7011124FUL-0012X | Asserta Sounder, 24v, Red, 120dB | 732 | cerere oferta | N | 1 | 0 | 1 | 0.1 | KG | NA | NA |  | Asserta Sounder, Red 24V | Fulleon | 1
7011124FUL-0012E | AS/S/24/120/R XPRS | 7011124FUL-0012E | Asserta Sounder, 24v, Red | 732 | cerere oferta | N | 1 | 0 | 1 | 0.1 | KG | NA | NA |  | Asserta Sounder, Red 24V | Fulleon | 1
7011114MED-0223X | AS/S/24/R/110 MARINE | 7011114MED-0223X | Asserta Sounder, 24V, Red 110dB | 732 | cerere oferta | N | 1 | 0 | 1 | 0.1 | KG | NA | NA |  | Asserta Sounder, Red 24V Marine | Fulleon | 1
7011124MED-0224X | AS/S/24/R/120 MARINE | 7011124MED-0224X | Asserta Sounder, 24v, Red, 120dB | 732 | cerere oferta | N | 1 | 0 | 1 | 0.1 | KG | NA | NA |  | Asserta Sounder, Red 24V Marine | Fulleon | 1
7092276FUL-0153 | AS/SB/230/G/120/AL | 7092276FUL-0153 | Asserta AV, Sounder/Beacon, 230v, Grey, 120dB, Amber Lens | 732 | cerere oferta | N | 1 | 0 | 1 | 0.1 | KG | NA | NA |  | Asserta AV, Grey 230V | Fulleon | 1
7022111FUL-0005 | AS/SB/230/R/110/RL FULLEON STANDARD | 7022111FUL-0005 | Asserta AV, Sounder/Beacon, Mains, 110dB, Red Base, Red Lens | 732 | cerere oferta | N | 1 | 0 | 1 | 0.1 | KG | NA | NA |  | Asserta AV, Red 230V | Fulleon | 1
7022122FUL-0114 | AS/SB/230/R/120/AL 230Vac RED BDY | 7022122FUL-0114 | Asserta Sounder Beacon, 230V, Amber Lens | 732 | cerere oferta | N | 1 | 0 | 1 | 0.1 | KG | NA | NA |  | Asserta AV, Red Mains | Fulleon | 1
7092285FUL-0192 | AS/SB/230/R/120/BL | 7092285FUL-0192 | Asserta Sounder Beacon 230V | 732 | cerere oferta | N | 1 | 0 | 1 | 0.1 | KG | NA | NA |  | Asserta AV, Red 115-230V | Fulleon | 1
7022121FUL-0006 | AS/SB/230/R/120/RL 230V 120DB | 7022121FUL-0006 | Asserta Sounder Beacon 230V | 732 | cerere oferta | N | 1 | 0 | 1 | 0.1 | KG | NA | NA |  | Asserta AV, Red 230V | Fulleon | 1
7021112FUL-0188X | AS/SB/24/110/R/AL | 7021112FUL-0188X | Asserta AV, Sounder/Beacon, 24V, 110dB, Red Base, Amber Lens | 732 | cerere oferta | N | 1 | 0 | 1 | 0.1 | KG | NA | NA |  | Asserta AV, Red 24V | Fulleon | 1
7021111FUL-0003X | AS/SB/24/110/R/RL CPD | 7021111FUL-0003X | Asserta AV, Sounder/Beacon, 24V, 110dB, Red Base, Red Lens | 732 | cerere oferta | N | 1 | 0 | 1 | 0.1 | KG | NA | NA |  | Asserta AV, Red 24V | Fulleon | 1
7092275FUL-0152X | AS/SB/24/120/G/AL | 7092275FUL-0152X | Asserta AV, Sounder/Beacon, 24v, Grey, 120dB, Amber Lens | 732 | cerere oferta | N | 1 | 0 | 1 | 0.1 | KG | NA | NA |  | Asserta AV, Grey 24V | Fulleon | 1
7092299MED-0191X | AS/SB/24/120/G/AL MED APPROVED | 7092299MED-0191X | Asserta Grey Base | 732 | cerere oferta | N | 1 | 0 | 1 | 0.1 | KG | NA | NA |  | Asserta AV, Grey 24V | Fulleon | 1
7021122FUL-0113X | AS/SB/24/120/R/AL | 7021122FUL-0113X | Asserta Sounder Beacon 24 Red | 732 | cerere oferta | N | 1 | 0 | 1 | 0.1 | KG | NA | NA |  | Asserta , Red 24V | Fulleon | 1
7022124FUL-0190X | AS/SB/24/120/R/BL | 7022124FUL-0190X | Asserta Sounder Beacon 24V | 732 | cerere oferta | N | 1 | 0 | 1 | 0.1 | KG | NA | NA |  | Asserta AV, Red 24V | Fulleon | 1
7021121FUL-0004X | AS/SB/24/120/R/RL | 7021121FUL-0004X | Asserta AV, Sounder/Beacon, 24V, 120dB, Red Base, Red Lens | 732 | cerere oferta | N | 1 | 0 | 1 | 0.1 | KG | NA | NA |  | Asserta AV, Red 24V | Fulleon | 1
7021111MED-0225X | AS/SB/24/R/110/RL MARINE | 7021111MED-0225X | Asserta AV, Sounder/Beacon, Red Base, Red Lens, 24V, 110dB | 732 | cerere oferta | N | 1 | 0 | 1 | 0.1 | KG | NA | NA |  | Asserta AV, Red 24V Marine | Fulleon | 1
7021121MED-0226X | AS/SB/24/R/120/RL MARINE | 7021121MED-0226X | Asserta AV, Sounder/Beacon, Red Base, Red Lens, 24V, 120dB | 732 | cerere oferta | N | 1 | 0 | 1 | 0.1 | KG | NA | NA |  | Asserta AV, Red 24V Marine | Fulleon | 1
275433 | AS1-1950 | 275433 | Eclisa montaj | 84 | cerere oferta | S | 1 | 0 | 1 | 3 | KG | 30X25X1870 | 4015082754334 |  | 273 | PDC | 1
275434 | AS2-1950 | 275434 | Eclisa montaj | 84 | cerere oferta | S | 1 | 0 | 1 | 5 | KG | 70X25X1870 | 4015082754341 |  | 273 | PDC | 1
131785 | ASAUXSC-SPM | 131785 | Auxiliary switch | 81 | cerere oferta | S | 4 | 0.5 | 120 | 0.05 | KG | 80X9X65 | 5019586148957 |  | 659 | PDC | 1
167394 | ASBELL12 | 167394 | Bell 12V AC | 82 | cerere oferta | N | 1 | 1 | 1 | 0.04 | KG | 90X18X64 | 4015081639212 |  | 664 | PDC | 1
167393 | ASBELL230 | 167393 | Bell 230V AC | 82 | cerere oferta | N | 1 | 1 | 1 | 0.059 | KG | 90X18X64 | 4015081638918 |  | 664 | PDC | 1
167395 | ASBUZZ230 | 167395 | Buzzer 230V AC | 82 | cerere oferta | N | 1 | 1 | 1 | 0.059 | KG | 90X18X64 | 4015081638925 |  | 664 | PDC | 1
ROMBS000022026 | ASK 101.4 1600/5A 5VA cl.0.5 | ROMBS000022026 | ASK 101.4 1600/5A 5VA cl.0.5 | 732 | cerere oferta | N | 1 | 0 | 1 | 1 | KG | 0 001X0 001X0 001 | 9008790724930 |  | 306 | ICD | 1
ROMBS000097084 | ASK 103.41 2U 1500-750/5A 15-7.5VA cl.1 | ROMBS000097084 | ASK 103.41 2U 1500-750/5A 15-7.5VA cl.1 | 732 | cerere oferta | N | 1 | 0 | 1 | 1 | KG | 0 001X0 001X0 001 | 9008790753381 |  | 306 | ICD | 1
ROMBS000086172 | ASK 105.6 2500/5A 5VA cl.0.5 | ROMBS000086172 | ASK 105.6 2500/5A 5VA cl.0.5 | 732 | cerere oferta | N | 1 | 0 | 1 | 1 | KG | 0 001X0 001X0 001 | 9008790724954 |  | 306 | ICD | 1
ROMBS000094057 | ASK 128.4 1500/5A 15VA cl.1 | ROMBS000094057 | ASK 128.4 1500/5A 15VA cl.1 | 732 | cerere oferta | N | 1 | 0 | 1 | 1 | KG | 0 001X0 001X0 001 | 9008790724336 |  | 306 | ICD | 1
ROMBS000094059 | ASK 128.4 2000/5A 15VA cl.1 | ROMBS000094059 | ASK 128.4 2000/5A 15VA cl.1 | 732 | cerere oferta | N | 1 | 0 | 1 | 1 | KG | 0 001X0 001X0 001 | 9008790724343 |  | 306 | ICD | 1
ROMBS000007246 | ASK 31.3 150/1A 1.5VA cl.1 | ROMBS000007246 | ASK 31.3 150/1A 1.5VA cl.1 | 732 | cerere oferta | N | 1 | 0 | 1 | 1 | KG | 0 001X0 001X0 001 | 9008790667756 |  | 306 | ICD | 1
ROMBS000007248 | ASK 31.3 200/1A 1.5VA cl.1 | ROMBS000007248 | ASK 31.3 200/1A 1.5VA cl.1 | 732 | cerere oferta | N | 1 | 0 | 1 | 1 | KG | 0 001X0 001X0 001 | 9008790667763 |  | 306 | ICD | 1
ROMBS000007251 | ASK 31.3 250/1A 1.5VA cl.1 | ROMBS000007251 | ASK 31.3 250/1A 1.5VA cl.1 | 732 | cerere oferta | N | 1 | 0 | 1 | 1 | KG | 0 001X0 001X0 001 | 9008790667770 |  | 306 | ICD | 1
ROMBS000007238 | ASK 31.3 50/1A 1VA Kl.1 | ROMBS000007238 | ASK 31.3 50/1A 1VA Kl.1 | 732 | cerere oferta | N | 1 | 0 | 1 | 1 | KG | 0 001X0 001X0 001 | 9008790667749 |  | 306 | ICD | 1
ROMBS000007262 | ASK 31.3 400/1A 10VA Kl.1 | ROMBS000007262 | ASK 31.3 400/1A 10VA Kl.1 | 732 | cerere oferta | N | 1 | 0 | 1 | 1 | KG | 0 001X0 001X0 001 | 9008790496127 |  | 306 | ICD | 1
ROMBS000007268 | ASK 31.3 600/1A 10VA Kl.1 | ROMBS000007268 | ASK 31.3á 600/1Aá 10VA Kl.1 | 732 | cerere oferta | N | 1 | 0 | 1 | 1 | KG | 0 001X0 001X0 001 | 9008790496134 |  | 306 | ICD | 1
ROMBS000008156 | ASK 31.4 750/5A | ROMBS000008156 | ASK 31.4 750/5A | 732 | cerere oferta | N | 1 | 0 | 1 | 1 | KG | 0 001X0 001X0 001 | 9008790572500 |  | 306 | ICD | 1
ROSIV000011242 | ASK 41.3 200/1A 2.5VA cl.1 | ROSIV000011242 | ASK 41.3 200/1A 2.5VA cl.1 | 732 | cerere oferta | N | 1 | 0 | 1 | 1 | KG | 0 001X0 001X0 001 | 9008790728228 |  | 306 | ICD | 1
ROSIV000013056 | ASK 41.4 300/5A 5VA CL.1 | ROSIV000013056 | ASK 41.4 300/5A 5VA CL.1 | 732 | cerere oferta | N | 1 | 0 | 1 | 1 | KG | 0 001X0 001X0 001 | 9008790730436 |  | 306 | ICD | 1
ROCO0000000294 | ASK 41.4 100/1A 2,5VA Kl.1 | ROCO0000000294 | ASK 41.4 100/1A 2,5VA Kl.1 | 732 | cerere oferta | N | 1 | 0 | 1 | 1 | KG | 0 001X0 001X0 001 | 9008790474040 |  | 306 | ICD | 1
ROSIV000016390 | ASK 51.4 250/1A 10VA cl.1 | ROSIV000016390 | ASK 51.4 250/1A 10VA cl.1 | 732 | cerere oferta | N | 1 | 0 | 1 | 1 | KG | 0 001X0 001X0 001 | 9008790728235 |  | 306 | ICD | 1
ROMBS000000106 | ASK 63.4 1500/5A 10VA cl.1 | ROMBS000000106 | ASK 63.4 1500/5A 10VA cl.1 | 732 | cerere oferta | N | 1 | 0 | 1 | 1 | KG | 0 001X0 001X0 001 | 9008790634536 |  | 306 | ICD | 1
ROMBS000000103 | ASK 63.6 1600/5A | ROMBS000000103 | ASK 63.6 1600/5A | 732 | cerere oferta | N | 1 | 0 | 1 | 0.75 | KG | 0 001X0 001X0 001 | 9008790537837 |  | 306 | ICD | 1
ROMBS000000092 | ASK 63.6 1600/5A 10VA Kl.1 | ROMBS000000092 | ASK 63.6 1600/5A 10VA Kl.1 | 732 | cerere oferta | N | 1 | 0 | 1 | 1 | KG | 0 001X0 001X0 001 | 9008790199820 |  | 306 | ICD | 1
ROMBS000000093 | ASK 63.6 1600/5A 15VA Kl.1 | ROMBS000000093 | ASK 63.6 1600/5A 15VA Kl.1 | 732 | cerere oferta | N | 1 | 0 | 1 | 1 | KG | 0 001X0 001X0 001 | 9008790199837 |  | 306 | ICD | 1
ROMBS000000094 | ASK 63.6 1600/5A 30VA Kl.1 | ROMBS000000094 | ASK 63.6 1600/5A 30VA Kl.1 | 732 | cerere oferta | N | 1 | 0 | 1 | 1 | KG | 0 001X0 001X0 001 | 9008790199844 |  | 306 | ICD | 1
ROMBS000085053 | ASK 63.6 1600/5A 5VA cl.0.5 | ROMBS000085053 | ASK 63.6 1600/5A 5VA cl.0.5 | 732 | cerere oferta | N | 1 | 0 | 1 | 1 | KG | 0 001X0 001X0 001 | 9008790724947 |  | 306 | ICD | 1
ROMBS000021033 | ASK 81.4 1600/5A 5VA cl.0.5 | ROMBS000021033 | ASK 81.4 1600/5A 5VA cl.0.5 | 732 | cerere oferta | N | 1 | 0 | 1 | 1 | KG | 0 001X0 001X0 001 | 9008790724923 |  | 306 | ICD | 1
ROMBS000044 | ASK101.4-1000/5 | ROMBS000044 | Transformator masura curent | 732 | cerere oferta | N | 1 | 0 | 1 | 1 | KG | 0 001X0 001X0 001 | 9008790084256 |  | 306 | ICD | 1
ROMBS000045 | ASK101.4-1250/5 | ROMBS000045 | Transformator masura curent | 732 | cerere oferta | N | 1 | 0 | 1 | 1 | KG | 0 001X0 001X0 001 | 9008790084249 |  | 306 | ICD | 1
ROMBS000038 | ASK101.4-1600/5 | ROMBS000038 | Transformator masura curent | 732 | cerere oferta | N | 1 | 0 | 1 | 0.55 | KG | 0 001X0 001X0 001 | 9008790084294 |  | 306 | ICD | 1
ROMBS000017 | ASK101.4-2000/5 | ROMBS000017 | Transformator masura curent | 732 | cerere oferta | N | 1 | 0 | 1 | 1 | KG | 0 001X0 001X0 001 | 9008790084454 |  | 306 | ICD | 1
ROMBS000033 | ASK101.4-600/5A | ROMBS000033 | Transformator masura curent | 732 | cerere oferta | N | 1 | 0 | 1 | 1 | KG | 0 001X0 001X0 001 | 9008790084331 |  | 306 | ICD | 1
ROMBS000027 | ASK101.4-800/5 | ROMBS000027 | Transformator masura curent | 732 | cerere oferta | N | 1 | 0 | 1 | 1 | KG | 0 001X0 001X0 001 | 9008790084362 |  | 306 | ICD | 1
ROMBS000000102 | ASK103.3-1600/5 | ROMBS000000102 | ASK103.3-1600/5 | 732 | cerere oferta | N | 1 | 0 | 1 | 1 | KG | 0 001X0 001X0 001 | 9008790495885 |  | 306 | ICD | 1
ROMBS000061 | ASK103.3-2000/5 CL1 | ROMBS000061 | Transformator masura curent | 732 | cerere oferta | N | 1 | 0 | 1 | 1 | KG | 0 001X0 001X0 001 | 9008790084171 |  | 306 | ICD | 1
ROMBS000000101 | ASK103.3-2500/5 | ROMBS000000101 | ASK103.3-2500/5 | 732 | cerere oferta | N | 1 | 0 | 1 | 1 | KG | 0 001X0 001X0 001 | 9008790495878 |  | 306 | ICD | 1
ROMBS000088 | ASK103.3-3000/5 | ROMBS000088 | Transformator masura curent | 732 | cerere oferta | N | 1 | 0 | 1 | 1 | KG | 0 001X0 001X0 001 | 9008790762802 |  | 306 | ICD | 1
ROMBS000085 | ASK105.6-1600/5 | ROMBS000085 | ASK105.6-1600/5 | 732 | cerere oferta | N | 1 | 0 | 1 | 1 | KG | 0 001X0 001X0 001 | 9008790084034 |  | 306 | ICD | 1
ROCO000102 | ASK105.6-2000/5 | ROCO000102 | Transformator masura curent | 732 | cerere oferta | N | 1 | 0 | 1 | 1 | KG | 0 001X0 001X0 001 | 9008790086090 |  | 306 | ICD | 1
ROMBS000052 | ASK105.6-2500/5 | ROMBS000052 | Transformator masura curent | 732 | cerere oferta | N | 1 | 0 | 1 | 1 | KG | 0 001X0 001X0 001 | 9008790084195 |  | 306 | ICD | 1
ROMBS000076 | ASK105.6-3000/5 | ROMBS000076 | Transformator masura curent | 732 | cerere oferta | N | 1 | 0 | 1 | 1 | KG | 0 001X0 001X0 001 | 9008790084096 |  | 306 | ICD | 1
ROMBS000000100 | ASK123.3-2000/5 | ROMBS000000100 | ASK123.3-2000/5 | 732 | cerere oferta | N | 1 | 0 | 1 | 1 | KG | 0 001X0 001X0 001 | 9008790495861 |  | 306 | ICD | 1
ROMBS000000099 | ASK123.3-2500/5 | ROMBS000000099 | ASK123.3-2500/5 | 732 | cerere oferta | N | 1 | 0 | 1 | 1 | KG | 0 001X0 001X0 001 | 9008790495854 |  | 306 | ICD | 1
ROMBS000050 | ASK123.3-3000/5 | ROMBS000050 | Transformator masura curent | 732 | cerere oferta | N | 1 | 0 | 1 | 1 | KG | 0 001X0 001X0 001 | 9008790084218 |  | 306 | ICD | 1
ROMBS000046 | ASK127.6-4000/5 CL1 | ROMBS000046 | Transformator masura curent | 732 | cerere oferta | N | 1 | 0 | 1 | 1 | KG | 0 001X0 001X0 001 | 9008790084232 |  | 306 | ICD | 1
ROMBS000081 | ASK21.3-250/5 | ROMBS000081 | ASK21.3-250/5 | 732 | cerere oferta | N | 1 | 0 | 1 | 1 | KG | 0 001X0 001X0 001 | 9008790084065 |  | 306 | ICD | 1
ROMBS000002 | ASK31.3-100/5 | ROMBS000002 | Transformator masura curent | 732 | cerere oferta | N | 1 | 0 | 1 | 0.29 | KG | 0 001X0 001X0 001 | 9008790084607 |  | 306 | ICD | 1
ROMBS000003 | ASK31.3-150/5 | ROMBS000003 | Transformator masura curent | 732 | cerere oferta | N | 1 | 0 | 1 | 0.29 | KG | 0 001X0 001X0 001 | 9008790084591 |  | 306 | ICD | 1
ROMBS000004 | ASK31.3-200/5 | ROMBS000004 | Transformator masura curent | 732 | cerere oferta | N | 1 | 0 | 1 | 0.2 | KG | 0 001X0 001X0 001 | 9008790084584 |  | 306 | ICD | 1
ROMBS000005 | ASK31.3-250/5 | ROMBS000005 | Transformator masura curent | 732 | cerere oferta | N | 1 | 0 | 1 | 0.3 | KG | 0 001X0 001X0 001 | 9008790084577 |  | 306 | ICD | 1
ROMBS000075 | ASK31.3-300/5 | ROMBS000075 | Transformator masura curent | 732 | cerere oferta | N | 1 | 0 | 1 | 1 | KG | 0 001X0 001X0 001 | 9008790084102 |  | 306 | ICD | 1
ROMBS000006 | ASK31.3-400/5 | ROMBS000006 | Transformator masura curent | 732 | cerere oferta | N | 1 | 0 | 1 | 0.3 | KG | 0 001X0 001X0 001 | 9008790084560 |  | 306 | ICD | 1
ROMBS000001 | ASK31.3-50/5 | ROMBS000001 | Transformator masura curent | 732 | cerere oferta | N | 1 | 0 | 1 | 0.28 | KG | 0 001X0 001X0 001 | 9008790084614 |  | 306 | ICD | 1
ROMBS000043 | ASK31.3-500/5 | ROMBS000043 | Transformator masura curent | 732 | cerere oferta | N | 1 | 0 | 1 | 1 | KG | 0 001X0 001X0 001 | 9008790084263 |  | 306 | ICD | 1
ROMBS000007 | ASK31.3-600/5 | ROMBS000007 | Transformator masura curent | 732 | cerere oferta | N | 1 | 0 | 1 | 0.29 | KG | 0 001X0 001X0 001 | 9008790084553 |  | 306 | ICD | 1
ROMBS000007068 | ASK31.3-600/5-10VA | ROMBS000007068 | ASK31.3-600/5-10VA | 732 | cerere oferta | N | 1 | 0 | 1 | 1 | KG | 0 001X0 001X0 001 | 9008790724862 |  | 306 | ICD | 1
ROMBS000000097 | ASK31.3-75/5A | ROMBS000000097 | ASK31.3-75/5A | 732 | cerere oferta | N | 1 | 0 | 1 | 1 | KG | 0 001X0 001X0 001 | 9008790370687 |  | 306 | ICD | 1
ROMBS000021 | ASK31.4-100/5 | ROMBS000021 | Transformator masura curent | 732 | cerere oferta | N | 1 | 0 | 1 | 1 | KG | 0 001X0 001X0 001 | 9008790084423 |  | 306 | ICD | 1
ROMBS000036 | ASK31.4-150/5 | ROMBS000036 | Transformator masura curent | 732 | cerere oferta | N | 1 | 0 | 1 | 1 | KG | 0 001X0 001X0 001 | 9008790084317 |  | 306 | ICD | 1
ROMBS000022 | ASK31.4-200/5 | ROMBS000022 | Transformator masura curent | 732 | cerere oferta | N | 1 | 0 | 1 | 1 | KG | 0 001X0 001X0 001 | 9008790084416 |  | 306 | ICD | 1
ROMBS000031 | ASK31.4-250/5 | ROMBS000031 | Transformator masura curent | 732 | cerere oferta | N | 1 | 0 | 1 | 1 | KG | 0 001X0 001X0 001 | 9008790084348 |  | 306 | ICD | 1
ROMBS000039 | ASK31.4-300/5 | ROMBS000039 | Transformator masura curent | 732 | cerere oferta | N | 1 | 0 | 1 | 1 | KG | 0 001X0 001X0 001 | 9008790084287 |  | 306 | ICD | 1
ROMBS000023 | ASK31.4-400/5 | ROMBS000023 | Transformator masura curent | 732 | cerere oferta | N | 1 | 0 | 1 | 1 | KG | 0 001X0 001X0 001 | 9008790084409 |  | 306 | ICD | 1
ROMBS000024 | ASK31.4-600/5 | ROMBS000024 | Transformator masura curent | 732 | cerere oferta | N | 1 | 0 | 1 | 1 | KG | 0 001X0 001X0 001 | 9008790084393 |  | 306 | ICD | 1
ROMBS000060 | ASK41.4-100/5 | ROMBS000060 | ASK41.4-100/5 | 732 | cerere oferta | N | 1 | 0 | 1 | 1 | KG | 0 001X0 001X0 001 | 9008790084188 |  | 306 | ICD | 1
ROMBS000063 | ASK41.4-200/5 | ROMBS000063 | Transformator masura curent | 732 | cerere oferta | N | 1 | 0 | 1 | 1 | KG | 0 001X0 001X0 001 | 9008790084164 |  | 306 | ICD | 1
ROMBS000083 | ASK41.4-250/5 | ROMBS000083 | Transformator masura curent | 732 | cerere oferta | N | 1 | 0 | 1 | 1 | KG | 0 001X0 001X0 001 | 9008790084041 |  | 306 | ICD | 1
ROMBS000040 | ASK41.4-400/5 | ROMBS000040 | Transformator masura curent | 732 | cerere oferta | N | 1 | 0 | 1 | 0.31 | KG | 0 001X0 001X0 001 | 9008790084270 |  | 306 | ICD | 1
ROMBS000049 | ASK41.4-600/5 | ROMBS000049 | Transformator masura curent | 732 | cerere oferta | N | 1 | 0 | 1 | 0.25 | KG | 0 001X0 001X0 001 | 9008790084225 |  | 306 | ICD | 1
ROMBS000068 | ASK421.4-75/1 | ROMBS000068 | Transformator masura curent | 732 | cerere oferta | N | 1 | 0 | 1 | 1 | KG | 0 001X0 001X0 001 | 9008790084157 |  | 306 | ICD | 1
ROMBS000069 | ASK541.4-100/1 | ROMBS000069 | Transformator masura curent | 732 | cerere oferta | N | 1 | 0 | 1 | 1 | KG | 0 001X0 001X0 001 | 9008790084140 |  | 306 | ICD | 1
ROMBS000070 | ASK541.4-150/1 | ROMBS000070 | Transformator masura curent | 732 | cerere oferta | N | 1 | 0 | 1 | 1 | KG | 0 001X0 001X0 001 | 9008790084133 |  | 306 | ICD | 1
ROMBS000071 | ASK541.4-200/1 | ROMBS000071 | Transformator masura curent | 732 | cerere oferta | N | 1 | 0 | 1 | 1 | KG | 0 001X0 001X0 001 | 9008790084126 |  | 306 | ICD | 1
ROMBS000074 | ASK561.4-400/1 | ROMBS000074 | Transformator masura curent | 732 | cerere oferta | N | 1 | 0 | 1 | 1 | KG | 0 001X0 001X0 001 | 9008790084119 |  | 306 | ICD | 1
ROMBS000009 | ASK61.4-1000/5 | ROMBS000009 | Transformator masura curent | 732 | cerere oferta | N | 1 | 0 | 1 | 1 | KG | 0 001X0 001X0 001 | 9008790084539 |  | 306 | ICD | 1
ROMBS000000095 | ASK61.4-1000/5A 10VA,Kl0,5-MTR | ROMBS000000095 | ASK61.4-1000/5A 10VA,Kl0,5-MTR | 732 | cerere oferta | N | 1 | 0 | 1 | 1 | KG | 0 001X0 001X0 001 | 9008790263699 |  | 306 | ICD | 1
ROMBS000010 | ASK61.4-1250/5 | ROMBS000010 | Transformator masura curent | 732 | cerere oferta | N | 1 | 0 | 1 | 1 | KG | 0 001X0 001X0 001 | 9008790084522 |  | 306 | ICD | 1
ROMBS000011 | ASK61.4-1600/5 | ROMBS000011 | Transformator masura curent | 732 | cerere oferta | N | 1 | 0 | 1 | 1 | KG | 0 001X0 001X0 001 | 9008790084515 |  | 306 | ICD | 1
ROMBS000034 | ASK61.4-250/5A | ROMBS000034 | Transformator masura curent | 732 | cerere oferta | N | 1 | 0 | 1 | 1 | KG | 0 001X0 001X0 001 | 9008790084324 |  | 306 | ICD | 1
ROMBS000037 | ASK61.4-400/5 | ROMBS000037 | Transformator masura curent | 732 | cerere oferta | N | 1 | 0 | 1 | 1 | KG | 0 001X0 001X0 001 | 9008790084300 |  | 306 | ICD | 1
ROMBS000012 | ASK61.4-600/5 | ROMBS000012 | Transformator masura curent | 732 | cerere oferta | N | 1 | 0 | 1 | 1 | KG | 0 001X0 001X0 001 | 9008790084508 |  | 306 | ICD | 1
ROMBS000008 | ASK61.4-800/5 | ROMBS000008 | Transformator masura curent | 732 | cerere oferta | N | 1 | 0 | 1 | 1 | KG | 0 001X0 001X0 001 | 9008790084546 |  | 306 | ICD | 1
ROMBS000014 | ASK63.4-1000/5 | ROMBS000014 | Transformator masura curent | 732 | cerere oferta | N | 1 | 0 | 1 | 1 | KG | 0 001X0 001X0 001 | 9008790084485 |  | 306 | ICD | 1
ROMBS000015 | ASK63.4-1250/5 | ROMBS000015 | Transformator masura curent | 732 | cerere oferta | N | 1 | 0 | 1 | 1 | KG | 0 001X0 001X0 001 | 9008790084478 |  | 306 | ICD | 1
ROMBS000013 | ASK63.4-800/5 | ROMBS000013 | Transformator masura curent | 732 | cerere oferta | N | 1 | 0 | 1 | 1 | KG | 0 001X0 001X0 001 | 9008790084492 |  | 306 | ICD | 1
ROMBS000078 | ASK81.4-1000/5 | ROMBS000078 | Transformator masura curent | 732 | cerere oferta | N | 1 | 0 | 1 | 1 | KG | 0 001X0 001X0 001 | 9008790084089 |  | 306 | ICD | 1
ROMBS000082 | ASK81.4-1500/5 | ROMBS000082 | Transformator masura curent | 732 | cerere oferta | N | 1 | 0 | 1 | 1 | KG | 0 001X0 001X0 001 | 9008790084058 |  | 306 | ICD | 1
ROMBS000000089 | ASK81.4-1600/5 | ROMBS000000089 | Transformator de curent | 732 | cerere oferta | N | 1 | 0 | 1 | 1 | KG | 0 001X0 001X0 001 | 9008790108044 |  | 306 | ICD | 1
ROMBS000087 | ASK81.4-600/5,CL1 | ROMBS000087 | ASK81.4-600/5,CL1 | 732 | cerere oferta | N | 1 | 0 | 1 | 1 | KG | 0 001X0 001X0 001 | 9008790084027 |  | 306 | ICD | 1
ROMBS000030 | ASK81.4-800/5 | ROMBS000030 | Transformator masura curent | 732 | cerere oferta | N | 1 | 0 | 1 | 1 | KG | 0 001X0 001X0 001 | 9008790084355 |  | 306 | ICD | 1
167424 | ASOHC230 | 167424 | Op. hours counter 230V | 82 | cerere oferta | N | 1 | 2 | 1 | 0.71 | KG | 90X36X64 | 4015081639175 |  | 661 | PDC | 1
167425 | ASPC230 | 167425 | Pulse counter 230V 50Hz | 82 | cerere oferta | N | 1 | 2 | 1 | 0.71 | KG | 90X36X64 | 4015081639182 |  | 664 | PDC | 1
ROSIV000026281 | ASR 14.3 40/1A 1VA Kl.1 | ROSIV000026281 | ASR 14.3 40/1A 1VA Kl.1 | 732 | cerere oferta | N | 1 | 0 | 1 | 1 | KG | 0 001X0 001X0 001 | 9008790728273 |  | 306 | ICD | 1
ROSIV000026241 | ASR 20.3 150/1A 3,75VA cl.1 | ROSIV000026241 | ASR 20.3 150/1A 3,75VA cl.1 | 732 | cerere oferta | N | 1 | 0 | 1 | 1 | KG | 0 001X0 001X0 001 | 9008790728266 |  | 306 | ICD | 1
ROSIV000026227 | ASR 20.3 50/1A 1VA Kl.1 | ROSIV000026227 | ASR 20.3 50/1A 1VA Kl.1 | 732 | cerere oferta | N | 1 | 0 | 1 | 1 | KG | 0 001X0 001X0 001 | 9008790728242 |  | 306 | ICD | 1
ROSIV000026231 | ASR 20.3 75/1A 1,5VA cl.1 | ROSIV000026231 | ASR 20.3 75/1A 1,5VA cl.1 | 732 | cerere oferta | N | 1 | 0 | 1 | 1 | KG | 0 001X0 001X0 001 | 9008790728259 |  | 306 | ICD | 1
ROMB26035 | ASR20.3-100/5 | ROMB26035 | TRANSFORMATOR DE CURENT CL0 | 732 | cerere oferta | N | 1 | 0 | 1 | 0.17 | KG | 0 001X0 001X0 001 | 9008790090523 |  | 306 | ICD | 1
ROMB26039 | ASR20.3-150/5A | ROMB26039 | ASR20.3-150/5A | 732 | cerere oferta | N | 1 | 0 | 1 | 0.15 | KG | 0 001X0 001X0 001 | 9008790084638 |  | 306 | ICD | 1
ROMB26027 | ASR20.3-50/5 | ROMB26027 | TRANSFORMATOR DE CURENT CL1 | 732 | cerere oferta | N | 1 | 0 | 1 | 0.16 | KG | 0 001X0 001X0 001 | 9008790090516 |  | 306 | ICD | 1
ROMZ0000000059 | ASRD143X50/5KLASSE 1 | ROMZ0000000059 | ASRD143X50/5KLASSE 1 | 701 | cerere oferta | N | 1 | 0 | 1 | 1 | KG | 0 001X0 001X0 001 | 9008790510977 |  | 393 | ICD | 1
2304 | AS-RS-CI | 2304 | BT ASSEMBLY PARTS | 94 | cerere oferta | N | 10 | 0 | 1 | 0.037 | KG | 288X78X68 | 4015080023043 |  | 277 | PDC | 1
ROJA0001902610 | ASS1 | ROJA0001902610 | Adaptor de conectare pentru D 60 / 70 mm | 70 | cerere oferta | N | 1 | 0 | 1 | 0.025 | KG | 0 001X0 001X0 001 | 9008790686832 |  | 393 | ICD | 1
ROALF000000079 | ASS1 Conector condensator JCS | ROALF000000079 | Conector condensator JCS | 70 | cerere oferta | N | 1 | 0 | 1 | 1 | KG | 0 001X0 001X0 001 | 9008790731952 |  | 393 | ICD | 1
ROJA0001902612 | ASS2 | ROJA0001902612 | Adaptor de conectare pentru D 85 mm | 70 | cerere oferta | N | 1 | 0 | 1 | 25 | KG | 0 001X0 001X0 001 | 9008790686849 |  | 393 | ICD | 1
7092296FULL-0242 | ASSERTA AMBER LENS PK 5 | 7092296FULL-0242 | Asserta Amber Lens | 732 | cerere oferta | N | 1 | 0 | 1 | 0.1 | KG | NA | NA |  | Asserta AV, Lens Pack | Fulleon | 1
7092297FULL-0243 | ASSERTA BLUE LENS PK 5 | 7092297FULL-0243 | Asserta Blue Lens | 732 | cerere oferta | N | 1 | 0 | 1 | 0.1 | KG | NA | NA |  | Asserta AV, Lens Pack | Fulleon | 1
7092294FULL-0240 | ASSERTA MIDI AMBER LENS PK 5 | 7092294FULL-0240 | Asserta Midi Amber Lens | 732 | cerere oferta | N | 1 | 0 | 1 | 0.1 | KG | NA | NA |  | Asserta Midi AV, Lens Pack | Fulleon | 1
7092292FULL-0238 | ASSERTA MIDI BLUE LENS PK 5 | 7092292FULL-0238 | Asserta Midi Blue Lens | 732 | cerere oferta | N | 1 | 0 | 1 | 0.1 | KG | NA | NA |  | Asserta Midi AV, Lens Pack | Fulleon | 1
599005FULL-0313 | ASSERTA MINI AMBER LENS PK 5 | 599005FULL-0313 | Asserta Lens | 732 | cerere oferta | N | 1 | 0 | 1 | 0.1 | KG | NA | NA |  | Asserta , Lens Pack | Fulleon | 1
599006FULL-0314 | ASSERTA MINI BLUE LENS PK 5 | 599006FULL-0314 | Asserta Mini Blue Lens | 732 | cerere oferta | N | 1 | 0 | 1 | 0.1 | KG | NA | NA |  | Asserta Mini AV, Lens Pack | Fulleon | 1
599022FULL-0341 | ASSERTA MINI CLEAR LENS PK 5 | 599022FULL-0341 | Asserta Mini Clear lens | 732 | cerere oferta | N | 1 | 0 | 1 | 0.1 | KG | NA | NA |  | Asserta Mini AV, Lens Pack | Fulleon | 1
599004FULL-0312 | ASSERTA MINI RED LENS PK 5 | 599004FULL-0312 | Asserta Mini Red Lens | 732 | cerere oferta | N | 1 | 0 | 1 | 0.1 | KG | NA | NA |  | Asserta Mini AV, Lens Pack | Fulleon | 1
7092295FULL-0241 | ASSERTA RED LENS PK 5 | 7092295FULL-0241 | Asserta Red Lens | 732 | cerere oferta | N | 1 | 0 | 1 | 0.1 | KG | NA | NA |  | Asserta AV, Lens Pack | Fulleon | 1
CN129012 | ASWP-2475W-FR | CN129012 | HN STRB,WALL,WTHPRF, 24VDC,3dB,75CD,RD | 732 | cerere oferta | N | 1 | 0 | 1 | 0.1 | KG | NA | NA |  | Wheelock , UL Range | Fulleon | 1
95417 | AT4/11-1/I/R316 | 95417 | NARROW ENCLOSURE AT4/../I/.. | 59 | cerere oferta | N | 1 | 0 | 1 | 0.131 | KG | 42X40X140 | 4015080954170 |  | 294 | ICD | 1
498 | AT4/11-1/I/RS | 498 | NARROW ENCLOSURE AT4/../I/.. | 58 | cerere oferta | N | 1 | 0 | 1 | 0.131 | KG | 42X40X130 | 4015080004981 |  | 294 | ICD | 1
5244 | AT4/11-1/I/S | 5244 | NARROW ENCLOSURE AT4/../I/.. | 58 | cerere oferta | N | 1 | 0 | 1 | 0.131 | KG | 42X40X125 | 4015080052449 |  | 294 | ICD | 1
9990 | AT4/11-1/I/V | 9990 | NARROW ENCLOSURE AT4/../I/.. | 59 | cerere oferta | N | 1 | 0 | 1 | 0.131 | KG | 42X40X165 | 4015080099901 |  | 294 | ICD | 1
36982 | AT4/11-3/I/AR | 36982 | NARROW ENCLOSURE AT4/../I/.. | 58 | cerere oferta | N | 1 | 0 | 1 | 0.131 | KG | 125X42X40 | 4015080369820 |  | 294 | ICD | 1
62197 | AT4/11-S/I/AR | 62197 | NARROW ENCLOSURE AT4/../I/.. | 58 | cerere oferta | N | 1 | 0 | 1 | 0.131 | KG | 42X40X125 | 4015080621973 |  | 294 | ICD | 1
71689 | AT4/11-S/I/F2 | 71689 | intreruptor de pozitie AT4 (contact cu a | 58 | cerere oferta | N | 1 | 0 | 1 | 0.131 | KG | 42X40X265 | 4015080716891 |  | 294 | ICD | 1
76435 | AT4/11-S/I/H | 76435 | intreruptor de pozitie AT4 (contact cu a | 58 | cerere oferta | N | 1 | 0 | 1 | 0.131 | KG | 42X40X300 | 4015080764359 |  | 294 | ICD | 1
81181 | AT4/11-S/I/R316 | 81181 | Limitator brat cu rola | 58 | cerere oferta | N | 1 | 0 | 1 | 0.131 | KG | 42X40X140 | 4015080811817 |  | 294 | ICD | 1
85927 | AT4/11-S/I/RS | 85927 | NARROW ENCLOSURE AT4/../I/.. | 58 | cerere oferta | N | 1 | 0 | 1 | 0.131 | KG | 42X40X130 | 4015080859277 |  | 294 | ICD | 1
90673 | AT4/11-S/I/S | 90673 | NARROW ENCLOSURE AT4/../I/.. | 58 | cerere oferta | N | 1 | 0 | 1 | 0.131 | KG | 42X40X125 | 4015080906735 |  | 294 | ICD | 1
95419 | AT4/11-S/I/V | 95419 | NARROW ENCLOSURE AT4/../I/.. | 58 | cerere oferta | N | 1 | 0 | 1 | 0.131 | KG | 76X67X172 | 4015080954194 |  | 294 | ICD | 1
19484 | AT4/11-S/IA/R316 | 19484 | WIDE ENCLOSURE AT4/../IA/.. | 58 | cerere oferta | N | 1 | 0 | 1 | 0.131 | KG | 42X65X140 | 4015080194842 |  | 294 | ICD | 1
69314 | ATB11-1 | 69314 | Mecanisme comutatoate | 58 | cerere oferta | N | 10 | 0 | 1 | 0.017 | KG | 34X30X50 | 4015080693147 |  | 294 | ICD | 1
71687 | ATB11-2 | 71687 | SWITCH BASIC ATB.. | 58 | cerere oferta | N | 10 | 0 | 1 | 0.017 | KG | 34X30X50 | 4015080716877 |  | 294 | ICD | 1
134965 | ATC300 | 134965 | STAND ALONE ATC-300 KIT | 70 | cerere oferta | N | 1 | 0 | 1 | 3 | KG | 200X200X200 | 4015081317820 |  | 693 | PDC | 1
6028293 | AUX1NO+1NC-BOX012 | 6028293 | QSA Auxiliary switch 1NO+1NC | 73 | cerere oferta | N | 1 | 0 | 1 | 0.026 | KG | 160X100X10 | 8711426851627 |  | 761 | ICD | 1
6101137 | AUX1NO+1NC-BOX3 | 6101137 | AUX1NO+1NC-BOX3 | 734 | cerere oferta | N | 1 | 0 | 1 | 0.1 | KG | 50X50X5 | 8711426214880 |  | 761 | ICD | 1
1314300 | AUX1NO+1NCDMM/DCM | 1314300 | Auxiliary Switch 1NO+1NC | 73 | cerere oferta | N | 1 | 0 | 1 | 0.05 | KG | 140X90X4 | 8711426790063 |  | 761 | ICD | 1
1314398 | AUX1NO+1NCDMV160N | 1314398 | Auxiliary Switch 1NO+1NC | 73 | cerere oferta | N | 1 | 0 | 1 | 0.04 | KG | 190X100X15 | 8711426843141 |  | 761 | ICD | 1
1314736 | AUX1NO+1NCDMVS160-2000 | 1314736 | Auxiliary Switch 1NC+1NO | 73 | cerere oferta | N | 1 | 0 | 1 | 0.021 | KG | 210X120X10 | 8711426531765 |  | 761 | ICD | 1
1314301 | AUX2NO+2NCDMM/DCM | 1314301 | Auxiliary Switch 2NO+2NC | 73 | cerere oferta | N | 1 | 0 | 1 | 0.06 | KG | 170X190X2 | 8711426163652 |  | 761 | ICD | 1
1314369 | AUXSETDCM/DMM | 1314369 | Operating shaft Supporting Set DCM/DMM | 73 | cerere oferta | N | 1 | 0 | 1 | 0.11 | KG | 160X100X5 | 8711426834248 |  | 761 | ICD | 1
36089 | AV/I23-125 | 36089 | MCB ENCLOSURE | 94 | cerere oferta | N | 1 | 0 | 1 | 1.5 | KG | 150X188X250 | 4015080360896 |  | 277 | PDC | 1
43208 | AV/I23-150 | 43208 | MCB ENCLOSURE | 94 | cerere oferta | N | 1 | 0 | 1 | 1.537 | KG | 175X188X250 | 4015080432081 |  | 277 | PDC | 1
47954 | AV/I43-125 | 47954 | MCB ENCLOSURE | 94 | cerere oferta | N | 1 | 0 | 1 | 2.345 | KG | 150X375X250 | 4015080479543 |  | 277 | PDC | 1
45581 | AV/I43-200 | 45581 | MCB ENCLOSURE | 94 | cerere oferta | N | 1 | 0 | 1 | 2.661 | KG | 225X375X250 | 4015080455813 |  | 277 | PDC | 1
59819 | AV/I44-125 | 59819 | MCB ENCLOSURE | 94 | cerere oferta | N | 1 | 0 | 1 | 3.214 | KG | 150X375X375 | 4015080598190 |  | 277 | PDC | 1
62192 | AV/I44-200 | 62192 | MCB ENCLOSURE | 94 | cerere oferta | N | 1 | 0 | 1 | 3.776 | KG | 225X375X375 | 4015080621928 |  | 277 | PDC | 1
535107FULL-1042 | AV/ROLP/SV/R SO/R/RL/10C + MAINS MODULE | 535107FULL-1042 | Solex Xenon, Red Base, Red Flash, 10C | 732 | cerere oferta | N | 1 | 0 | 1 | 0.1 | KG | NA | NA |  | Solex Xenon, Combi, Red Lens | Fulleon | 1
539995FULL-1083 | AV/ROLP/SV/W SO/W/AL/10C | 539995FULL-1083 | ROLP, Amber Flash, White | 732 | cerere oferta | N | 1 | 0 | 1 | 0.1 | KG | NA | NA |  | ROLP Combi, Combi, Amber Flash | Fulleon | 1
539994FULL-1047 | AV/W ROLP/SV/R SO/R/AL/10C + MAINS MOD | 539994FULL-1047 | ROLP Combi, Mains, Red Base, Amber Lens | 732 | cerere oferta | N | 1 | 0 | 1 | 0.1 | KG | NA | NA |  | ROLP Combi, Combi, Amber Flash | Fulleon | 1
539993FULL-1046 | AV/W ROLP/SV/R SO/R/RL/10C + MAINS MOD | 539993FULL-1046 | ROLP Combi, Mains, Red Base, Red Lens | 732 | cerere oferta | N | 1 | 0 | 1 | 0.1 | KG | NA | NA |  | ROLP Combi, Combi, Red Flash | Fulleon | 1
178915 | AVH-KLV | 178915 | AVH-KLV | 84 | cerere oferta | S | 1 | 0 | 1 | 0.025 | KG | 0 001X0 001X0 001 | 4015081742325 |  | 272 | PDC | 1
93842 | AVS30L | 93842 | accesorii montaj tablou | 73 | cerere oferta | N | 3 | 0 | 1 | 0.445 | KG | 90X30X83 | 4015080938422 |  | 279 | PDC | 1
96215 | AVS30PEN | 96215 | accesorii montaj tablou | 73 | cerere oferta | N | 2 | 0 | 1 | 0.44 | KG | 90X30X83 | 4015080962151 |  | 279 | PDC | 1
98588 | AVS40 | 98588 | accesorii montaj tablou | 73 | cerere oferta | N | 1 | 0 | 1 | 0.965 | KG | 106X50X82 | 4015080985884 |  | 279 | PDC | 1
178916 | AVV-KLV | 178916 | AVV-KLV | 84 | cerere oferta | S | 1 | 0 | 1 | 0.055 | KG | 0 001X0 001X0 001 | 4015081742332 |  | 272 | PDC | 1
89096 | AW3040L-K20 | 89096 | Busbar terminals | 94 | cerere oferta | N | 1 | 0 | 1 | 0.282 | KG | 0X0X0 | 4015080890966 |  | 279 | PDC | 1
91469 | AW30PEN-K20 | 91469 | Busbar terminals | 94 | cerere oferta | N | 1 | 0 | 1 | 0.301 | KG | 0X0X0 | 4015080914693 |  | 279 | PDC | 1
F21162107 | AWB/150/GR/230VAC | F21162107 | Signalling bell AW 1 230 VAC 150 FS | 732 | cerere oferta | N | 1 | 0 | 1 | 0.1 | KG | NA | NA |  | FHF , AWB | Fulleon | 1
F21162113 | AWB/150/GR/24VDC | F21162113 | Signalling bell AW 2 24 VDC 150 FS | 732 | cerere oferta | N | 1 | 0 | 1 | 0.1 | KG | NA | NA |  | FHF , AWB | Fulleon | 1
F21162307 | AWB/250/GR/230VAC | F21162307 | Signalling bell AW 1 230 VAC 250 FS | 732 | cerere oferta | N | 1 | 0 | 1 | 0.1 | KG | NA | NA |  | FHF , AWB | Fulleon | 1
F21162313 | AWB/250/GR/24VDC | F21162313 | Signalling bell AW 2 24 VDC 250 FS | 732 | cerere oferta | N | 1 | 0 | 1 | 0.1 | KG | NA | NA |  | FHF , AWB | Fulleon | 1
211805 | AZ-2-C100 | 211805 | High capacity MCB 2p, C char. 100A | 76 | cerere oferta | N | 6 | 3 | 24 | 0.46 | KG | 75X54X90 | 4015082118051 |  | 656 | PDC | 1
211810 | AZ-2-C125 | 211810 | High capacity MCB 2p, C char. 125A | 76 | cerere oferta | N | 6 | 3 | 24 | 0.439 | KG | 75X54X90 | 4015082118105 |  | 656 | PDC | 1
211770 | AZ-2-C20 | 211770 | High capacity MCB 2p, C char. 20A | 76 | cerere oferta | N | 6 | 3 | 24 | 0.454 | KG | 75X54X90 | 4015082117702 |  | 656 | PDC | 1
211775 | AZ-2-C25 | 211775 | High capacity MCB 2p, C char. 25A | 76 | cerere oferta | N | 6 | 3 | 24 | 0.452 | KG | 75X54X90 | 4015082117757 |  | 656 | PDC | 1
211780 | AZ-2-C32 | 211780 | High capacity MCB 2p, C char. 32A | 76 | cerere oferta | N | 6 | 3 | 24 | 0.453 | KG | 75X54X90 | 4015082117801 |  | 656 | PDC | 1
211785 | AZ-2-C40 | 211785 | High capacity MCB 2p, C char. 40A | 76 | cerere oferta | N | 6 | 3 | 24 | 0.442 | KG | 75X54X90 | 4015082117856 |  | 656 | PDC | 1
211790 | AZ-2-C50 | 211790 | High capacity MCB 2p, C char. 50A | 76 | cerere oferta | N | 6 | 3 | 24 | 0.451 | KG | 75X54X90 | 4015082117900 |  | 656 | PDC | 1
211795 | AZ-2-C63 | 211795 | High capacity MCB 2p, C char. 63A | 76 | cerere oferta | N | 6 | 3 | 24 | 0.456 | KG | 75X54X90 | 4015082117955 |  | 656 | PDC | 1
211800 | AZ-2-C80 | 211800 | High capacity MCB 2p, C char. 80A | 76 | cerere oferta | N | 6 | 3 | 24 | 0.454 | KG | 75X54X90 | 4015082118006 |  | 656 | PDC | 1
211827 | AZ-2-D100 | 211827 | High capacity MCB 2p, D-Char. 100A | 76 | cerere oferta | N | 6 | 3 | 24 | 0.462 | KG | 75X54X90 | 4015082118273 |  | 656 | PDC | 1
211815 | AZ-2-D50 | 211815 | High capacity MCB 2p, D-Char. 50A | 76 | cerere oferta | N | 6 | 3 | 24 | 0.451 | KG | 75X54X90 | 4015082118150 |  | 656 | PDC | 1
211819 | AZ-2-D63 | 211819 | High capacity MCB 2p, D-Char. 63A | 76 | cerere oferta | N | 6 | 3 | 24 | 0.456 | KG | 75X54X90 | 4015082118198 |  | 656 | PDC | 1
211823 | AZ-2-D80 | 211823 | High capacity MCB 2p, D-Char. 80A | 76 | cerere oferta | N | 6 | 3 | 24 | 0.454 | KG | 75X54X90 | 4015082118235 |  | 656 | PDC | 1
211806 | AZ-3-C100 | 211806 | High capacity MCB 3p, C char. 100A | 76 | cerere oferta | N | 4 | 4.5 | 16 | 0.69 | KG | 75X81X90 | 4015082118068 |  | 656 | PDC | 1
211811 | AZ-3-C125 | 211811 | High capacity MCB 3p, C char. 125A | 76 | cerere oferta | N | 4 | 4.5 | 16 | 0.658 | KG | 75X81X90 | 4015082118112 |  | 656 | PDC | 1
211771 | AZ-3-C20 | 211771 | High capacity MCB 3p, C char. 20A | 76 | cerere oferta | N | 4 | 4.5 | 16 | 0.681 | KG | 75X81X90 | 4015082117719 |  | 656 | PDC | 1
211776 | AZ-3-C25 | 211776 | High capacity MCB 3p, C char. 25A | 76 | cerere oferta | N | 4 | 4.5 | 16 | 0.678 | KG | 75X81X90 | 4015082117764 |  | 656 | PDC | 1
211781 | AZ-3-C32 | 211781 | High capacity MCB 3p, C char. 32A | 76 | cerere oferta | N | 4 | 4.5 | 16 | 0.68 | KG | 75X81X90 | 4015082117818 |  | 656 | PDC | 1
211786 | AZ-3-C40 | 211786 | High capacity MCB 3p, C char. 40A | 76 | cerere oferta | N | 4 | 4.5 | 16 | 0.669 | KG | 75X81X90 | 4015082117863 |  | 656 | PDC | 1
211791 | AZ-3-C50 | 211791 | High capacity MCB 3p, C char. 50A | 76 | cerere oferta | N | 4 | 4.5 | 16 | 0.678 | KG | 75X81X90 | 4015082117917 |  | 656 | PDC | 1
211796 | AZ-3-C63 | 211796 | High capacity MCB 3p, C char. 63A | 76 | cerere oferta | N | 4 | 4.5 | 16 | 0.691 | KG | 75X81X90 | 4015082117962 |  | 656 | PDC | 1
211801 | AZ-3-C80 | 211801 | High capacity MCB 3p, C char. 80A | 76 | cerere oferta | N | 4 | 4.5 | 16 | 0.64 | KG | 75X81X90 | 4015082118013 |  | 656 | PDC | 1
211828 | AZ-3-D100 | 211828 | High capacity MCB 3p, D-Char. 100A | 76 | cerere oferta | N | 4 | 4.5 | 16 | 0.694 | KG | 75X81X90 | 4015082118280 |  | 656 | PDC | 1
211816 | AZ-3-D50 | 211816 | High capacity MCB 3p, D-Char. 50A | 76 | cerere oferta | N | 4 | 4.5 | 16 | 0.678 | KG | 75X81X90 | 4015082118167 |  | 656 | PDC | 1
211820 | AZ-3-D63 | 211820 | High capacity MCB 3p, D-Char. 63A | 76 | cerere oferta | N | 4 | 4.5 | 16 | 0.691 | KG | 75X81X90 | 4015082118204 |  | 656 | PDC | 1
211824 | AZ-3-D80 | 211824 | High capacity MCB 3p, D-Char. 80A | 76 | cerere oferta | N | 4 | 4.5 | 16 | 0.64 | KG | 75X81X90 | 4015082118242 |  | 656 | PDC | 1
211808 | AZ-3N-C100 | 211808 | High capacity MCB 3+Np, C char. 100A | 76 | cerere oferta | N | 3 | 6 | 12 | 0.859 | KG | 75X108X90 | 4015082118082 |  | 656 | PDC | 1
211813 | AZ-3N-C125 | 211813 | High capacity MCB 3+Np, C char. 125A | 76 | cerere oferta | N | 3 | 6 | 12 | 0.827 | KG | 75X108X90 | 4015082118136 |  | 656 | PDC | 1
211773 | AZ-3N-C20 | 211773 | High capacity MCB 3+Np, C char. 20A | 76 | cerere oferta | N | 3 | 6 | 12 | 0.845 | KG | 75X108X90 | 4015082117733 |  | 656 | PDC | 1
211778 | AZ-3N-C25 | 211778 | High capacity MCB 3+Np, C char. 25A | 76 | cerere oferta | N | 3 | 6 | 12 | 0.842 | KG | 75X108X90 | 4015082117788 |  | 656 | PDC | 1
211783 | AZ-3N-C32 | 211783 | High capacity MCB 3+Np, C char. 32A | 76 | cerere oferta | N | 3 | 6 | 12 | 0.844 | KG | 75X108X90 | 4015082117832 |  | 656 | PDC | 1
211788 | AZ-3N-C40 | 211788 | High capacity MCB 3+Np, C char. 40A | 76 | cerere oferta | N | 3 | 6 | 12 | 0.836 | KG | 75X108X90 | 4015082117887 |  | 656 | PDC | 1
211793 | AZ-3N-C50 | 211793 | High capacity MCB 3+Np, C char. 50A | 76 | cerere oferta | N | 3 | 6 | 12 | 0.847 | KG | 75X108X90 | 4015082117931 |  | 656 | PDC | 1
211798 | AZ-3N-C63 | 211798 | High capacity MCB 3+Np, C char. 63A | 76 | cerere oferta | N | 3 | 6 | 12 | 0.856 | KG | 75X108X90 | 4015082117986 |  | 656 | PDC | 1
211803 | AZ-3N-C80 | 211803 | High capacity MCB 3+Np, C char. 80A | 76 | cerere oferta | N | 3 | 6 | 12 | 0.858 | KG | 75X108X90 | 4015082118037 |  | 656 | PDC | 1
211829 | AZ-3N-D100 | 211829 | High capacity MCB 3+Np, D-Char. 100A | 76 | cerere oferta | N | 3 | 6 | 12 | 0.862 | KG | 75X108X90 | 4015082118297 |  | 656 | PDC | 1
211817 | AZ-3N-D50 | 211817 | High capacity MCB 3+Np, D-Char. 50A | 76 | cerere oferta | N | 3 | 6 | 12 | 0.847 | KG | 75X108X90 | 4015082118174 |  | 656 | PDC | 1
211821 | AZ-3N-D63 | 211821 | High capacity MCB 3+Np, D-Char. 63A | 76 | cerere oferta | N | 3 | 6 | 12 | 0.856 | KG | 75X108X90 | 4015082118211 |  | 656 | PDC | 1
211825 | AZ-3N-D80 | 211825 | High capacity MCB 3+Np, D-Char. 80A | 76 | cerere oferta | N | 3 | 6 | 12 | 0.858 | KG | 75X108X90 | 4015082118259 |  | 656 | PDC | 1
211807 | AZ-4-C100 | 211807 | High capacity MCB 4p, C char. 100A | 76 | cerere oferta | N | 3 | 6 | 12 | 0.92 | KG | 75X108X90 | 4015082118075 |  | 656 | PDC | 1
211812 | AZ-4-C125 | 211812 | High capacity MCB 4p, C char. 125A | 76 | cerere oferta | N | 3 | 6 | 12 | 0.878 | KG | 75X108X90 | 4015082118129 |  | 656 | PDC | 1
211772 | AZ-4-C20 | 211772 | High capacity MCB 4p, C char. 20A | 76 | cerere oferta | N | 3 | 6 | 12 | 0.908 | KG | 75X108X90 | 4015082117726 |  | 656 | PDC | 1
211777 | AZ-4-C25 | 211777 | High capacity MCB 4p, C char. 25A | 76 | cerere oferta | N | 3 | 6 | 12 | 0.905 | KG | 75X108X90 | 4015082117771 |  | 656 | PDC | 1
211782 | AZ-4-C32 | 211782 | High capacity MCB 4p, C char. 32A | 76 | cerere oferta | N | 3 | 6 | 12 | 0.906 | KG | 75X108X90 | 4015082117825 |  | 656 | PDC | 1
211787 | AZ-4-C40 | 211787 | High capacity MCB 4p, C char. 40A | 76 | cerere oferta | N | 3 | 6 | 12 | 0.896 | KG | 75X108X90 | 4015082117870 |  | 656 | PDC | 1
211792 | AZ-4-C50 | 211792 | High capacity MCB 4p, C char. 50A | 76 | cerere oferta | N | 3 | 6 | 12 | 0.91 | KG | 75X108X90 | 4015082117924 |  | 656 | PDC | 1
211797 | AZ-4-C63 | 211797 | High capacity MCB 4p, C char. 63A | 76 | cerere oferta | N | 3 | 6 | 12 | 0.922 | KG | 75X108X90 | 4015082117979 |  | 656 | PDC | 1
211802 | AZ-4-C80 | 211802 | High capacity MCB 4p, C char. 80A | 76 | cerere oferta | N | 3 | 6 | 12 | 0.919 | KG | 75X108X90 | 4015082118020 |  | 656 | PDC | 1
211804 | AZ-C100 | 211804 | High capacity MCB C char. 100A | 76 | cerere oferta | N | 12 | 1.5 | 48 | 0.229 | KG | 75X27X90 | 4015082118044 |  | 656 | PDC | 1
211809 | AZ-C125 | 211809 | High capacity MCB C char. 125A | 76 | cerere oferta | N | 12 | 1.5 | 48 | 0.218 | KG | 75X27X90 | 4015082118099 |  | 656 | PDC | 1
211769 | AZ-C20 | 211769 | High capacity MCB C char. 20A | 76 | cerere oferta | N | 12 | 1.5 | 48 | 0.226 | KG | 75X27X90 | 4015082117696 |  | 656 | PDC | 1
211774 | AZ-C25 | 211774 | High capacity MCB C char. 25A | 76 | cerere oferta | N | 12 | 1.5 | 48 | 0.225 | KG | 75X27X90 | 4015082117740 |  | 656 | PDC | 1
211779 | AZ-C32 | 211779 | High capacity MCB C char. 32A | 76 | cerere oferta | N | 12 | 1.5 | 48 | 0.221 | KG | 75X27X90 | 4015082117795 |  | 656 | PDC | 1
211784 | AZ-C40 | 211784 | High capacity MCB C char. 40A | 76 | cerere oferta | N | 12 | 1.5 | 48 | 0.218 | KG | 75X27X90 | 4015082117849 |  | 656 | PDC | 1
211789 | AZ-C50 | 211789 | High capacity MCB C char. 50A | 76 | cerere oferta | N | 12 | 1.5 | 48 | 0.222 | KG | 75X27X90 | 4015082117894 |  | 656 | PDC | 1
211794 | AZ-C63 | 211794 | High capacity MCB C char. 63A | 76 | cerere oferta | N | 12 | 1.5 | 48 | 0.225 | KG | 75X27X90 | 4015082117948 |  | 656 | PDC | 1
211799 | AZ-C80 | 211799 | High capacity MCB C char. 80A | 76 | cerere oferta | N | 12 | 1.5 | 48 | 0.224 | KG | 75X27X90 | 4015082117993 |  | 656 | PDC | 1
211826 | AZ-D100 | 211826 | High capacity MCB D-Char. 100A | 76 | cerere oferta | N | 12 | 1.5 | 48 | 0.23 | KG | 75X27X90 | 4015082118266 |  | 656 | PDC | 1
211814 | AZ-D50 | 211814 | High capacity MCB D-Char. 50A | 76 | cerere oferta | N | 12 | 1.5 | 48 | 0.222 | KG | 75X27X90 | 4015082118143 |  | 656 | PDC | 1
211818 | AZ-D63 | 211818 | High capacity MCB D-Char. 63A | 76 | cerere oferta | N | 12 | 1.5 | 48 | 0.225 | KG | 75X27X90 | 4015082118181 |  | 656 | PDC | 1
211822 | AZ-D80 | 211822 | High capacity MCB D-Char. 80A | 76 | cerere oferta | N | 12 | 1.5 | 48 | 0.224 | KG | 75X27X90 | 4015082118228 |  | 656 | PDC | 1
255481 | AZFIMP-2-125-0,3 | 255481 | AZFIMP block,2p, 125A, 300mA | 76 | cerere oferta | N | 1 | 8.5 | 4 | 0.416 | KG | 72X148,5X90 | 4015082554811 |  | 657 | PDC | 1
255477 | AZFIMP-2-80-0,3 | 255477 | AZFIMP block,2p, 80A, 300mA | 76 | cerere oferta | N | 1 | 8.5 | 4 | 0.406 | KG | 72X148,5X90 | 4015082554774 |  | 657 | PDC | 1
255488 | AZFIMP-4-125-0,03 | 255488 | AZFIMP block,4p, 125A, 30mA | 76 | cerere oferta | N | 1 | 11.6 | 4 | 0.524 | KG | 72X202,5X90 | 4015082554880 |  | 657 | PDC | 1
255489 | AZFIMP-4-125-0,3 | 255489 | AZFIMP block,4p, 125A, 300mA | 76 | cerere oferta | N | 1 | 11.6 | 4 | 0.521 | KG | 72X202,5X90 | 4015082554897 |  | 657 | PDC | 1
255484 | AZFIMP-4-80-0,03 | 255484 | AZFIMP block,4p, 80A, 30mA | 76 | cerere oferta | N | 1 | 11.6 | 4 | 0.495 | KG | 72X202,5X90 | 4015082554842 |  | 657 | PDC | 1
255485 | AZFIMP-4-80-0,3 | 255485 | AZFIMP block,4p,80A, 300mA | 76 | cerere oferta | N | 1 | 11.6 | 4 | 0.489 | KG | 72X202,5X90 | 4015082554859 |  | 657 | PDC | 1
255495 | AZFIMS-4-125-0,3 | 255495 | AZFIMS block,4p, 125A, 300mA | 76 | cerere oferta | N | 1 | 11.6 | 4 | 0.524 | KG | 72X202,5X90 | 4015082554958 |  | 657 | PDC | 1
255492 | AZFIMS-4-80-0,3 | 255492 | AZFIMS block,4p, 80A, 300mA | 76 | cerere oferta | N | 1 | 11.6 | 4 | 0.478 | KG | 72X202,5X90 | 4015082554927 |  | 657 | PDC | 1
70242 | AZ-P3 | 70242 | Plug-in axis rear mounting | 54 | cerere oferta | S | 10 | 0 | 1 | 0.004 | KG | 47X11X11 | 4015080702429 |  | 291 | ICD | 1
82107 | AZ-T0 | 82107 | ACC.MOUNTING (UK) | 55 | cerere oferta | S | 10 | 0 | 1 | 0.003 | KG | 36X11X11 | 4015080821076 |  | 292 | ICD | 1
212059 | AZ-XAA(110-415VAC) | 212059 | A release 110-415 V AC | 76 | cerere oferta | N | 8 | 1 | 32 | 0.158 | KG | 61X17X80 | 4015082120597 |  | 663 | PDC | 1
212061 | AZ-XAA(12-60VAC) | 212061 | A release 12-60 V AC | 76 | cerere oferta | N | 8 | 1 | 32 | 0.159 | KG | 61X17X80 | 4015082120610 |  | 663 | PDC | 1
212067 | AZ-XHI11 | 212067 | Auxiliary contact 1M + 1B | 76 | cerere oferta | N | 6 | 0.5 | 120 | 0.041 | KG | 60X9X90 | 4015082120672 |  | 663 | PDC | 1
RODG2 | B/SE128(M120850)-24VDC | RODG2 | hupa semanlizare 12/24VDC 102Db | 701 | cerere oferta | N | 1 | 0 | 1 | 1 | KG | 0 001X0 001X0 001 | 9008790085901 |  | 393 | ICD | 1
RODG1 | B/SE128AC(M120900)-32M8722/ROT | RODG1 | hupa semanlizare 250VAC 102Db | 701 | cerere oferta | N | 1 | 0 | 1 | 1 | KG | 0 001X0 001X0 001 | 9008790085918 |  | 393 | ICD | 1
63961 | B3.0/2-PKZ0 | 63961 | bloc barete trifazate | 33 | cerere oferta | S | 10 | 0.7 | 1 | 0.035 | KG | 90X11X34 | 4015080639619 |  | 701 | ICD | 1
220220 | B3.0/2-PKZ4 | 220220 | bloc barete trifazate | 33 | cerere oferta | S | 1 | 1.9 | 1 | 0.128 | KG | 98X33X36 | 4015082202200 |  | 701 | ICD | 1
232289 | B3.0/3-PKZ0 | 232289 | bloc barete trifazate | 33 | cerere oferta | S | 10 | 0.7 | 1 | 0.058 | KG | 135X12X34 | 4015082322892 |  | 701 | ICD | 1
220221 | B3.0/3-PKZ4 | 220221 | bloc barete trifazate | 33 | cerere oferta | S | 1 | 1.9 | 1 | 0.225 | KG | 151X33X36 | 4015082202217 |  | 701 | ICD | 1
63960 | B3.0/4-PKZ0 | 63960 | bloc barete trifazate | 33 | cerere oferta | S | 10 | 0.7 | 1 | 0.08 | KG | 182X11X34 | 4015080639602 |  | 701 | ICD | 1
292389 | B3.0/4-PKZ0-U | 292389 | bloc barete trifazate | 33 | cerere oferta | S | 5 | 0.9 | 1 | 0.069 | KG | 170X15X28 | 4015082923891 |  | 701 | ICD | 1
220222 | B3.0/4-PKZ4 | 220222 | bloc barete trifazate | 33 | cerere oferta | S | 1 | 1.9 | 1 | 0.322 | KG | 205X33X36 | 4015082202224 |  | 701 | ICD | 1
232290 | B3.0/5-PKZ0 | 232290 | bloc barete trifazate | 33 | cerere oferta | S | 10 | 0.7 | 1 | 0.1 | KG | 225X12X34 | 4015082322908 |  | 701 | ICD | 1
44945 | B3.1/2-PKZ0 | 44945 | bloc barete trifazate | 33 | cerere oferta | S | 10 | 0.7 | 1 | 0.038 | KG | 99X12X34 | 4015080449454 |  | 701 | ICD | 1
220223 | B3.1/2-PKZ4 | 220223 | bloc barete trifazate | 33 | cerere oferta | S | 1 | 1.9 | 1 | 0.143 | KG | 117X33X36 | 4015082202231 |  | 701 | ICD | 1
44946 | B3.1/3-PKZ0 | 44946 | bloc barete trifazate | 33 | cerere oferta | S | 10 | 0.7 | 1 | 0.064 | KG | 155X11X34 | 4015080449461 |  | 701 | ICD | 1
220224 | B3.1/3-PKZ4 | 220224 | bloc barete trifazate | 33 | cerere oferta | S | 1 | 1.9 | 1 | 0.254 | KG | 170X33X36 | 4015082202248 |  | 701 | ICD | 1
44947 | B3.1/4-PKZ0 | 44947 | bloc barete trifazate | 33 | cerere oferta | S | 10 | 0.7 | 1 | 0.09 | KG | 209X11X34 | 4015080449478 |  | 701 | ICD | 1
220225 | B3.1/4-PKZ4 | 220225 | bloc barete trifazate | 33 | cerere oferta | S | 1 | 1.9 | 1 | 0.363 | KG | 232X33X36 | 4015082202255 |  | 701 | ICD | 1
44948 | B3.1/5-PKZ0 | 44948 | bloc barete trifazate | 33 | cerere oferta | S | 10 | 0.7 | 1 | 0.109 | KG | 264X11X34 | 4015080449485 |  | 701 | ICD | 1
63963 | B3.2/2-PKZ0 | 63963 | bloc barete trifazate | 33 | cerere oferta | S | 10 | 0.7 | 1 | 0.039 | KG | 109X11X34 | 4015080639633 |  | 701 | ICD | 1
63959 | B3.2/4-PKZ0 | 63959 | bloc barete trifazate | 33 | cerere oferta | S | 10 | 0.7 | 1 | 0.097 | KG | 235X11X34 | 4015080639596 |  | 701 | ICD | 1
28144 | BA/C-NZ-22 | 28144 | AUXILIARY TOOLS | 64 | cerere oferta | N | 1 | 0 | 1 | 1.475 | KG | 55X40X315 | 4015080281443 |  | 387 | ICD | 1
RODO58 | BA7924.21/0,5-5S/24VDC | RODO58 | BA7924.21/0,5-5S/24VDC | 701 | cerere oferta | N | 1 | 0 | 1 | 1 | KG | 0 001X0 001X0 001 | 9008790085734 |  | 393 | ICD | 1
RODO54 | BA9037/12/001AC400V50HZ | RODO54 | BA9037/12/001AC400V50HZ | 735 | cerere oferta | N | 1 | 0 | 1 | 1 | KG | 0 001X0 001X0 001 | 9008790085772 |  | 393 | ICD | 1
RODO55 | BA9043/0013AC440V50HZ | RODO55 | BA9043/0013AC440V50HZ | 735 | cerere oferta | N | 1 | 0 | 1 | 1 | KG | 0 001X0 001X0 001 | 9008790085765 |  | 393 | ICD | 1
RODO4 | BA9043/0033AC50/60HZ400V | RODO4 | BA9043/0033AC50/60HZ400V | 701 | cerere oferta | N | 1 | 0 | 1 | 1 | KG | 0 001X0 001X0 001 | 9008790085796 |  | 393 | ICD | 1
RODO0039676 | BA9043/3/N/AC400/230V | RODO0039676 | BA9043/3/N/AC400/230V | 732 | cerere oferta | N | 1 | 0 | 1 | 1 | KG | 0 001X0 001X0 001 | 9008790096518 |  | 393 | ICD | 1
593005FULL-0027 | BASE SHALLOW RED | 593005FULL-0027 | Shallow red base + locking screw | 732 | cerere oferta | N | 1 | 0 | 1 | 0.1 | KG | NA | NA |  | Base , Base Shallow Red | Fulleon | 1
593006FULL-0118 | BASE SHALLOW WHITE | 593006FULL-0118 | Shallow white base | 732 | cerere oferta | N | 1 | 0 | 1 | 0.1 | KG | NA | NA |  | Base , Base Shallow White | Fulleon | 1
101482 | BBA0/2TS-L | 101482 | adaptor SISTEM SASY 60I | 73 | cerere oferta | N | 4 | 0 | 1 | 0.205 | KG | 200X45X63 | 4015081014026 |  | 701 | ICD | 1
101451 | BBA0-25 | 101451 | adaptor SISTEM SASY 60I | 73 | cerere oferta | N | 4 | 0 | 1 | 0.27 | KG | 200X45X73 | 4015081013715 |  | 701 | ICD | 1
101481 | BBA0-25/2TS | 101481 | adaptor SISTEM SASY 60I | 73 | cerere oferta | N | 4 | 0 | 1 | 0.282 | KG | 200X45X73 | 4015081014019 |  | 701 | ICD | 1
101452 | BBA0-32 | 101452 | adaptor SISTEM SASY 60I | 73 | cerere oferta | N | 4 | 0 | 1 | 0.295 | KG | 200X45X73 | 4015081013722 |  | 701 | ICD | 1
101455 | BBA0C-16 | 101455 | adaptor SISTEM SASY 60I | 73 | cerere oferta | N | 4 | 0 | 1 | 0.28 | KG | 200X45X63 | 4015081013753 |  | 701 | ICD | 1
101453 | BBA0R-25 | 101453 | adaptor SISTEM SASY 60I | 73 | cerere oferta | N | 2 | 0 | 1 | 0.479 | KG | 200X90X73 | 4015081013739 |  | 701 | ICD | 1
101454 | BBA0R-32 | 101454 | adaptor SISTEM SASY 60I | 73 | cerere oferta | N | 2 | 0 | 1 | 0.494 | KG | 200X90X73 | 4015081013746 |  | 701 | ICD | 1
101458 | BBA2-63 | 101458 | adaptor SISTEM SASY 60I | 73 | cerere oferta | N | 4 | 0 | 1 | 0.416 | KG | 200X72X63 | 4015081013784 |  | 701 | ICD | 1
101480 | BBA2L-63 | 101480 | adaptor SISTEM SASY 60I | 73 | cerere oferta | N | 2 | 0 | 1 | 0.423 | KG | 260X72X63 | 4015081014002 |  | 701 | ICD | 1
101483 | BBA4/2TS-L | 101483 | adaptor SISTEM SASY 60I | 73 | cerere oferta | N | 4 | 0 | 1 | 0.262 | KG | 260X55X63 | 4015081014033 |  | 701 | ICD | 1
101457 | BBA4-63 | 101457 | adaptor SISTEM SASY 60I | 73 | cerere oferta | N | 4 | 0 | 1 | 0.347 | KG | 200X55X63 | 4015081013777 |  | 701 | ICD | 1
101459 | BBA4L-63 | 101459 | adaptor SISTEM SASY 60I | 73 | cerere oferta | N | 4 | 0 | 1 | 0.393 | KG | 260X55X63 | 4015081013791 |  | 701 | ICD | 1
107207 | BBA-TP3/1000 | 107207 | Set de conectare cu capac 228 mm latime | 85 | cerere oferta | N | 1 | 0 | 1 | 1.873 | KG | 90X228X204 | 4015081069705 |  | 279 | PDC | 1
107184 | BBA-TP3/120 | 107184 | BBA-TP3/120 | 85 | cerere oferta | N | 1 | 0 | 1 | 0.52 | KG | 81X200X84 | 4015081069477 |  | 279 | PDC | 1
107205 | BBA-TP3/16 | 107205 | Connection moduel 1.5-16mm˛3-pole 20mm | 85 | cerere oferta | N | 1 | 0 | 1 | 0.18 | KG | 90X20X200 | 4015081069682 |  | 279 | PDC | 1
107185 | BBA-TP3/300 | 107185 | BBA-TP3/300 | 85 | cerere oferta | N | 1 | 0 | 1 | 1.991 | KG | 260X125X210 | 4015081069484 |  | 279 | PDC | 1
107183 | BBA-TP3/50 | 107183 | BBA-TP3/50 | 85 | cerere oferta | N | 1 | 0 | 1 | 0.435 | KG | 95X115X210 | 4015081069460 |  | 279 | PDC | 1
107186 | BBA-TP3/CU-BAND | 107186 | BBA-TP3/CU-BAND | 85 | cerere oferta | N | 1 | 0 | 1 | 1.79 | KG | 130X255X205 | 4015081069491 |  | 279 | PDC | 1
101484 | BBA-XSM | 101484 | adaptor SISTEM SASY 60I | 73 | cerere oferta | N | 10 | 0 | 1 | 0.02 | KG | 200X9X53 | 4015081014040 |  | 701 | ICD | 1
107172 | BBC-BT-NA | 107172 | Accesorii de izolatori | 85 | cerere oferta | S | 2 | 0 | 1 | 0.698 | KG | 1010X224X10 | 4015081069354 |  | 279 | PDC | 1
107209 | BBC-CS1 | 107209 | Cover 228 mm | 85 | cerere oferta | N | 1 | 0 | 1 | 0.373 | KG | 90X228X204 | 4015081069729 |  | 279 | PDC | 1
107180 | BBC-CS2-F | 107180 | BBC-CS2-F | 85 | cerere oferta | N | 1 | 0 | 1 | 0.42 | KG | 1100X190X3 | 4015081069439 |  | 279 | PDC | 1
107181 | BBC-CS2-T/B | 107181 | BBC-CS2-T/B | 85 | cerere oferta | N | 2 | 0 | 1 | 0.15 | KG | 1100X118X3 | 4015081069446 |  | 279 | PDC | 1
107176 | BBC-CS48/PR | 107176 | BBC-CS48/PR | 85 | cerere oferta | N | 1 | 0 | 1 | 0.7 | KG | 48X2400X5 | 4015081069392 |  | 279 | PDC | 1
107177 | BBC-CS76/PR | 107177 | BBC-CS76/PR | 85 | cerere oferta | N | 1 | 0 | 1 | 0.48 | KG | 76X2400X5 | 4015081069408 |  | 279 | PDC | 1
107175 | BBC-CU-BAR/PR | 107175 | BBC-CU-BAR/PR | 85 | cerere oferta | N | 5 | 0 | 1 | 0.044 | KG | 1000X35X78 | 4015081069385 |  | 279 | PDC | 1
107174 | BBC-FL10 | 107174 | BBC-FL10 | 85 | cerere oferta | N | 10 | 0 | 1 | 0.163 | KG | 1000X40X10 | 4015081069378 |  | 279 | PDC | 1
107173 | BBC-FL5 | 107173 | BBC-FL5 | 85 | cerere oferta | N | 10 | 0 | 1 | 0.148 | KG | 1000X40X9 | 4015081069361 |  | 279 | PDC | 1
107182 | BBC-MCS2 | 107182 | BBC-MCS2 | 85 | cerere oferta | N | 1 | 0 | 1 | 0.09 | KG | 15X204X92 | 4015081069453 |  | 279 | PDC | 1
107179 | BBC-MRCOV1 | 107179 | BBC-MRCOV1 | 85 | cerere oferta | N | 10 | 0 | 1 | 0.039 | KG | 9X196X32 | 4015081069422 |  | 279 | PDC | 1
107178 | BBC-RCOV1 | 107178 | BBC-RCOV1 | 85 | cerere oferta | N | 2 | 0 | 1 | 1.092 | KG | 1100X200X63 | 4015081069415 |  | 279 | PDC | 1
120805 | BB-EC/2+3P | 120805 | BB-EC/2+3P | 85 | cerere oferta | N | 10 | 0 | 600 | 0.001 | KG | 16X17X8 | 4015081186358 |  | 661 | PDC | 10
107161 | BBS-1/FL | 107161 | BBS-1/FL | 85 | cerere oferta | N | 10 | 0 | 1 | 0.068 | KG | 26X63X51 | 4015081069248 |  | 279 | PDC | 1
107165 | BBS-1/PR | 107165 | BBS-1/PR | 85 | cerere oferta | N | 10 | 0 | 1 | 0.137 | KG | 60X30X104 | 4015081069286 |  | 279 | PDC | 1
107069 | BBS-2/FL | 107069 | BBS-2/FL | 85 | cerere oferta | N | 10 | 0 | 1 | 0.109 | KG | 20X164X50 | 4015081069224 |  | 279 | PDC | 1
107066 | BBS-3/FL | 107066 | BBS-3/FL | 85 | cerere oferta | N | 10 | 0 | 1 | 0.154 | KG | 50X20X190 | 4015081068296 |  | 279 | PDC | 1
107210 | BBS-3/FL-185 | 107210 | Rail support 3-pole, 185 mm | 85 | cerere oferta | N | 2 | 0 | 1 | 0.5 | KG | 65X30X580 | 4015081069736 |  | 279 | PDC | 1
107162 | BBS-3/PR | 107162 | BBS-3/PR | 85 | cerere oferta | N | 3 | 0 | 1 | 0.48 | KG | 25X210X140 | 4015081069255 |  | 279 | PDC | 1
107200 | BBT-CU12-20X5/10-150 | 107200 | BBT-CU12-20X5/10-150 | 85 | cerere oferta | N | 3 | 0 | 1 | 0.501 | KG | 150X36X20 | 4015081069637 |  | 279 | PDC | 1
107202 | BBT-CU20-30X5/10-150 | 107202 | BBT-CU20-30X5/10-150 | 85 | cerere oferta | N | 3 | 0 | 1 | 0.849 | KG | 150X37X25 | 4015081069651 |  | 279 | PDC | 1
107201 | BBT-CU20-30X5/10-95 | 107201 | BBT-CU20-30X5/10-95 | 85 | cerere oferta | N | 3 | 0 | 1 | 0.53 | KG | 95X37X25 | 4015081069644 |  | 279 | PDC | 1
107204 | BBT-CU-BAR500/720-150 | 107204 | BBT-CU-BAR500/720-150 | 85 | cerere oferta | N | 3 | 0 | 1 | 1.406 | KG | 150X44X43 | 4015081069675 |  | 279 | PDC | 1
107203 | BBT-CU-BAR500/720-50 | 107203 | BBT-CU-BAR500/720-50 | 85 | cerere oferta | N | 6 | 0 | 1 | 0.474 | KG | 50X44X43 | 4015081069668 |  | 279 | PDC | 1
101550 | BC-A-1/13 | 101550 | Cofrete de distribu]ie compacte | 84 | cerere oferta | S | 1 | 0 | 1 | 0.8 | KG | 0 001X0 001X0 001 | 4015081014422 |  | 272 | PDC | 1
101566 | BC-A-1/13-TT | 101566 | Surf.CDB w.Trans Plastic Door w. R.W. | 84 | cerere oferta | S | 1 | 0 | 1 | 1.01 | KG | 130,000X260,000X230,000 | 4015081014583 |  | 272 | PDC | 1
101551 | BC-A-2/26 | 101551 | Cofrete de distribu]ie compacte | 84 | cerere oferta | S | 1 | 0 | 1 | 1.03 | KG | 100,000X260,000X355,000 | 4015081014439 |  | 272 | PDC | 1
101567 | BC-A-2/26-TT | 101567 | Surf.CDB w.Trans Plastic Door w. R.W. | 84 | cerere oferta | S | 1 | 0 | 1 | 1.4 | KG | 0 001X0 001X0 001 | 4015081014590 |  | 272 | PDC | 1
101571 | BC-A-2/26-TT-A | 101571 | Surf.CDB w.Trans Plastic Door w/o. R.W. | 84 | cerere oferta | S | 1 | 0 | 1 | 1.2 | KG | 0 001X0 001X0 001 | 4015081014637 |  | 272 | PDC | 1
101559 | BC-A-2/26-TW | 101559 | Surf.CDB w.White Plastic Door w. R.W. | 84 | cerere oferta | S | 1 | 0 | 1 | 1.4 | KG | 0 001X0 001X0 001 | 4015081014514 |  | 272 | PDC | 1
101552 | BC-A-3/39 | 101552 | Cofrete de distribu]ie compacte | 84 | cerere oferta | S | 1 | 0 | 1 | 1.6 | KG | 0 001X0 001X0 001 | 4015081014446 |  | 272 | PDC | 1
101568 | BC-A-3/39-TT | 101568 | Surf.CDB w.Trans Plastic Door w. R.W. | 84 | cerere oferta | S | 1 | 0 | 1 | 1.95 | KG | 130,000X260,000X480,000 | 4015081014606 |  | 272 | PDC | 1
101572 | BC-A-3/39-TT-A | 101572 | Surf.CDB w.Trans Plastic Door w/o. R.W. | 84 | cerere oferta | S | 1 | 0 | 1 | 1.6 | KG | 0 001X0 001X0 001 | 4015081014644 |  | 272 | PDC | 1
101560 | BC-A-3/39-TW | 101560 | Surf.CDB w.White Plastic Door w. R.W. | 84 | cerere oferta | S | 1 | 0 | 1 | 1.8 | KG | 0 001X0 001X0 001 | 4015081014521 |  | 272 | PDC | 1
101564 | BC-A-3/39-TW-A | 101564 | Surf.CDB w.White Plastic Door w/o R.W. | 84 | cerere oferta | S | 1 | 0 | 1 | 1.6 | KG | 0 001X0 001X0 001 | 4015081014569 |  | 272 | PDC | 1
101553 | BC-A-4/52 | 101553 | Cofrete de distribu]ie compacte | 84 | cerere oferta | S | 1 | 0 | 1 | 2 | KG | 0 001X0 001X0 001 | 4015081014453 |  | 272 | PDC | 1
101569 | BC-A-4/52-TT | 101569 | Surf.CDB w.Trans Plastic Door w. R.W. | 84 | cerere oferta | S | 1 | 0 | 1 | 2.4 | KG | 0 001X0 001X0 001 | 4015081014613 |  | 272 | PDC | 1
101573 | BC-A-4/52-TT-A | 101573 | Surf.CDB w.Trans Plastic Door w/o. R.W. | 84 | cerere oferta | S | 1 | 0 | 1 | 2.48 | KG | 130,000X260,000X605,000 | 4015081014651 |  | 272 | PDC | 1
101561 | BC-A-4/52-TW | 101561 | Surf.CDB w.White Plastic Door w. R.W. | 84 | cerere oferta | S | 1 | 0 | 1 | 2.2 | KG | 0 001X0 001X0 001 | 4015081014538 |  | 272 | PDC | 1
280347 | BC-O-1/12-ECO | 280347 | COFRET APARENT 12 MODULE | 84 | cerere oferta | S | 1 | 0 | 1 | 0.91 | KG | 98X303X212 | 4015082803476 |  | 272 | PDC | 1
281691 | BC-O-1/12-TW-ECO | 281691 | Surface Comp.Distr.Board w.white Door | 84 | cerere oferta | S | 1 | 0 | 1 | 1 | KG | 0 001X0 001X0 001 | 4015082816919 |  | 272 | PDC | 1
280348 | BC-O-1/18-ECO | 280348 | COFRET APARENT 18 MODULE | 84 | cerere oferta | S | 1 | 0 | 1 | 1.4 | KG | 0 001X0 001X0 001 | 4015082803483 |  | 272 | PDC | 1
281692 | BC-O-1/18-TW-ECO | 281692 | Surface Comp.Distr.Board w.white Door | 84 | cerere oferta | S | 1 | 0 | 1 | 1.23 | KG | 98X410X260 | 4015082816926 |  | 272 | PDC | 1
280345 | BC-O-1/5-ECO | 280345 | COFRET APARENT 5 MODULE | 84 | cerere oferta | S | 1 | 0 | 1 | 0.4 | KG | 0 001X0 001X0 001 | 4015082803452 |  | 272 | PDC | 1
281649 | BC-O-1/5-TW-ECO | 281649 | Surface Comp.Distr.Board w.white Door | 84 | cerere oferta | S | 1 | 0 | 1 | 0.4 | KG | 0 001X0 001X0 001 | 4015082816490 |  | 272 | PDC | 1
280346 | BC-O-1/8-ECO | 280346 | COFRET APARENT 8 MODULE | 84 | cerere oferta | S | 1 | 0 | 1 | 0.6 | KG | 0 001X0 001X0 001 | 4015082803469 |  | 272 | PDC | 1
281690 | BC-O-1/8-TW-ECO | 281690 | Surface Comp.Distr.Board w.white Door | 84 | cerere oferta | S | 1 | 0 | 1 | 0.6 | KG | 0 001X0 001X0 001 | 4015082816902 |  | 272 | PDC | 1
280349 | BC-O-2/24-ECO | 280349 | COFRET APARENT 24 MODULE | 84 | cerere oferta | S | 1 | 0 | 1 | 1.8 | KG | 0 001X0 001X0 001 | 4015082803490 |  | 272 | PDC | 1
281693 | BC-O-2/24-TW-ECO | 281693 | Surface Comp.Distr.Board w.white Door | 84 | cerere oferta | S | 1 | 0 | 1 | 1.6 | KG | 0 001X0 001X0 001 | 4015082816933 |  | 272 | PDC | 1
280350 | BC-O-2/36-ECO | 280350 | COFRET APARENT 36 MODULE | 84 | cerere oferta | S | 1 | 0 | 1 | 2.66 | KG | 98X410X522 | 4015082803506 |  | 272 | PDC | 1
281694 | BC-O-2/36-TW-ECO | 281694 | Surface Comp.Distr.Board w.white Door | 84 | cerere oferta | S | 1 | 0 | 1 | 2.66 | KG | 98X410X522 | 4015082816940 |  | 272 | PDC | 1
284640 | BC-O-3/36-ECO | 284640 | Surface Mount.Comp.Distribution Board | 84 | cerere oferta | S | 1 | 0 | 1 | 2.6 | KG | 0 001X0 001X0 001 | 4015082846404 |  | 272 | PDC | 1
284642 | BC-O-3/36-TW-ECO | 284642 | Surface Comp.Distr.Board w. white Door | 84 | cerere oferta | S | 1 | 0 | 1 | 2.4 | KG | 0 001X0 001X0 001 | 4015082846428 |  | 272 | PDC | 1
280351 | BC-O-3/54-ECO | 280351 | COFRET APARENT 54 MODULE | 84 | cerere oferta | S | 1 | 0 | 1 | 4.6 | KG | 0 001X0 001X0 001 | 4015082803513 |  | 272 | PDC | 1
281695 | BC-O-3/54-TW-ECO | 281695 | Surface Comp.Distr.Board w.white Door | 84 | cerere oferta | S | 1 | 0 | 1 | 4.8 | KG | 0 001X0 001X0 001 | 4015082816957 |  | 272 | PDC | 1
280354 | BC-U-1/12-ECO | 280354 | COFRET ST 12 MODULE | 84 | cerere oferta | S | 1 | 0 | 1 | 0.73 | KG | 105X303X212 | 4015082803544 |  | 272 | PDC | 1
281698 | BC-U-1/12-TW-ECO | 281698 | Flush Comp.Distr.Board w.white Door | 84 | cerere oferta | S | 1 | 0 | 1 | 0.8 | KG | 0 001X0 001X0 001 | 4015082816988 |  | 272 | PDC | 1
280355 | BC-U-1/18-ECO | 280355 | COFRET ST 18 MODULE | 84 | cerere oferta | S | 1 | 0 | 1 | 1.2 | KG | 0 001X0 001X0 001 | 4015082803551 |  | 272 | PDC | 1
281699 | BC-U-1/18-TW-ECO | 281699 | Flush Comp.Distr.Board w.white Door | 84 | cerere oferta | S | 1 | 0 | 1 | 1.2 | KG | 0 001X0 001X0 001 | 4015082816995 |  | 272 | PDC | 1
280352 | BC-U-1/5-ECO | 280352 | COFRET ST | 84 | cerere oferta | S | 1 | 0 | 1 | 0.4 | KG | 0 001X0 001X0 001 | 4015082803520 |  | 272 | PDC | 1
281696 | BC-U-1/5-TW-ECO | 281696 | Flush Comp.Distr.Board w.white Door | 84 | cerere oferta | S | 1 | 0 | 1 | 0.4 | KG | 0 001X0 001X0 001 | 4015082816964 |  | 272 | PDC | 1
280353 | BC-U-1/8-ECO | 280353 | CUTIE ST 8 MODULE | 84 | cerere oferta | S | 1 | 0 | 1 | 0.49 | KG | 105X195X195 | 4015082803537 |  | 272 | PDC | 1
281697 | BC-U-1/8-TW-ECO | 281697 | Flush Comp.Distr.Board w.white Door | 84 | cerere oferta | S | 1 | 0 | 1 | 0.6 | KG | 0 001X0 001X0 001 | 4015082816971 |  | 272 | PDC | 1
280356 | BC-U-2/24-ECO | 280356 | COFRET ST 24 MODULE | 84 | cerere oferta | S | 1 | 0 | 1 | 1.6 | KG | 0 001X0 001X0 001 | 4015082803568 |  | 272 | PDC | 1
281710 | BC-U-2/24-TW-ECO | 281710 | Flush Comp.Distr.Board w.white Door | 84 | cerere oferta | S | 1 | 0 | 1 | 1.34 | KG | 103X303X406 | 4015082817107 |  | 272 | PDC | 1
280357 | BC-U-2/36-ECO | 280357 | COFRET ST 36 MODULE | 84 | cerere oferta | S | 1 | 0 | 1 | 2.2 | KG | 0 001X0 001X0 001 | 4015082803575 |  | 272 | PDC | 1
281711 | BC-U-2/36-TW-ECO | 281711 | Flush Comp.Distr.Board w.white Door | 84 | cerere oferta | S | 1 | 0 | 1 | 2.2 | KG | 0 001X0 001X0 001 | 4015082817114 |  | 272 | PDC | 1
284641 | BC-U-3/36-ECO | 284641 | Flush Mount.Comp.Distribution Board | 84 | cerere oferta | S | 1 | 0 | 1 | 2.2 | KG | 0 001X0 001X0 001 | 4015082846411 |  | 272 | PDC | 1
284643 | BC-U-3/36-TW-ECO | 284643 | Flush Comp.Distr.Board w.white Door | 84 | cerere oferta | S | 1 | 0 | 1 | 2.3 | KG | 98X303X550 | 4015082846435 |  | 272 | PDC | 1
101584 | BCZ-A-TT-3/39 | 101584 | Plastic Door Transparent | 84 | cerere oferta | N | 1 | 0 | 1 | 0.43 | KG | 45,000X245,000X455,000 | 4015081014767 |  | 272 | PDC | 1
101585 | BCZ-A-TT-4/52 | 101585 | Plastic Door Transparent | 84 | cerere oferta | N | 1 | 0 | 1 | 0.53 | KG | 45,000X245,000X580,000 | 4015081014774 |  | 272 | PDC | 1
101586 | BCZ-A-TTS-1/13 | 101586 | Usa transparenta cu incuietoare | 84 | cerere oferta | N | 1 | 0 | 1 | 0.22 | KG | 45,000X245,000X205,000 | 4015081014781 |  | 272 | PDC | 1
101587 | BCZ-A-TTS-2/26 | 101587 | Usa transparenta cu incuietoare | 84 | cerere oferta | S | 1 | 0 | 1 | 0.33 | KG | 45,000X245,000X330,000 | 4015081014798 |  | 272 | PDC | 1
101588 | BCZ-A-TTS-3/39 | 101588 | Usa transparenta cu incuietoare | 84 | cerere oferta | S | 1 | 0 | 1 | 0.44 | KG | 45,000X245,000X455,000 | 4015081014804 |  | 272 | PDC | 1
101589 | BCZ-A-TTS-4/52 | 101589 | Usa transparenta cu incuietoare | 84 | cerere oferta | S | 1 | 0 | 1 | 0.55 | KG | 45,000X245,000X580,000 | 4015081014811 |  | 272 | PDC | 1
101579 | BCZ-A-TWS-2/26 | 101579 | Plastic Door White with Lock | 84 | cerere oferta | N | 1 | 0 | 1 | 0.33 | KG | 45,000X245,000X330,000 | 4015081014712 |  | 272 | PDC | 1
101580 | BCZ-A-TWS-3/39 | 101580 | Usa alba cu incuietoare | 84 | cerere oferta | N | 1 | 0 | 1 | 0.44 | KG | 45,000X245,000X455,000 | 4015081014729 |  | 272 | PDC | 1
101581 | BCZ-A-TWS-4/52 | 101581 | Usa alba cu incuietoare | 84 | cerere oferta | N | 1 | 0 | 1 | 0.55 | KG | 45,000X245,000X580,000 | 4015081014736 |  | 272 | PDC | 1
294914 | BCZ-CS-CHP | 294914 | Set balamale usi | 84 | cerere oferta | N | 1 | 1 | 1 | 0.004 | KG | 150X100X30 | 4015082949143 |  | 272 | PDC | 1
F22481402 | BDK22/5J/X/AL/24VDC | F22481402 | ExII-Zone 22 Strobe Light BDK22, 24Vdc, Aluminium Cast Housing, Amber Lens | 732 | cerere oferta | N | 1 | 0 | 1 | 0.1 | KG | NA | NA |  | FHF, BDK | Fulleon | 1
F22471202 | BDK22/5J/X/RL/230VAC | F22471202 | ExII-Zone 22 Strobe Light BDK22, 230Vac, Aluminium Cast Housing, Red Lens | 732 | cerere oferta | N | 1 | 0 | 1 | 0.1 | KG | NA | NA |  | FHF, BDK | Fulleon | 1
F22471203 | BDK22/5J/X/RL/24VDC | F22471203 | ExII-Zone 22 Strobe Light BDK22, 24Vdc, Aluminium Cast Housing, Red Lens | 732 | cerere oferta | N | 1 | 0 | 1 | 0.1 | KG | NA | NA |  | FHF, BDK | Fulleon | 1
106457 | BE5-CI-K2-G | 106457 | Accesorii | 57 | cerere oferta | S | 1 | 0 | 1 | 0.4 | KG | 132X100X180 | 9004840391510 |  | 293 | ICD | 1
106458 | BE5-CI-K2-GR | 106458 | Accesorii | 57 | cerere oferta | S | 1 | 0 | 1 | 0.4 | KG | 132X100X180 | 9004840391527 |  | 293 | ICD | 1
275200 | BEL01 | 275200 | BEL | 85 | cerere oferta | S | 1 | 1 | 1 | 0.08 | KG | 0 001X0 001X0 001 | 4015082752002 |  | 273 | PDC | 1
275199 | BEL12 | 275199 | BEL | 85 | cerere oferta | S | 1 | 2 | 1 | 0.04 | KG | 0 001X0 001X0 001 | 4015082751999 |  | 273 | PDC | 1
113685 | BF-O-2/48-C | 113685 | Surf.Mount.Flat Distr.Board Compl. | 85 | cerere oferta | N | 1 | 0 | 1 | 8.4 | KG | 150X555X460 | 4015081132133 |  | 273 | PDC | 1
283040 | BF-O-2/48-E | 283040 | Surf.Mount.Flat Distr.Board Compl. | 85 | cerere oferta | S | 1 | 0 | 1 | 8.4 | KG | 150X555X460 | 4015082830403 |  | 273 | PDC | 1
113686 | BF-O-2/48-G-C | 113686 | Surf.Mount.Flat Distr.Board Compl.Grey | 85 | cerere oferta | N | 1 | 0 | 1 | 8.4 | KG | 150X555X460 | 4015081132140 |  | 273 | PDC | 1
283031 | BF-O-3/72-C | 283031 | Surf.Mount.Flat Distr.Board Compl. | 85 | cerere oferta | S | 1 | 0 | 1 | 10.4 | KG | 0 001X0 001X0 001 | 4015082830311 |  | 273 | PDC | 1
283044 | BF-O-3/72-G-C | 283044 | Surf.Mount.Flat Distr.Board Compl.Grey | 85 | cerere oferta | S | 1 | 0 | 1 | 10.3 | KG | 150X555X610 | 4015082830441 |  | 273 | PDC | 1
103091 | BF-O-4/132-C | 103091 | Surf.Mount.Flat Distr.Board Compl. | 85 | cerere oferta | N | 1 | 0 | 1 | 16 | KG | 150,000X715,000X760,000 | 4015081029303 |  | 273 | PDC | 1
103094 | BF-O-4/132-G-C | 103094 | Surf.Mount.Flat Distr.Board Compl.Grey | 85 | cerere oferta | N | 1 | 0 | 1 | 16 | KG | 150,000X715,000X760,000 | 4015081029334 |  | 273 | PDC | 1
283032 | BF-O-4/96-C | 283032 | Surf.Mount.Flat Distr.Board Compl. | 85 | cerere oferta | S | 1 | 0 | 1 | 12.4 | KG | 0 001X0 001X0 001 | 4015082830328 |  | 273 | PDC | 1
283045 | BF-O-4/96-G-C | 283045 | Surf.Mount.Flat Distr.Board Compl.Grey | 85 | cerere oferta | S | 1 | 0 | 1 | 12.8 | KG | 0 001X0 001X0 001 | 4015082830458 |  | 273 | PDC | 1
283033 | BF-O-5/120-C | 283033 | Surf.Mount.Flat Distr.Board Compl. | 85 | cerere oferta | S | 1 | 0 | 1 | 14.2 | KG | 150X555X910 | 4015082830335 |  | 273 | PDC | 1
283046 | BF-O-5/120-G-C | 283046 | Surf.Mount.Flat Distr.Board Compl.Grey | 85 | cerere oferta | S | 1 | 0 | 1 | 14.2 | KG | 150X555X910 | 4015082830465 |  | 273 | PDC | 1
103092 | BF-O-5/165-C | 103092 | Surf.Mount.Flat Distr.Board Compl. | 85 | cerere oferta | N | 1 | 0 | 1 | 18.3 | KG | 150,000X715,000X910,000 | 4015081029310 |  | 273 | PDC | 1
103095 | BF-O-5/165-G-C | 103095 | Surf.Mount.Flat Distr.Board Compl. grey | 85 | cerere oferta | N | 1 | 0 | 1 | 18.3 | KG | 150,000X715,000X910,000 | 4015081029341 |  | 273 | PDC | 1
283034 | BF-O-6/144-C | 283034 | Surf.Mount.Flat Distr.Board Compl. | 85 | cerere oferta | S | 1 | 0 | 1 | 16.9 | KG | 0 001X0 001X0 001 | 4015082830342 |  | 273 | PDC | 1
283047 | BF-O-6/144-G-C | 283047 | Surf.Mount.Flat Distr.Board Compl.Grey | 85 | cerere oferta | S | 1 | 0 | 1 | 16.2 | KG | 150X555X1060 | 4015082830472 |  | 273 | PDC | 1
103093 | BF-O-6/198-C | 103093 | Surf.Mount.Flat Distr.Board Compl. | 85 | cerere oferta | N | 1 | 0 | 1 | 20.5 | KG | 150,000X715,000X1060,000 | 4015081029327 |  | 273 | PDC | 1
103096 | BF-O-6/198-G-C | 103096 | Surf.Mount.Flat Distr.Board Compl.Grey | 85 | cerere oferta | S | 1 | 0 | 1 | 20.5 | KG | 150,000X715,000X1060,000 | 4015081029358 |  | 273 | PDC | 1
113687 | BF-OT-2/48-C | 113687 | BF-OT-2/48-C | 85 | cerere oferta | N | 1 | 0 | 1 | 8.4 | KG | 150X555X460 | 4015081132157 |  | 273 | PDC | 1
113688 | BF-OT-2/48-G-C | 113688 | BF-OT-2/48-G-C | 85 | cerere oferta | N | 1 | 0 | 1 | 8.4 | KG | 150X555X460 | 4015081132164 |  | 273 | PDC | 1
103103 | BF-OT-3/72-C | 103103 | Surf.Mount.Flat Distr.Board Compl. | 85 | cerere oferta | S | 1 | 0 | 1 | 10 | KG | 0 001X0 001X0 001 | 4015081029426 |  | 273 | PDC | 1
103110 | BF-OT-3/72-G-C | 103110 | Surf.Mount.Flat Distr.Board Compl.Grey | 85 | cerere oferta | S | 1 | 0 | 1 | 11.7 | KG | 0 001X0 001X0 001 | 4015081029495 |  | 273 | PDC | 1
103107 | BF-OT-4/132-C | 103107 | Surf.Mount.Flat Distr.Board Compl. | 85 | cerere oferta | S | 1 | 0 | 1 | 16 | KG | 150,000X715,000X760,000 | 4015081029464 |  | 273 | PDC | 1
103114 | BF-OT-4/132-G-C | 103114 | Surf.Mount.Flat Distr.Board Compl.Grey | 85 | cerere oferta | S | 1 | 0 | 1 | 16 | KG | 150,000X715,000X760,000 | 4015081029532 |  | 273 | PDC | 1
103104 | BF-OT-4/96-C | 103104 | Surf.Mount.Flat Distr.Board Compl. | 85 | cerere oferta | S | 1 | 0 | 1 | 11.8 | KG | 0 001X0 001X0 001 | 4015081029433 |  | 273 | PDC | 1
103111 | BF-OT-4/96-G-C | 103111 | Surf.Mount.Flat Distr.Board Compl.Grey | 85 | cerere oferta | S | 1 | 0 | 1 | 12.2 | KG | 150,000X555,000X760,000 | 4015081029501 |  | 273 | PDC | 1
103105 | BF-OT-5/120-C | 103105 | Surf.Mount.Flat Distr.Board Compl. | 85 | cerere oferta | S | 1 | 0 | 1 | 14.2 | KG | 150,000X555,000X910,000 | 4015081029440 |  | 273 | PDC | 1
103112 | BF-OT-5/120-G-C | 103112 | Surf.Mount.Flat Distr.Board Compl.Grey | 85 | cerere oferta | S | 1 | 0 | 1 | 14.2 | KG | 150,000X555,000X910,000 | 4015081029518 |  | 273 | PDC | 1
103108 | BF-OT-5/165-C | 103108 | Surf.Mount.Flat Distr.Board Compl. | 85 | cerere oferta | S | 1 | 0 | 1 | 18.3 | KG | 150,000X715,000X910,000 | 4015081029471 |  | 273 | PDC | 1
103115 | BF-OT-5/165-G-C | 103115 | Surf.Mount.Flat Distr.Board Compl.Grey | 85 | cerere oferta | S | 1 | 0 | 1 | 18.3 | KG | 150,000X715,000X910,000 | 4015081029549 |  | 273 | PDC | 1
103106 | BF-OT-6/144-C | 103106 | Surf.Mount.Flat Distr.Board Compl. | 85 | cerere oferta | S | 1 | 0 | 1 | 16.2 | KG | 150,000X555,000X1060,000 | 4015081029457 |  | 273 | PDC | 1
103113 | BF-OT-6/144-G-C | 103113 | Surf.Mount.Flat Distr.Board Compl.Grey | 85 | cerere oferta | S | 1 | 0 | 1 | 16.2 | KG | 150,000X555,000X1060,000 | 4015081029525 |  | 273 | PDC | 1
103109 | BF-OT-6/198-C | 103109 | Surf.Mount.Flat Distr.Board Compl. | 85 | cerere oferta | S | 1 | 0 | 1 | 20.5 | KG | 150,000X715,000X1060,000 | 4015081029488 |  | 273 | PDC | 1
103116 | BF-OT-6/198-G-C | 103116 | Surf.Mount.Flat Distr.Board Compl.Grey | 85 | cerere oferta | S | 1 | 0 | 1 | 20.5 | KG | 150,000X715,000X1060,000 | 4015081029556 |  | 273 | PDC | 1
2317 | BFS-PT3 | 2317 | BT ASSEMBLY PARTS | 94 | cerere oferta | N | 5 | 0 | 1 | 0.117 | KG | 0X0X0 | 4015080023173 |  | 277 | PDC | 1
2318 | BFS-PT4 | 2318 | BT ASSEMBLY PARTS | 94 | cerere oferta | N | 5 | 0 | 1 | 0.163 | KG | 0X0X0 | 4015080023180 |  | 277 | PDC | 1
113689 | BF-U-2/48-C | 113689 | Flush Mount.Flat Distr.Board Compl. | 85 | cerere oferta | N | 1 | 0 | 1 | 9.4 | KG | 140X600X480 | 4015081132171 |  | 273 | PDC | 1
283052 | BF-U-2/48-E | 283052 | BF-U-2/48-E | 85 | cerere oferta | S | 1 | 0 | 1 | 9.4 | KG | 140X600X480 | 4015082830526 |  | 273 | PDC | 1
283048 | BF-U-3/72-C | 283048 | Flush Mount.Flat Fist.Board Compl. | 85 | cerere oferta | S | 1 | 0 | 1 | 10.8 | KG | 0 001X0 001X0 001 | 4015082830489 |  | 273 | PDC | 1
283056 | BF-U-3/72-G-C | 283056 | Flush Mount.Flat Fist.Board Compl.Grey | 85 | cerere oferta | S | 1 | 0 | 1 | 10.2 | KG | 140X600X630 | 4015082830564 |  | 273 | PDC | 1
283049 | BF-U-4/96-C | 283049 | Flush Mount.Flat Fist.Board Compl. | 85 | cerere oferta | S | 1 | 0 | 1 | 13.2 | KG | 0 001X0 001X0 001 | 4015082830496 |  | 273 | PDC | 1
283057 | BF-U-4/96-G-C | 283057 | Flush Mount.Flat Fist.Board Compl.Grey | 85 | cerere oferta | S | 1 | 0 | 1 | 12.3 | KG | 140X600X780 | 4015082830571 |  | 273 | PDC | 1
283050 | BF-U-5/120-C | 283050 | Flush Mount.Flat Fist.Board Compl. | 85 | cerere oferta | S | 1 | 0 | 1 | 14.46 | KG | 140X600X930 | 4015082830502 |  | 273 | PDC | 1
283058 | BF-U-5/120-G-C | 283058 | Flush Mount.Flat Fist.Board Compl.Grey | 85 | cerere oferta | S | 1 | 0 | 1 | 14.46 | KG | 140X600X930 | 4015082830588 |  | 273 | PDC | 1
103098 | BF-U-5/165-C | 103098 | Flush Mount.Flat Distr.Board Compl. | 85 | cerere oferta | S | 1 | 0 | 1 | 18.6 | KG | 140,000X760,000X930,000 | 4015081029372 |  | 273 | PDC | 1
103101 | BF-U-5/165-G-C | 103101 | Flush Mount.Flat Distr.Board Compl.Grey | 85 | cerere oferta | S | 1 | 0 | 1 | 18.6 | KG | 140,000X760,000X930,000 | 4015081029402 |  | 273 | PDC | 1
283051 | BF-U-6/144-C | 283051 | Flush Mount.Flat Fist.Board Compl. | 85 | cerere oferta | S | 1 | 0 | 1 | 18.1 | KG | 0 001X0 001X0 001 | 4015082830519 |  | 273 | PDC | 1
283059 | BF-U-6/144-G-C | 283059 | Flush Mount.Flat Fist.Board Compl.Grey | 85 | cerere oferta | S | 1 | 0 | 1 | 16.54 | KG | 140X600X1080 | 4015082830595 |  | 273 | PDC | 1
103099 | BF-U-6/198-C | 103099 | Cutii distributie metal | 85 | cerere oferta | S | 1 | 0 | 1 | 20.9 | KG | 140,000X760,000X1080,000 | 4015081029389 |  | 273 | PDC | 1
113691 | BF-UT-2/48-C | 113691 | Flush Mount.Flat Distr.Board Compl. | 85 | cerere oferta | S | 1 | 0 | 1 | 9.4 | KG | 140X600X480 | 4015081132195 |  | 273 | PDC | 1
103117 | BF-UT-3/72-C | 103117 | Flush Mount.Flat Distr.Board Compl. | 85 | cerere oferta | S | 1 | 0 | 1 | 10.2 | KG | 140,000X600,000X630,000 | 4015081029563 |  | 273 | PDC | 1
103124 | BF-UT-3/72-G-C | 103124 | Flush Mount.Flat Distr.Board Compl.Grey | 85 | cerere oferta | S | 1 | 0 | 1 | 10.2 | KG | 140,000X600,000X630,000 | 4015081029631 |  | 273 | PDC | 1
103121 | BF-UT-4/132-C | 103121 | Flush Mount.Flat Distr.Board Compl. | 85 | cerere oferta | S | 1 | 0 | 1 | 16.4 | KG | 140,000X760,000X780,000 | 4015081029600 |  | 273 | PDC | 1
103128 | BF-UT-4/132-G-C | 103128 | Flush Mount.Flat Distr.Board Compl.Grey | 85 | cerere oferta | S | 1 | 0 | 1 | 16.4 | KG | 140,000X760,000X780,000 | 4015081029679 |  | 273 | PDC | 1
103118 | BF-UT-4/96-C | 103118 | Flush Mount.Flat Distr.Board Compl. | 85 | cerere oferta | S | 1 | 0 | 1 | 12.6 | KG | 0 001X0 001X0 001 | 4015081029570 |  | 273 | PDC | 1
103125 | BF-UT-4/96-G-C | 103125 | Flush Mount.Flat Distr.Board Compl.Grey | 85 | cerere oferta | S | 1 | 0 | 1 | 12.3 | KG | 140,000X600,000X780,000 | 4015081029648 |  | 273 | PDC | 1
103119 | BF-UT-5/120-C | 103119 | Flush Mount.Flat Distr.Board Compl. | 85 | cerere oferta | S | 1 | 0 | 1 | 14.46 | KG | 140,000X600,000X930,000 | 4015081029587 |  | 273 | PDC | 1
103126 | BF-UT-5/120-G-C | 103126 | Flush Mount.Flat Distr.Board Compl.Grey | 85 | cerere oferta | S | 1 | 0 | 1 | 14.6 | KG | 0 001X0 001X0 001 | 4015081029655 |  | 273 | PDC | 1
103122 | BF-UT-5/165-C | 103122 | Flush Mount.Flat Distr.Board Compl. | 85 | cerere oferta | S | 1 | 0 | 1 | 18.6 | KG | 140,000X760,000X930,000 | 4015081029617 |  | 273 | PDC | 1
103129 | BF-UT-5/165-G-C | 103129 | Flush Mount.Flat Distr.Board Compl.Grey | 85 | cerere oferta | S | 1 | 0 | 1 | 18.6 | KG | 140,000X760,000X930,000 | 4015081029686 |  | 273 | PDC | 1
103120 | BF-UT-6/144-C | 103120 | Flush Mount.Flat Distr.Board Compl. | 85 | cerere oferta | S | 1 | 0 | 1 | 16.54 | KG | 140,000X600,000X1080,000 | 4015081029594 |  | 273 | PDC | 1
103127 | BF-UT-6/144-G-C | 103127 | Flush Mount.Flat Distr.Board Compl.Grey | 85 | cerere oferta | S | 1 | 0 | 1 | 16.54 | KG | 140,000X600,000X1080,000 | 4015081029662 |  | 273 | PDC | 1
103123 | BF-UT-6/198-C | 103123 | Flush Mount.Flat Distr.Board Compl. | 85 | cerere oferta | S | 1 | 0 | 1 | 20.9 | KG | 140,000X760,000X1080,000 | 4015081029624 |  | 273 | PDC | 1
103130 | BF-UT-6/198-G-C | 103130 | Flush Mount.Flat Distr.Board Compl.Grey | 85 | cerere oferta | S | 1 | 0 | 1 | 20.9 | KG | 140,000X760,000X1080,000 | 4015081029693 |  | 273 | PDC | 1
25340 | BFW-AT4 | 25340 | Accesoriu AT4 | 58 | cerere oferta | S | 1000 | 0 | 1 | 0.004 | KG | 5X10X10 | 4015080253402 |  | 294 | ICD | 1
101665 | BFZ-DES | 101665 | Door Earthing Set | 85 | cerere oferta | S | 1 | 2 | 1 | 0.031 | KG | 0 001X0 001X0 001 | 4015081015573 |  | 273 | PDC | 1
283066 | BFZ-FP-1+/24-G | 283066 | Frontplate+ Grey | 85 | cerere oferta | N | 1 | 0 | 1 | 0.85 | KG | 35X510X215 | 4015082830663 |  | 273 | PDC | 1
286105 | BFZ-FP-1+/BL | 286105 | BFZ-FP-1+/BL | 85 | cerere oferta | N | 1 | 0 | 1 | 0.98 | KG | 0 001X0 001X0 001 | 4015082861056 |  | 273 | PDC | 1
283065 | BFZ-FP-2/48-G | 283065 | Frontplate Grey | 85 | cerere oferta | N | 1 | 0 | 1 | 1.1 | KG | 35X510X305 | 4015082830656 |  | 273 | PDC | 1
240750 | BFZ-FP-2/66 | 240750 | Frontplate | 85 | cerere oferta | N | 1 | 0 | 1 | 1.4 | KG | 35X675X305 | 4015082407506 |  | 273 | PDC | 1
240751 | BFZ-FP-2+/66 | 240751 | Frontplate+ | 85 | cerere oferta | N | 1 | 0 | 1 | 1.6 | KG | 35X675X365 | 4015082407513 |  | 273 | PDC | 1
285232 | BFZ-KKW-60 | 285232 | Fastening Set f. Cable Duct 60 | 85 | cerere oferta | S | 1 | 1 | 1 | 0.11 | KG | 150X100X50 | 4015082852320 |  | 273 | PDC | 1
285233 | BFZ-NZM1-SET | 285233 | Set for NZM1 | 85 | cerere oferta | S | 1 | 0 | 1 | 1.7 | KG | 0 001X0 001X0 001 | 4015082852337 |  | 273 | PDC | 1
293628 | BFZ-NZM1-SET/33 | 293628 | Set for NZM1 | 85 | cerere oferta | S | 1 | 0 | 1 | 1.83 | KG | 0 001X0 001X0 001 | 4015082936280 |  | 273 | PDC | 1
285234 | BFZ-NZM1-SET-G | 285234 | Set for NZM1 grey | 85 | cerere oferta | S | 1 | 0 | 1 | 1.95 | KG | 50X510X215 | 4015082852344 |  | 273 | PDC | 1
285649 | BFZ-O-ITMPL-1+/24 | 285649 | IT-Mounting plate | 85 | cerere oferta | S | 1 | 0 | 1 | 1.2 | KG | 0 001X0 001X0 001 | 4015082856496 |  | 273 | PDC | 1
285644 | BFZ-OTR-3/72 | 285644 | Surf.mount.steel sheet door-RMQ compat. | 85 | cerere oferta | N | 1 | 0 | 1 | 3.8 | KG | 0 001X0 001X0 001 | 4015082856441 |  | 273 | PDC | 1
285645 | BFZ-OTR-4/96 | 285645 | Surf.mount.steel sheet door-RMQ compat. | 85 | cerere oferta | N | 1 | 0 | 1 | 4.6 | KG | 0 001X0 001X0 001 | 4015082856458 |  | 273 | PDC | 1
285646 | BFZ-OTR-5/120 | 285646 | Surf.mount.steel sheet door-RMQ compat. | 85 | cerere oferta | N | 1 | 0 | 1 | 5.28 | KG | 80X550X875 | 4015082856465 |  | 273 | PDC | 1
283071 | BFZ-OTS-3/72 | 283071 | Flush Mount.Steel Sheet Door | 85 | cerere oferta | S | 1 | 0 | 1 | 2.2 | KG | 35X550X575 | 4015082830717 |  | 273 | PDC | 1
283075 | BFZ-OTS-3/72-G | 283075 | Flush Mount.Steel Sheet Door Grey | 85 | cerere oferta | N | 1 | 0 | 1 | 2.2 | KG | 35X550X575 | 4015082830755 |  | 273 | PDC | 1
283076 | BFZ-OTS-4/96-G | 283076 | Flush Mount.Steel Sheet Door Grey | 85 | cerere oferta | N | 1 | 0 | 1 | 2.72 | KG | 35X550X725 | 4015082830762 |  | 273 | PDC | 1
283073 | BFZ-OTS-5/120 | 283073 | Flush Mount.Steel Sheet Door | 85 | cerere oferta | N | 1 | 0 | 1 | 3.32 | KG | 35X550X875 | 4015082830731 |  | 273 | PDC | 1
283074 | BFZ-OTS-6/144 | 283074 | Flush Mount.Steel Sheet Door | 85 | cerere oferta | N | 1 | 0 | 1 | 3.7 | KG | 35X550X1175 | 4015082830748 |  | 273 | PDC | 1
283080 | BFZ-OTT-3/72 | 283080 | Flush Mount.Steel Sheet Door Transparent | 85 | cerere oferta | N | 1 | 0 | 1 | 2.05 | KG | 35X550X575 | 4015082830809 |  | 273 | PDC | 1
283081 | BFZ-OTT-4/96 | 283081 | Flush Mount.Steel Sheet Door Transparent | 85 | cerere oferta | S | 1 | 0 | 1 | 2.47 | KG | 35X550X725 | 4015082830816 |  | 273 | PDC | 1
285222 | BFZ-OTT-DR-2/48 | 285222 | SM.Steel Sheet Door Transp.W.PL Handle | 85 | cerere oferta | S | 1 | 0 | 1 | 1.6 | KG | 35X550X425 | 4015082852221 |  | 273 | PDC | 1
285223 | BFZ-OTT-DR-3/72 | 285223 | SM.Steel Sheet Door Transp.W.PL Handle | 85 | cerere oferta | S | 1 | 0 | 1 | 2.05 | KG | 35X550X575 | 4015082852238 |  | 273 | PDC | 1
285224 | BFZ-OTT-DR-4/96 | 285224 | SM.Steel Sheet Door Transp.W.PL Handle | 85 | cerere oferta | S | 1 | 0 | 1 | 2.47 | KG | 35X550X725 | 4015082852245 |  | 273 | PDC | 1
285225 | BFZ-OTT-DR-5/120 | 285225 | SM.Steel Sheet Door Transp.W.PL Handle | 85 | cerere oferta | S | 1 | 0 | 1 | 2.9 | KG | 35X550X875 | 4015082852252 |  | 273 | PDC | 1
293629 | BFZ-TS-KL11 | 293629 | Terminal Set PE/N | 85 | cerere oferta | S | 1 | 1 | 1 | 0.057 | KG | 0 001X0 001X0 001 | 4015082936297 |  | 273 | PDC | 1
293630 | BFZ-TS-KL15 | 293630 | Terminal Set PE/N | 85 | cerere oferta | S | 1 | 1 | 1 | 0.1 | KG | 15X50X150 | 4015082936303 |  | 273 | PDC | 1
293631 | BFZ-TS-KL29 | 293631 | Terminal Set PE/N | 85 | cerere oferta | S | 1 | 0 | 1 | 0.14 | KG | 0 001X0 001X0 001 | 4015082936310 |  | 273 | PDC | 1
285648 | BFZ-U-ITMPL-1+/24 | 285648 | IT-Mounting plate | 91 | cerere oferta | N | 1 | 0 | 1 | 1.2 | KG | 0 001X0 001X0 001 | 4015082856489 |  | 273 | PDC | 1
285227 | BFZ-UTT-DR-2/48 | 285227 | FM.Steel Sheet Door Transp.W.PL Handle | 85 | cerere oferta | S | 1 | 0 | 1 | 1.5 | KG | 20X540X425 | 4015082852276 |  | 273 | PDC | 1
285228 | BFZ-UTT-DR-3/72 | 285228 | FM.Steel Sheet Door Transp.W.PL Handle | 85 | cerere oferta | S | 1 | 0 | 1 | 2.05 | KG | 20X540X575 | 4015082852283 |  | 273 | PDC | 1
285229 | BFZ-UTT-DR-4/96 | 285229 | FM.Steel Sheet Door Transp.W.PL Handle | 85 | cerere oferta | S | 1 | 0 | 1 | 2.54 | KG | 20X540X725 | 4015082852290 |  | 273 | PDC | 1
285230 | BFZ-UTT-DR-5/120 | 285230 | FM.Steel Sheet Door Transp.W.PL Handle | 85 | cerere oferta | S | 1 | 0 | 1 | 3.03 | KG | 20X540X875 | 4015082852306 |  | 273 | PDC | 1
293623 | BFZ-WFR-24 | 293623 | Wire Fixing Rail | 85 | cerere oferta | S | 1 | 1 | 1 | 0.23 | KG | 15X485X35 | 4015082936235 |  | 273 | PDC | 1
PX206166 | BG2EDC3NR 470 671006FULL | PX206166 | BG2 Call Point, EExed, 470R Series Resistor, No Flap, Painted Red | 732 | cerere oferta | N | 1 | 0 | 1 | 0.1 | KG | NA | NA |  | MEDC, BG2 | Fulleon | 1
PX23300125 | BG3I1NBB | PX23300125 | BG3 Call Point Exia Fire break Glass 2 x M20 Entry Blue | 732 | cerere oferta | N | 1 | 0 | 1 | 0.1 | KG | NA | NA |  | MEDC, BG3 | Fulleon | 1
PX800007 | BG3I1NBR | PX800007 | BG3 Call Point, ATEX ExII 1G EExia T4 Zone 0/1/2 , Switch Only,2x20mm Entries, Red Finish, "Burning House" Label | 732 | cerere oferta | N | 1 | 0 | 1 | 0.1 | KG | NA | NA |  | MEDC, BG3 | Fulleon | 1
PX23300109 | BG3I4NBR FULL | PX23300109 | BG3 Call Point, ATEX ExII 1G, EExia, T4, Zone 0/1/2, Switch Only,2x20mm Entries, Blue Finish, Glass With "Dot and Arrows" Label | 732 | cerere oferta | N | 1 | 0 | 1 | 0.1 | KG | NA | NA |  | MEDC, BG3 | Fulleon | 1
224553 | B-GST00-40-60/CI/1 | 224553 | Accessory for Separator sarcinas | 94 | cerere oferta | S | 5 | 0 | 1 | 0.036 | KG | 20X106X180 | 4015082245535 |  | 277 | PDC | 1
224554 | B-GST00-40-60/IVS/1 | 224554 | Accesorii GST | 73 | cerere oferta | N | 1 | 0 | 1 | 0.05 | KG | 20X106X180 | 4015082245542 |  | 279 | PDC | 1
224555 | B-GST00-40-60/IVS/2 | 224555 | Accesorii GST | 73 | cerere oferta | N | 1 | 0 | 1 | 0.06 | KG | 20X106X180 | 4015082245559 |  | 279 | PDC | 1
13161 | B-GSTA00/50IVS/1 | 13161 | Accesorii GST | 73 | cerere oferta | N | 1 | 0 | 1 | 0.05 | KG | 20X106X180 | 4015080131618 |  | 279 | PDC | 1
32145 | B-GSTA00/50IVS/2 | 32145 | Accesorii GST | 73 | cerere oferta | N | 10 | 0 | 1 | 0.05 | KG | 20X106X180 | 4015080321453 |  | 279 | PDC | 1
31412 | B-GSTA1/50/1 | 31412 | Accesorii GST | 73 | cerere oferta | N | 1 | 0 | 1 | 0.16 | KG | 50X250X375 | 4015080314127 |  | 279 | PDC | 1
ROCO0000114 | BIEQ72-1000-5-CO | ROCO0000114 | BIEQ72-1000-5-CO | 734 | cerere oferta | N | 1 | 0 | 1 | 1 | KG | 0 001X0 001X0 001 | 9008790090417 |  | 279 | PDC | 1
ROCO0000156 | BIEQ72-1600-5-CO | ROCO0000156 | BIEQ72-1600-5-CO | 732 | cerere oferta | N | 1 | 0 | 1 | 1 | KG | 0 001X0 001X0 001 | 9008790086205 |  | 279 | PDC | 1
ROCO0000116 | BIEQ72-600-5-CO | ROCO0000116 | BIEQ72-600-5-CO | 734 | cerere oferta | N | 1 | 0 | 1 | 1 | KG | 0 001X0 001X0 001 | 9008790090424 |  | 279 | PDC | 1
ROCO0000117 | BIEQ72-800-5-CO | ROCO0000117 | BIEQ72-800-5-CO | 734 | cerere oferta | N | 1 | 0 | 1 | 1 | KG | 0 001X0 001X0 001 | 9008790090431 |  | 279 | PDC | 1
ROCO0000157 | BIEQ96-1600-5-CO | ROCO0000157 | BIEQ96-1600-5-CO | 732 | cerere oferta | N | 1 | 0 | 1 | 1 | KG | 0 001X0 001X0 001 | 9008790086199 |  | 279 | PDC | 1
32720 | BK25/3-PKZ0 | 32720 | bloc barete trifazate | 33 | cerere oferta | S | 5 | 2.5 | 1 | 0.041 | KG | 25X45X38 | 4015080327202 |  | 701 | ICD | 1
262518 | BK25/3-PKZ0-E | 262518 | cleme racordare | 33 | cerere oferta | S | 5 | 2.5 | 1 | 0.047 | KG | 34X45X45 | 4015082625184 |  | 701 | ICD | 1
292886 | BK25/3-PKZ0-U | 292886 | cleme racordare | 33 | cerere oferta | S | 10 | 2.5 | 1 | 0.047 | KG | 44X44X35 | 4015082928865 |  | 701 | ICD | 1
272165 | BK50/3-PKZ4-E | 272165 | cleme racordare | 33 | cerere oferta | S | 1 | 3.2 | 1 | 0.175 | KG | 60X55X63 | 4015082721657 |  | 701 | ICD | 1
36168 | BL-CI | 36168 | ACC.INS.ENCLOSURE CI3-CI49 | 94 | cerere oferta | S | 5 | 0 | 1 | 0.098 | KG | 7X72X15 | 4015080361688 |  | 277 | PDC | 1
38541 | BL-CI-VA | 38541 | ACC.INS.ENCLOSURE CI3-CI49 | 94 | cerere oferta | S | 5 | 0 | 1 | 0.1 | KG | 7X72X15 | 4015080385417 |  | 277 | PDC | 1
F22151303 | BLG/L/AL/12-24/VAC/DC | F22151303 | LED-Signal light BLG LED 12/24 VAC/DC amber | 732 | cerere oferta | N | 1 | 0 | 1 | 0.1 | KG | NA | NA |  | FHF , BLG | Fulleon | 1
F22150703 | BLG/L/AL/230VAC | F22150703 | LED-Signal light BLG LED 230 VAC amber | 732 | cerere oferta | N | 1 | 0 | 1 | 0.1 | KG | NA | NA |  | FHF , BLG | Fulleon | 1
F22151301 | BLG/L/CL/12-24/VAC/DC | F22151301 | LED-Signal light BLG LED 12/24 VAC/DC clear | 732 | cerere oferta | N | 1 | 0 | 1 | 0.1 | KG | NA | NA |  | FHF , BLG | Fulleon | 1
F22150701 | BLG/L/CL/230VAC | F22150701 | LED-Signal light BLG LED 230 VAC clear | 732 | cerere oferta | N | 1 | 0 | 1 | 0.1 | KG | NA | NA |  | FHF , BLG | Fulleon | 1
F22151302 | BLG/L/RL/12-24/VAC/DC | F22151302 | LED-Signal light BLG LED 12/24 VAC/DC red | 732 | cerere oferta | N | 1 | 0 | 1 | 0.1 | KG | NA | NA |  | FHF , BLG | Fulleon | 1
F22150702 | BLG/L/RL/230VAC | F22150702 | LED-Signal light BLG LED 230 VAC red | 732 | cerere oferta | N | 1 | 0 | 1 | 0.1 | KG | NA | NA |  | FHF , BLG | Fulleon | 1
F22461303 | BLG10/10J/X/AL/20-75VAC/10-100VDC | F22461303 | Strobe light BLG 10 20-75 VAC 10-100 VDC amber | 732 | cerere oferta | N | 1 | 0 | 1 | 0.1 | KG | NA | NA |  | FHF , BLG | Fulleon | 1
F22460703 | BLG10/10J/X/AL/230VAC | F22460703 | Strobe light BLG 10 230 VAC amber | 732 | cerere oferta | N | 1 | 0 | 1 | 0.1 | KG | NA | NA |  | FHF , BLG | Fulleon | 1
F22461305 | BLG10/10J/X/BL/20-75VAC/10-100VDC | F22461305 | Strobe light BLG 10 20-75 VAC 10-100 VDC green | 732 | cerere oferta | N | 1 | 0 | 1 | 0.1 | KG | NA | NA |  | FHF , BLG | Fulleon | 1
F22460701 | BLG10/10J/X/CL/230VAC | F22460701 | Strobe light BLG 10 230 VAC clear | 732 | cerere oferta | N | 1 | 0 | 1 | 0.1 | KG | NA | NA |  | FHF , BLG | Fulleon | 1
F22460704 | BLG10/10J/X/GL/230VAC | F22460704 | Strobe light BLG 10 230 VAC green | 732 | cerere oferta | N | 1 | 0 | 1 | 0.1 | KG | NA | NA |  | FHF , BLG | Fulleon | 1
F22461302 | BLG10/10J/X/RL/20-75VAC/10-100VDC | F22461302 | Strobe light BLG 10 20-75 VAC 10-100 VDC red | 732 | cerere oferta | N | 1 | 0 | 1 | 0.1 | KG | NA | NA |  | FHF , BLG | Fulleon | 1
F22460702 | BLG10/10J/X/RL/230VAC | F22460702 | Strobe light BLG 10 230 VAC red | 732 | cerere oferta | N | 1 | 0 | 1 | 0.1 | KG | NA | NA |  | FHF , BLG | Fulleon | 1
F22160703 | BLK/L/AL/230VAC | F22160703 | LED-Signal light BLK LED 230 VAC amber | 732 | cerere oferta | N | 1 | 0 | 1 | 0.1 | KG | NA | NA |  | FHF , BLK | Fulleon | 1
F22163703 | BLK/L/AL/230VAC/1200LM | F22163703 | LED-Signal light BLK Super LED 230 VAC 1200 lm amber | 732 | cerere oferta | N | 1 | 0 | 1 | 0.1 | KG | NA | NA |  | FHF , BLK | Fulleon | 1
F22164703 | BLK/L/AL/230VAC/2000LM | F22164703 | LED-Signal light BLK Super LED 230 VAC 2000 lm amber | 732 | cerere oferta | N | 1 | 0 | 1 | 0.1 | KG | NA | NA |  | FHF , BLK | Fulleon | 1
F22161303 | BLK/L/AL/24VDC | F22161303 | LED-Signal light BLK LED 24 VDC amber | 732 | cerere oferta | N | 1 | 0 | 1 | 0.1 | KG | NA | NA |  | FHF , BLK | Fulleon | 1
F22163303 | BLK/L/AL/24VDC/1200LM | F22163303 | LED-Signal light BLK Super LED 24 VDC 1200 lm amber | 732 | cerere oferta | N | 1 | 0 | 1 | 0.1 | KG | NA | NA |  | FHF , BLK | Fulleon | 1
F22163701 | BLK/L/CL/230VAC/1200LM | F22163701 | LED-Signal light BLK Super LED 230 VAC 1200 lm clear | 732 | cerere oferta | N | 1 | 0 | 1 | 0.1 | KG | NA | NA |  | FHF , BLK | Fulleon | 1
F22164701 | BLK/L/CL/230VAC/2000LM | F22164701 | LED-Signal light BLK Super LED 230 VAC 2000 lm clear | 732 | cerere oferta | N | 1 | 0 | 1 | 0.1 | KG | NA | NA |  | FHF , BLK | Fulleon | 1
F22163301 | BLK/L/CL/24VDC/1200LM | F22163301 | LED-Signal light BLK Super LED 24 VDC 1200 lm clear | 732 | cerere oferta | N | 1 | 0 | 1 | 0.1 | KG | NA | NA |  | FHF , BLK | Fulleon | 1
F22160702 | BLK/L/RL/230VAC | F22160702 | LED-Signal light BLK LED 230 VAC red | 732 | cerere oferta | N | 1 | 0 | 1 | 0.1 | KG | NA | NA |  | FHF , BLK | Fulleon | 1
F22163702 | BLK/L/RL/230VAC/1200LM | F22163702 | LED-Signal light BLK Super LED 230 VAC 1200 lm red | 732 | cerere oferta | N | 1 | 0 | 1 | 0.1 | KG | NA | NA |  | FHF , BLK | Fulleon | 1
F22164702 | BLK/L/RL/230VAC/2000LM | F22164702 | LED-Signal light BLK Super LED 230 VAC 2000 lm red | 732 | cerere oferta | N | 1 | 0 | 1 | 0.1 | KG | NA | NA |  | FHF , BLK | Fulleon | 1
F22161302 | BLK/L/RL/24VDC | F22161302 | LED-Signal light BLK LED 24 VDC red | 732 | cerere oferta | N | 1 | 0 | 1 | 0.1 | KG | NA | NA |  | FHF , BLK | Fulleon | 1
F22163302 | BLK/L/RL/24VDC/1200LM | F22163302 | LED-Signal light BLK Super LED 24 VDC 1200 lm red | 732 | cerere oferta | N | 1 | 0 | 1 | 0.1 | KG | NA | NA |  | FHF , BLK | Fulleon | 1
F22411202 | BLK30/5J//X/RL/230VAC | F22411202 | Strobe light BLK 30 230 VAC red | 732 | cerere oferta | N | 1 | 0 | 1 | 0.1 | KG | NA | NA |  | FHF , BLK | Fulleon | 1
F22411103 | BLK30/5J/X/AL/110VAC | F22411103 | Strobe light BLK 30 110 VAC amber | 732 | cerere oferta | N | 1 | 0 | 1 | 0.1 | KG | NA | NA |  | FHF , BLK | Fulleon | 1
F22411203 | BLK30/5J/X/AL/230VAC | F22411203 | Strobe light BLK 30 230 VAC amber | 732 | cerere oferta | N | 1 | 0 | 1 | 0.1 | KG | NA | NA |  | FHF , BLK | Fulleon | 1
F22411101 | BLK30/5J/X/CL/110VAC | F22411101 | Strobe light BLK 30 110 VAC clear | 732 | cerere oferta | N | 1 | 0 | 1 | 0.1 | KG | NA | NA |  | FHF , BLK | Fulleon | 1
F22411201 | BLK30/5J/X/CL/230VAC | F22411201 | Strobe light BLK 30 230 VAC clear | 732 | cerere oferta | N | 1 | 0 | 1 | 0.1 | KG | NA | NA |  | FHF , BLK | Fulleon | 1
F22411204 | BLK30/5J/X/GL/230VAC | F22411204 | Strobe light BLK 30 230 VAC green | 732 | cerere oferta | N | 1 | 0 | 1 | 0.1 | KG | NA | NA |  | FHF , BLK | Fulleon | 1
F22411205 | BLK30/5J/X/L/230VAC | F22411205 | Strobe light BLK 30 230 VAC blue | 732 | cerere oferta | N | 1 | 0 | 1 | 0.1 | KG | NA | NA |  | FHF , BLK | Fulleon | 1
F22411102 | BLK30/5J/X/RL/110VAC | F22411102 | Strobe light BLK 30 110 VAC red | 732 | cerere oferta | N | 1 | 0 | 1 | 0.1 | KG | NA | NA |  | FHF , BLK | Fulleon | 1
F22421203 | BLK32/5J/X/AL/230VAC/LT | F22421203 | Strobe light BLK 32 230 VAC amber | 732 | cerere oferta | N | 1 | 0 | 1 | 0.1 | KG | NA | NA |  | FHF , BLK | Fulleon | 1
F22421201 | BLK32/5J/X/CL/230VAC/LT | F22421201 | Strobe light BLK 32 230 VAC clear | 732 | cerere oferta | N | 1 | 0 | 1 | 0.1 | KG | NA | NA |  | FHF , BLK | Fulleon | 1
F22421202 | BLK32/5J/X/RL/230VAC/LT | F22421202 | Strobe light BLK 32 230 VAC red | 732 | cerere oferta | N | 1 | 0 | 1 | 0.1 | KG | NA | NA |  | FHF , BLK | Fulleon | 1
F22411403 | BLK40/5J/X/AL/15-32VDC | F22411403 | Strobe light BLK 40 15-32 VDC amber | 732 | cerere oferta | N | 1 | 0 | 1 | 0.1 | KG | NA | NA |  | FHF , BLK | Fulleon | 1
F22411405 | BLK40/5J/X/BL/15-32VDC | F22411405 | Strobe light BLK 40 15-32 VDC blue | 732 | cerere oferta | N | 1 | 0 | 1 | 0.1 | KG | NA | NA |  | FHF , BLK | Fulleon | 1
F22411401 | BLK40/5J/X/CL/15-32VDC | F22411401 | Strobe light BLK 40 15-32 VDC clear | 732 | cerere oferta | N | 1 | 0 | 1 | 0.1 | KG | NA | NA |  | FHF , BLK | Fulleon | 1
F22411404 | BLK40/5J/X/GL/15-32VDC | F22411404 | Strobe light BLK 40 15-32 VDC green | 732 | cerere oferta | N | 1 | 0 | 1 | 0.1 | KG | NA | NA |  | FHF , BLK | Fulleon | 1
F22411402 | BLK40/5J/X/RL/15-32VDC | F22411402 | Strobe light BLK 40 15-32 VDC red | 732 | cerere oferta | N | 1 | 0 | 1 | 0.1 | KG | NA | NA |  | FHF , BLK | Fulleon | 1
F22421403 | BLK42/5J/X/AL/24VDC/LT | F22421403 | Strobe light BLK 42 15-32 VDC amber | 732 | cerere oferta | N | 1 | 0 | 1 | 0.1 | KG | NA | NA |  | FHF , BLK | Fulleon | 1
F22421401 | BLK42/5J/X/CL/24VDC/LT | F22421401 | Strobe light BLK 42 15-32 VDC clear | 732 | cerere oferta | N | 1 | 0 | 1 | 0.1 | KG | NA | NA |  | FHF , BLK | Fulleon | 1
F22421402 | BLK42/5J/X/RL/24VDC/LT | F22421402 | Strobe light BLK 42 15-32 VDC red | 732 | cerere oferta | N | 1 | 0 | 1 | 0.1 | KG | NA | NA |  | FHF , BLK | Fulleon | 1
F22412203 | BLK50/15J/X/AL/230VAC | F22412203 | Strobe light BLK 50 230 VAC amber | 732 | cerere oferta | N | 1 | 0 | 1 | 0.1 | KG | NA | NA |  | FHF , BLK | Fulleon | 1
F22412205 | BLK50/15J/X/BL/230VAC | F22412205 | Strobe light BLK 50 230 VAC blue | 732 | cerere oferta | N | 1 | 0 | 1 | 0.1 | KG | NA | NA |  | FHF , BLK | Fulleon | 1
F22412201 | BLK50/15J/X/CL/230VAC | F22412201 | Strobe light BLK 50 230 VAC clear | 732 | cerere oferta | N | 1 | 0 | 1 | 0.1 | KG | NA | NA |  | FHF , BLK | Fulleon | 1
F22412204 | BLK50/15J/X/GL/230VAC | F22412204 | Strobe light BLK 50 230 VAC green | 732 | cerere oferta | N | 1 | 0 | 1 | 0.1 | KG | NA | NA |  | FHF , BLK | Fulleon | 1
F22412202 | BLK50/15J/X/RL/230VAC | F22412202 | Strobe light BLK 50 230 VAC red | 732 | cerere oferta | N | 1 | 0 | 1 | 0.1 | KG | NA | NA |  | FHF , BLK | Fulleon | 1
F22412403 | BLK60/15J/X/AL/24VDC | F22412403 | Strobe light BLK 60 24 VDC amber | 732 | cerere oferta | N | 1 | 0 | 1 | 0.1 | KG | NA | NA |  | FHF , BLK | Fulleon | 1
F22412405 | BLK60/15J/X/BL/24VDC | F22412405 | Strobe light BLK 60 24 VDC blue | 732 | cerere oferta | N | 1 | 0 | 1 | 0.1 | KG | NA | NA |  | FHF , BLK | Fulleon | 1
F22412401 | BLK60/15J/X/CL/24VDC | F22412401 | Strobe light BLK 60 24 VDC clear | 732 | cerere oferta | N | 1 | 0 | 1 | 0.1 | KG | NA | NA |  | FHF , BLK | Fulleon | 1
F22412404 | BLK60/15J/X/GL/24VDC | F22412404 | Strobe light BLK 60 24 VDC green | 732 | cerere oferta | N | 1 | 0 | 1 | 0.1 | KG | NA | NA |  | FHF , BLK | Fulleon | 1
F22412402 | BLK60/15J/X/RL/24VDC | F22412402 | Strobe light BLK 60 24 VDC red | 732 | cerere oferta | N | 1 | 0 | 1 | 0.1 | KG | NA | NA |  | FHF , BLK | Fulleon | 1
174178 | BOLT-IKA | 174178 | BOLT-IKA | 84 | cerere oferta | S | 20 | 0 | 1 | 0.002 | KG | 0 001X0 001X0 001 | 4015081706402 |  | 272 | PDC | 1
111238 | BPA-U-3S-1000/10 | 111238 | 3-Step Flush Mounting Door Frame w. Door | 85 | cerere oferta | N | 1 | 0 | 1 | 7.26 | KG | 90X1035X1065 | 4015081107995 |  | 273 | PDC | 1
111239 | BPA-U-3S-1000/12 | 111239 | 3-Step Flush Mounting Door Frame w. Door | 85 | cerere oferta | N | 1 | 0 | 1 | 8.32 | KG | 90X1035X1265 | 4015081108008 |  | 273 | PDC | 1
111240 | BPA-U-3S-1000/15 | 111240 | 3-Step Flush Mounting Door Frame w. Door | 85 | cerere oferta | N | 1 | 0 | 1 | 9.91 | KG | 90X1035X1565 | 4015081108015 |  | 273 | PDC | 1
111241 | BPA-U-3S-1000/17 | 111241 | 3-Step Flush Mounting Door Frame w. Door | 85 | cerere oferta | N | 1 | 0 | 1 | 10.95 | KG | 90X1035X1765 | 4015081108022 |  | 273 | PDC | 1
111243 | BPA-U-3S-1000/17-P | 111243 | 3-Step Flush Mounting Door Frame w. Door | 85 | cerere oferta | N | 1 | 0 | 1 | 10.95 | KG | 90X1035X1765 | 4015081108046 |  | 273 | PDC | 1
111242 | BPA-U-3S-1000/20 | 111242 | 3-Step Flush Mounting Door Frame w. Door | 85 | cerere oferta | N | 1 | 0 | 1 | 12.54 | KG | 90X1035X2065 | 4015081108039 |  | 273 | PDC | 1
111244 | BPA-U-3S-1000/20-P | 111244 | 3-Step Flush Mounting Door Frame w. Door | 85 | cerere oferta | N | 1 | 0 | 1 | 12.54 | KG | 90X1035X2065 | 4015081108053 |  | 273 | PDC | 1
111245 | BPA-U-3S-1200/12 | 111245 | 3-Step Flush Mounting Door Frame w. Door | 85 | cerere oferta | N | 1 | 0 | 1 | 9.52 | KG | 90X1235X1265 | 4015081108060 |  | 273 | PDC | 1
111246 | BPA-U-3S-1200/15 | 111246 | 3-Step Flush Mounting Door Frame w. Door | 85 | cerere oferta | N | 1 | 0 | 1 | 11.33 | KG | 90X1235X1565 | 4015081108077 |  | 273 | PDC | 1
111247 | BPA-U-3S-1200/17 | 111247 | 3-Step Flush Mounting Door Frame w. Door | 85 | cerere oferta | N | 1 | 0 | 1 | 12.54 | KG | 90X1235X1765 | 4015081108084 |  | 273 | PDC | 1
111249 | BPA-U-3S-1200/17-P | 111249 | 3-Step Flush Mounting Door Frame w. Door | 85 | cerere oferta | N | 1 | 0 | 1 | 12.54 | KG | 90X1235X1765 | 4015081108107 |  | 273 | PDC | 1
111248 | BPA-U-3S-1200/20 | 111248 | 3-Step Flush Mounting Door Frame w. Door | 85 | cerere oferta | N | 1 | 0 | 1 | 14.35 | KG | 90X1235X2065 | 4015081108091 |  | 273 | PDC | 1
111250 | BPA-U-3S-1200/20-P | 111250 | 3-Step Flush Mounting Door Frame w. Door | 85 | cerere oferta | N | 1 | 0 | 1 | 14.35 | KG | 90X1235X2065 | 4015081108114 |  | 273 | PDC | 1
111219 | BPA-U-3S-400/10 | 111219 | 3-Step Flush Mounting Door Frame w. Door | 85 | cerere oferta | N | 1 | 0 | 1 | 3.8 | KG | 90X435X1065 | 4015081107803 |  | 273 | PDC | 1
111220 | BPA-U-3S-400/12 | 111220 | 3-Step Flush Mounting Door Frame w. Door | 85 | cerere oferta | N | 1 | 0 | 1 | 4.33 | KG | 90X435X1265 | 4015081107810 |  | 273 | PDC | 1
111217 | BPA-U-3S-400/4 | 111217 | 3-Step Flush Mounting Door Frame w. Door | 85 | cerere oferta | N | 1 | 0 | 1 | 2.19 | KG | 90X435X465 | 4015081107780 |  | 273 | PDC | 1
111218 | BPA-U-3S-400/7 | 111218 | 3-Step Flush Mounting Door Frame w. Door | 85 | cerere oferta | N | 1 | 0 | 1 | 3 | KG | 90X435X765 | 4015081107797 |  | 273 | PDC | 1
111223 | BPA-U-3S-600/10 | 111223 | 3-Step Flush Mounting Door Frame w. Door | 85 | cerere oferta | N | 1 | 0 | 1 | 4.84 | KG | 90X635X1065 | 4015081107841 |  | 273 | PDC | 1
111224 | BPA-U-3S-600/12 | 111224 | 3-Step Flush Mounting Door Frame w. Door | 85 | cerere oferta | N | 1 | 0 | 1 | 5.53 | KG | 90X635X1265 | 4015081107858 |  | 273 | PDC | 1
111225 | BPA-U-3S-600/15 | 111225 | 3-Step Flush Mounting Door Frame w. Door | 85 | cerere oferta | N | 1 | 0 | 1 | 6.57 | KG | 90X635X1565 | 4015081107865 |  | 273 | PDC | 1
111226 | BPA-U-3S-600/17 | 111226 | 3-Step Flush Mounting Door Frame w. Door | 85 | cerere oferta | N | 1 | 0 | 1 | 7.26 | KG | 90X635X1765 | 4015081107872 |  | 273 | PDC | 1
111228 | BPA-U-3S-600/17-P | 111228 | 3-Step Flush Mounting Door Frame w. Door | 85 | cerere oferta | N | 1 | 0 | 1 | 7.26 | KG | 90X635X1765 | 4015081107896 |  | 273 | PDC | 1
111227 | BPA-U-3S-600/20 | 111227 | 3-Step Flush Mounting Door Frame w. Door | 85 | cerere oferta | N | 1 | 0 | 1 | 8.3 | KG | 90X635X2065 | 4015081107889 |  | 273 | PDC | 1
111229 | BPA-U-3S-600/20-P | 111229 | 3-Step Flush Mounting Door Frame w. Door | 85 | cerere oferta | N | 1 | 0 | 1 | 8.3 | KG | 90X635X2065 | 4015081107902 |  | 273 | PDC | 1
111221 | BPA-U-3S-600/4 | 111221 | 3-Step Flush Mounting Door Frame w. Door | 85 | cerere oferta | N | 1 | 0 | 1 | 2.78 | KG | 90X635X465 | 4015081107827 |  | 273 | PDC | 1
111222 | BPA-U-3S-600/7 | 111222 | 3-Step Flush Mounting Door Frame w. Door | 85 | cerere oferta | N | 1 | 0 | 1 | 3.81 | KG | 90X635X765 | 4015081107834 |  | 273 | PDC | 1
111231 | BPA-U-3S-800/10 | 111231 | 3-Step Flush Mounting Door Frame w. Door | 85 | cerere oferta | N | 1 | 0 | 1 | 5.89 | KG | 90X835X1065 | 4015081107926 |  | 273 | PDC | 1
111232 | BPA-U-3S-800/12 | 111232 | 3-Step Flush Mounting Door Frame w. Door | 85 | cerere oferta | N | 1 | 0 | 1 | 6.74 | KG | 90X835X1265 | 4015081107933 |  | 273 | PDC | 1
111233 | BPA-U-3S-800/15 | 111233 | 3-Step Flush Mounting Door Frame w. Door | 85 | cerere oferta | N | 1 | 0 | 1 | 8 | KG | 90X835X1565 | 4015081107940 |  | 273 | PDC | 1
111234 | BPA-U-3S-800/17 | 111234 | 3-Step Flush Mounting Door Frame w. Door | 85 | cerere oferta | N | 1 | 0 | 1 | 8.84 | KG | 90X835X1765 | 4015081107957 |  | 273 | PDC | 1
111236 | BPA-U-3S-800/17-P | 111236 | 3-Step Flush Mounting Door Frame w. Door | 85 | cerere oferta | N | 1 | 0 | 1 | 8.84 | KG | 90X835X1765 | 4015081107971 |  | 273 | PDC | 1
111235 | BPA-U-3S-800/20 | 111235 | 3-Step Flush Mounting Door Frame w. Door | 85 | cerere oferta | N | 1 | 0 | 1 | 10.11 | KG | 90X835X2065 | 4015081107964 |  | 273 | PDC | 1
111237 | BPA-U-3S-800/20-P | 111237 | 3-Step Flush Mounting Door Frame w. Door | 85 | cerere oferta | N | 1 | 0 | 1 | 10.11 | KG | 90X835X2065 | 4015081107988 |  | 273 | PDC | 1
111230 | BPA-U-3S-800/7 | 111230 | 3-Step Flush Mounting Door Frame w. Door | 85 | cerere oferta | N | 1 | 0 | 1 | 4.64 | KG | 90X835X765 | 4015081107919 |  | 273 | PDC | 1
286715 | BP-DS-400/10 | 286715 | Door non transparent | 85 | cerere oferta | N | 1 | 0 | 1 | 3.9 | KG | 45X415X1010 | 4015082867157 |  | 273 | PDC | 1
293570 | BP-DS-400/10-L | 293570 | Door Left | 85 | cerere oferta | N | 1 | 0 | 1 | 4.3 | KG | 45X415X1010 | 4015082935702 |  | 273 | PDC | 1
293571 | BP-DS-400/10-L-W | 293571 | Door Left White | 85 | cerere oferta | N | 1 | 0 | 1 | 4.3 | KG | 45X415X1010 | 4015082935719 |  | 273 | PDC | 1
292437 | BP-DS-400/10-W | 292437 | Door white | 85 | cerere oferta | S | 1 | 0 | 1 | 3.9 | KG | 45X415X1010 | 4015082924379 |  | 273 | PDC | 1
286716 | BP-DS-400/12 | 286716 | Door non transparent | 85 | cerere oferta | S | 1 | 0 | 1 | 4.6 | KG | 45X415X1210 | 4015082867164 |  | 273 | PDC | 1
293572 | BP-DS-400/12-L | 293572 | Door Left | 85 | cerere oferta | S | 1 | 0 | 1 | 5.3 | KG | 45X415X1210 | 4015082935726 |  | 273 | PDC | 1
293573 | BP-DS-400/12-L-W | 293573 | Door Left White | 85 | cerere oferta | S | 1 | 0 | 1 | 5.3 | KG | 45X415X1210 | 4015082935733 |  | 273 | PDC | 1
292438 | BP-DS-400/12-W | 292438 | Door white | 85 | cerere oferta | S | 1 | 0 | 1 | 4.6 | KG | 45X415X1210 | 4015082924386 |  | 273 | PDC | 1
286717 | BP-DS-400/15 | 286717 | Door non transparent | 85 | cerere oferta | S | 1 | 0 | 1 | 5.7 | KG | 45X415X1510 | 4015082867171 |  | 273 | PDC | 1
293574 | BP-DS-400/15-L | 293574 | Door Left | 85 | cerere oferta | S | 1 | 0 | 1 | 6.7 | KG | 45X415X1510 | 4015082935740 |  | 273 | PDC | 1
293575 | BP-DS-400/15-L-W | 293575 | Door Left White | 85 | cerere oferta | S | 1 | 0 | 1 | 6.7 | KG | 45X415X1510 | 4015082935757 |  | 273 | PDC | 1
292439 | BP-DS-400/15-W | 292439 | Door white | 85 | cerere oferta | S | 1 | 0 | 1 | 5.7 | KG | 45X415X1510 | 4015082924393 |  | 273 | PDC | 1
286713 | BP-DS-400/4 | 286713 | Door non transparent | 85 | cerere oferta | S | 1 | 0 | 1 | 1.9 | KG | 45X415X410 | 4015082867133 |  | 273 | PDC | 1
292435 | BP-DS-400/4-W | 292435 | Door white | 85 | cerere oferta | S | 1 | 0 | 1 | 1.9 | KG | 45X415X410 | 4015082924355 |  | 273 | PDC | 1
286714 | BP-DS-400/7 | 286714 | Door non transparent | 85 | cerere oferta | S | 1 | 0 | 1 | 3.2 | KG | 0 001X0 001X0 001 | 4015082867140 |  | 273 | PDC | 1
292436 | BP-DS-400/7-W | 292436 | Door white | 85 | cerere oferta | S | 1 | 0 | 1 | 2.9 | KG | 45X415X710 | 4015082924362 |  | 273 | PDC | 1
286720 | BP-DS-600/10 | 286720 | Door non transparent | 85 | cerere oferta | S | 1 | 0 | 1 | 5.6 | KG | 45X615X1010 | 4015082867201 |  | 273 | PDC | 1
292442 | BP-DS-600/10-W | 292442 | Door white | 85 | cerere oferta | S | 1 | 0 | 1 | 5.6 | KG | 45X615X1010 | 4015082924423 |  | 273 | PDC | 1
286721 | BP-DS-600/12 | 286721 | Door non transparent | 85 | cerere oferta | S | 1 | 0 | 1 | 6.7 | KG | 45X615X1210 | 4015082867218 |  | 273 | PDC | 1
293576 | BP-DS-600/12-L | 293576 | Door Left | 85 | cerere oferta | S | 1 | 0 | 1 | 7.4 | KG | 45X615X1210 | 4015082935764 |  | 273 | PDC | 1
293577 | BP-DS-600/12-L-W | 293577 | Door Left White | 85 | cerere oferta | S | 1 | 0 | 1 | 7.4 | KG | 45X615X1210 | 4015082935771 |  | 273 | PDC | 1
292443 | BP-DS-600/12-W | 292443 | Door white | 85 | cerere oferta | S | 1 | 0 | 1 | 6.7 | KG | 45X615X1210 | 4015082924430 |  | 273 | PDC | 1
286722 | BP-DS-600/15 | 286722 | Door non transparent | 85 | cerere oferta | S | 1 | 0 | 1 | 8.2 | KG | 45X615X1510 | 4015082867225 |  | 273 | PDC | 1
293578 | BP-DS-600/15-L | 293578 | Door Left | 85 | cerere oferta | S | 1 | 0 | 1 | 9.2 | KG | 45X615X1510 | 4015082935788 |  | 273 | PDC | 1
293579 | BP-DS-600/15-L-W | 293579 | Door Left White | 85 | cerere oferta | S | 1 | 0 | 1 | 9.2 | KG | 45X615X1510 | 4015082935795 |  | 273 | PDC | 1
292444 | BP-DS-600/15-W | 292444 | Door white | 85 | cerere oferta | S | 1 | 0 | 1 | 8.2 | KG | 45X615X1510 | 4015082924447 |  | 273 | PDC | 1
286718 | BP-DS-600/4 | 286718 | Xboard ProfiPlus BP-DS-600/4 | 85 | cerere oferta | S | 1 | 0 | 1 | 2.6 | KG | 45X615X410 | 4015082867188 |  | 273 | PDC | 1
292440 | BP-DS-600/4-W | 292440 | Door white | 85 | cerere oferta | S | 1 | 0 | 1 | 2.6 | KG | 45X615X410 | 4015082924409 |  | 273 | PDC | 1
286719 | BP-DS-600/7 | 286719 | Door non transparent | 85 | cerere oferta | S | 1 | 0 | 1 | 4.1 | KG | 45X615X710 | 4015082867195 |  | 273 | PDC | 1
292441 | BP-DS-600/7-W | 292441 | Door white | 85 | cerere oferta | S | 1 | 0 | 1 | 4.1 | KG | 45X615X710 | 4015082924416 |  | 273 | PDC | 1
286725 | BP-DS-800/10 | 286725 | Door non transparent | 85 | cerere oferta | S | 1 | 0 | 1 | 7.3 | KG | 45X815X1010 | 4015082867256 |  | 273 | PDC | 1
292447 | BP-DS-800/10-W | 292447 | Door white | 85 | cerere oferta | S | 1 | 0 | 1 | 7.3 | KG | 45X815X1010 | 4015082924478 |  | 273 | PDC | 1
286726 | BP-DS-800/12 | 286726 | Door non transparent | 85 | cerere oferta | S | 1 | 0 | 1 | 8.6 | KG | 45X815X1210 | 4015082867263 |  | 273 | PDC | 1
292448 | BP-DS-800/12-W | 292448 | Door white | 85 | cerere oferta | S | 1 | 0 | 1 | 8.6 | KG | 45X815X1210 | 4015082924485 |  | 273 | PDC | 1
286727 | BP-DS-800/15 | 286727 | Door non transparent | 85 | cerere oferta | S | 1 | 0 | 1 | 10.7 | KG | 45X815X1510 | 4015082867270 |  | 273 | PDC | 1
292449 | BP-DS-800/15-W | 292449 | Door white | 85 | cerere oferta | S | 1 | 0 | 1 | 10.7 | KG | 45X815X1510 | 4015082924492 |  | 273 | PDC | 1
286723 | BP-DS-800/4 | 286723 | Door non transparent | 85 | cerere oferta | S | 1 | 0 | 1 | 3.3 | KG | 45X815X410 | 4015082867232 |  | 273 | PDC | 1
292445 | BP-DS-800/4-W | 292445 | Door white | 85 | cerere oferta | S | 1 | 0 | 1 | 3.3 | KG | 45X815X410 | 4015082924454 |  | 273 | PDC | 1
286724 | BP-DS-800/7 | 286724 | Door non transparent | 85 | cerere oferta | S | 1 | 0 | 1 | 5.3 | KG | 45X815X710 | 4015082867249 |  | 273 | PDC | 1
292446 | BP-DS-800/7-W | 292446 | Door white | 85 | cerere oferta | S | 1 | 0 | 1 | 5.3 | KG | 45X815X710 | 4015082924461 |  | 273 | PDC | 1
286730 | BP-DT-400/10 | 286730 | Xboard ProfiPlus BP-DT-400/10 | 85 | cerere oferta | S | 1 | 0 | 1 | 1.95 | KG | 45X415X1010 | 4015082867300 |  | 273 | PDC | 1
293580 | BP-DT-400/10-L | 293580 | Xboard ProfiPlus BP-DT-400/10-L | 85 | cerere oferta | S | 1 | 0 | 1 | 2.35 | KG | 45X415X1010 | 4015082935801 |  | 273 | PDC | 1
293581 | BP-DT-400/10-L-W | 293581 | Xboard ProfiPlus BP-DT-400/10-L-W | 85 | cerere oferta | S | 1 | 0 | 1 | 2.35 | KG | 45X415X1010 | 4015082935818 |  | 273 | PDC | 1
292452 | BP-DT-400/10-W | 292452 | Xboard ProfiPlus BP-DT-400/10-W | 85 | cerere oferta | S | 1 | 0 | 1 | 1.95 | KG | 45X415X1010 | 4015082924522 |  | 273 | PDC | 1
286731 | BP-DT-400/12 | 286731 | Xboard ProfiPlus BP-DT-400/12 | 85 | cerere oferta | S | 1 | 0 | 1 | 2.3 | KG | 45X415X1210 | 4015082867317 |  | 273 | PDC | 1
293582 | BP-DT-400/12-L | 293582 | Xboard ProfiPlus BP-DT-400/12-L | 85 | cerere oferta | S | 1 | 0 | 1 | 3.05 | KG | 45X415X1210 | 4015082935825 |  | 273 | PDC | 1
293583 | BP-DT-400/12-L-W | 293583 | Xboard ProfiPlus BP-DT-400/12-L-W | 85 | cerere oferta | S | 1 | 0 | 1 | 3.05 | KG | 45X415X1210 | 4015082935832 |  | 273 | PDC | 1
292453 | BP-DT-400/12-W | 292453 | Xboard ProfiPlus BP-DT-400/12-W | 85 | cerere oferta | S | 1 | 0 | 1 | 2.3 | KG | 45X415X1210 | 4015082924539 |  | 273 | PDC | 1
286732 | BP-DT-400/15 | 286732 | Xboard ProfiPlus BP-DT-400/15 | 85 | cerere oferta | S | 1 | 0 | 1 | 2.85 | KG | 45X415X1510 | 4015082867324 |  | 273 | PDC | 1
293584 | BP-DT-400/15-L | 293584 | Xboard ProfiPlus BP-DT-400/15-L | 85 | cerere oferta | S | 1 | 0 | 1 | 3.85 | KG | 45X415X1510 | 4015082935849 |  | 273 | PDC | 1
293585 | BP-DT-400/15-L-W | 293585 | Xboard ProfiPlus BP-DT-400/15-L-W | 85 | cerere oferta | S | 1 | 0 | 1 | 3.85 | KG | 45X415X1510 | 4015082935856 |  | 273 | PDC | 1
292454 | BP-DT-400/15-W | 292454 | Xboard ProfiPlus BP-DT-400/15-W | 85 | cerere oferta | S | 1 | 0 | 1 | 2.85 | KG | 45X415X1510 | 4015082924546 |  | 273 | PDC | 1
286728 | BP-DT-400/4 | 286728 | Xboard ProfiPlus BP-DT-400/4 | 85 | cerere oferta | S | 1 | 0 | 1 | 0.95 | KG | 45X415X410 | 4015082867287 |  | 273 | PDC | 1
292450 | BP-DT-400/4-W | 292450 | Xboard ProfiPlus BP-DT-400/4-W | 85 | cerere oferta | S | 1 | 0 | 1 | 0.95 | KG | 45X415X410 | 4015082924508 |  | 273 | PDC | 1
286729 | BP-DT-400/7 | 286729 | Xboard ProfiPlus BP-DT-400/7 | 85 | cerere oferta | S | 1 | 0 | 1 | 1.45 | KG | 45X415X710 | 4015082867294 |  | 273 | PDC | 1
292451 | BP-DT-400/7-W | 292451 | Xboard ProfiPlus BP-DT-400/7-W | 85 | cerere oferta | S | 1 | 0 | 1 | 1.45 | KG | 45X415X710 | 4015082924515 |  | 273 | PDC | 1
286735 | BP-DT-600/10 | 286735 | Xboard ProfiPlus BP-DT-600/10 | 85 | cerere oferta | S | 1 | 0 | 1 | 2.8 | KG | 45X615X1010 | 4015082867355 |  | 273 | PDC | 1
292457 | BP-DT-600/10-W | 292457 | Xboard ProfiPlus BP-DT-600/10-W | 85 | cerere oferta | S | 1 | 0 | 1 | 2.8 | KG | 45X615X1010 | 4015082924577 |  | 273 | PDC | 1
286736 | BP-DT-600/12 | 286736 | Xboard ProfiPlus BP-DT-600/12 | 85 | cerere oferta | S | 1 | 0 | 1 | 3.35 | KG | 45X615X1210 | 4015082867362 |  | 273 | PDC | 1
293586 | BP-DT-600/12-L | 293586 | Xboard ProfiPlus BP-DT-600/12-L | 85 | cerere oferta | S | 1 | 0 | 1 | 4.05 | KG | 45X615X1210 | 4015082935863 |  | 273 | PDC | 1
293587 | BP-DT-600/12-L-W | 293587 | Xboard ProfiPlus BP-DT-600/12-L-W | 85 | cerere oferta | S | 1 | 0 | 1 | 4.05 | KG | 45X615X1210 | 4015082935870 |  | 273 | PDC | 1
292458 | BP-DT-600/12-W | 292458 | Xboard ProfiPlus BP-DT-600/12-W | 85 | cerere oferta | S | 1 | 0 | 1 | 3.35 | KG | 45X615X1210 | 4015082924584 |  | 273 | PDC | 1
286737 | BP-DT-600/15 | 286737 | Xboard ProfiPlus BP-DT-600/15 | 85 | cerere oferta | S | 1 | 0 | 1 | 4.1 | KG | 45X615X1510 | 4015082867379 |  | 273 | PDC | 1
293588 | BP-DT-600/15-L | 293588 | Xboard ProfiPlus BP-DT-600/15-L | 85 | cerere oferta | S | 1 | 0 | 1 | 5.1 | KG | 45X615X1510 | 4015082935887 |  | 273 | PDC | 1
293589 | BP-DT-600/15-L-W | 293589 | Xboard ProfiPlus BP-DT-600/15-L-W | 85 | cerere oferta | S | 1 | 0 | 1 | 5.1 | KG | 45X615X1510 | 4015082935894 |  | 273 | PDC | 1
292459 | BP-DT-600/15-W | 292459 | Xboard ProfiPlus BP-DT-600/15-W | 85 | cerere oferta | S | 1 | 0 | 1 | 4.1 | KG | 45X615X1510 | 4015082924591 |  | 273 | PDC | 1
286733 | BP-DT-600/4 | 286733 | Xboard ProfiPlus BP-DT-600/4 | 85 | cerere oferta | S | 1 | 0 | 1 | 1.3 | KG | 45X615X410 | 4015082867331 |  | 273 | PDC | 1
292455 | BP-DT-600/4-W | 292455 | Xboard ProfiPlus BP-DT-600/4-W | 85 | cerere oferta | S | 1 | 0 | 1 | 1.3 | KG | 45X615X410 | 4015082924553 |  | 273 | PDC | 1
286734 | BP-DT-600/7 | 286734 | Xboard ProfiPlus BP-DT-600/7 | 85 | cerere oferta | S | 1 | 0 | 1 | 2.05 | KG | 45X615X710 | 4015082867348 |  | 273 | PDC | 1
292456 | BP-DT-600/7-W | 292456 | Xboard ProfiPlus BP-DT-600/7-W | 85 | cerere oferta | S | 1 | 0 | 1 | 2.05 | KG | 45X615X710 | 4015082924560 |  | 273 | PDC | 1
286740 | BP-DT-800/10 | 286740 | Xboard ProfiPlus BP-DT-800/10 | 85 | cerere oferta | S | 1 | 0 | 1 | 3.65 | KG | 45X815X1010 | 4015082867409 |  | 273 | PDC | 1
292462 | BP-DT-800/10-W | 292462 | Xboard ProfiPlus BP-DT-800/10-W | 85 | cerere oferta | S | 1 | 0 | 1 | 3.65 | KG | 45X815X1010 | 4015082924621 |  | 273 | PDC | 1
286741 | BP-DT-800/12 | 286741 | Xboard ProfiPlus BP-DT-800/12 | 85 | cerere oferta | S | 1 | 0 | 1 | 4.3 | KG | 45X815X1210 | 4015082867416 |  | 273 | PDC | 1
292463 | BP-DT-800/12-W | 292463 | Xboard ProfiPlus BP-DT-800/12-W | 85 | cerere oferta | S | 1 | 0 | 1 | 4.3 | KG | 45X815X1210 | 4015082924638 |  | 273 | PDC | 1
286742 | BP-DT-800/15 | 286742 | Xboard ProfiPlus BP-DT-800/15 | 85 | cerere oferta | S | 1 | 0 | 1 | 5.35 | KG | 45X815X1510 | 4015082867423 |  | 273 | PDC | 1
292464 | BP-DT-800/15-W | 292464 | Xboard ProfiPlus BP-DT-800/15-W | 85 | cerere oferta | S | 1 | 0 | 1 | 5.35 | KG | 45X815X1510 | 4015082924645 |  | 273 | PDC | 1
286738 | BP-DT-800/4 | 286738 | Xboard ProfiPlus BP-DT-800/4 | 85 | cerere oferta | S | 1 | 0 | 1 | 1.65 | KG | 45X815X410 | 4015082867386 |  | 273 | PDC | 1
292460 | BP-DT-800/4-W | 292460 | Xboard ProfiPlus BP-DT-800/4-W | 85 | cerere oferta | S | 1 | 0 | 1 | 1.65 | KG | 45X815X410 | 4015082924607 |  | 273 | PDC | 1
286739 | BP-DT-800/7 | 286739 | Xboard ProfiPlus BP-DT-800/7 | 85 | cerere oferta | S | 1 | 0 | 1 | 2.65 | KG | 45X815X710 | 4015082867393 |  | 273 | PDC | 1
292461 | BP-DT-800/7-W | 292461 | Xboard ProfiPlus BP-DT-800/7-W | 85 | cerere oferta | S | 1 | 0 | 1 | 2.65 | KG | 45X815X710 | 4015082924614 |  | 273 | PDC | 1
102321 | BP-F-1000/17/3 | 102321 | Stand alone distr. Board | 85 | cerere oferta | S | 1 | 0 | 1 | 61 | KG | 315X1015X1780 | 4015081022090 |  | 273 | PDC | 1
102361 | BP-F-1000/17/3-P | 102361 | Stand alone distr. Board | 85 | cerere oferta | S | 1 | 0 | 1 | 62 | KG | 315X1015X1780 | 4015081022496 |  | 273 | PDC | 1
102381 | BP-F-1000/17/3-P-W | 102381 | Stand alone distr. Board | 85 | cerere oferta | S | 1 | 0 | 1 | 62 | KG | 315X1015X1780 | 4015081022694 |  | 273 | PDC | 1
102341 | BP-F-1000/17/3-W | 102341 | Stand alone distr. Board | 85 | cerere oferta | S | 1 | 0 | 1 | 61 | KG | 315X1015X1780 | 4015081022298 |  | 273 | PDC | 1
102322 | BP-F-1000/20/3 | 102322 | Stand alone distr. Board | 85 | cerere oferta | S | 1 | 0 | 1 | 67.4 | KG | 315X1015X2080 | 4015081022106 |  | 273 | PDC | 1
102362 | BP-F-1000/20/3-P | 102362 | Stand alone distr. Board | 85 | cerere oferta | S | 1 | 0 | 1 | 68.5 | KG | 315X1015X2080 | 4015081022502 |  | 273 | PDC | 1
102382 | BP-F-1000/20/3-P-W | 102382 | Stand alone distr. Board | 85 | cerere oferta | S | 1 | 0 | 1 | 68.5 | KG | 315X1015X2080 | 4015081022700 |  | 273 | PDC | 1
102342 | BP-F-1000/20/3-W | 102342 | Stand alone distr. Board | 85 | cerere oferta | S | 1 | 0 | 1 | 67.4 | KG | 315X1015X2080 | 4015081022304 |  | 273 | PDC | 1
119195 | BP-F-1000/20/4-P | 119195 | Cutie metalica de distributie cu 400mm a | 85 | cerere oferta | N | 1 | 0 | 1 | 90 | KG | 415X1015X2080 | 4015081173327 |  | 273 | PDC | 1
102323 | BP-F-1200/17/3 | 102323 | Stand alone distr. Board | 85 | cerere oferta | S | 1 | 0 | 1 | 71.5 | KG | 315X1215X1780 | 4015081022113 |  | 273 | PDC | 1
102363 | BP-F-1200/17/3-P | 102363 | Stand alone distr. Board | 85 | cerere oferta | S | 1 | 0 | 1 | 72.5 | KG | 315X1215X1780 | 4015081022519 |  | 273 | PDC | 1
102383 | BP-F-1200/17/3-P-W | 102383 | Stand alone distr. Board | 85 | cerere oferta | S | 1 | 0 | 1 | 72.5 | KG | 315X1215X1780 | 4015081022717 |  | 273 | PDC | 1
102343 | BP-F-1200/17/3-W | 102343 | Stand alone distr. Board | 85 | cerere oferta | S | 1 | 0 | 1 | 71.5 | KG | 315X1215X1780 | 4015081022311 |  | 273 | PDC | 1
102324 | BP-F-1200/20/3 | 102324 | Stand alone distr. Board | 85 | cerere oferta | S | 1 | 0 | 1 | 75 | KG | 315X1215X2080 | 4015081022120 |  | 273 | PDC | 1
102364 | BP-F-1200/20/3-P | 102364 | Stand alone distr. Board | 85 | cerere oferta | S | 1 | 0 | 1 | 76 | KG | 315X1215X2080 | 4015081022526 |  | 273 | PDC | 1
102384 | BP-F-1200/20/3-P-W | 102384 | Stand alone distr. Board | 85 | cerere oferta | S | 1 | 0 | 1 | 76 | KG | 315X1215X2080 | 4015081022724 |  | 273 | PDC | 1
102344 | BP-F-1200/20/3-W | 102344 | Stand alone distr. Board | 85 | cerere oferta | S | 1 | 0 | 1 | 75 | KG | 315X1215X2080 | 4015081022328 |  | 273 | PDC | 1
119196 | BP-F-1200/20/4-P | 119196 | Cutie metalica de distributie cu 400mm a | 85 | cerere oferta | N | 1 | 0 | 1 | 100 | KG | 415X1215X2080 | 4015081173334 |  | 273 | PDC | 1
102055 | BP-F-400/17/3 | 102055 | Stand alone distr. Board | 85 | cerere oferta | S | 1 | 0 | 1 | 34 | KG | 315X415X1780 | 4015081022038 |  | 273 | PDC | 1
102395 | BP-F-400/17/3-F | 102395 | Stand alone distr. Board | 85 | cerere oferta | S | 1 | 0 | 1 | 25 | KG | 315X415X1780 | 4015081022830 |  | 273 | PDC | 1
102407 | BP-F-400/17/3-F-W | 102407 | Stand alone distr. Board | 85 | cerere oferta | S | 1 | 0 | 1 | 25 | KG | 315X415X1780 | 4015081022953 |  | 273 | PDC | 1
102355 | BP-F-400/17/3-P | 102355 | Stand alone distr. Board | 85 | cerere oferta | S | 1 | 0 | 1 | 35 | KG | 315X415X1780 | 4015081022434 |  | 273 | PDC | 1
102375 | BP-F-400/17/3-P-W | 102375 | Stand alone distr. Board | 85 | cerere oferta | S | 1 | 0 | 1 | 35 | KG | 315X415X1780 | 4015081022632 |  | 273 | PDC | 1
102335 | BP-F-400/17/3-W | 102335 | Stand alone distr. Board | 85 | cerere oferta | S | 1 | 0 | 1 | 34 | KG | 315X415X1780 | 4015081022236 |  | 273 | PDC | 1
102056 | BP-F-400/20/3 | 102056 | Stand alone distr. Board | 85 | cerere oferta | S | 1 | 0 | 1 | 36 | KG | 315X415X2080 | 4015081022045 |  | 273 | PDC | 1
102396 | BP-F-400/20/3-F | 102396 | Stand alone distr. Board | 85 | cerere oferta | S | 1 | 0 | 1 | 28 | KG | 315X415X2080 | 4015081022847 |  | 273 | PDC | 1
102408 | BP-F-400/20/3-F-W | 102408 | Xboard ProfiPlus BP-F-400/20/3-F-W | 85 | cerere oferta | S | 1 | 0 | 1 | 28 | KG | 315X415X2080 | 4015081022960 |  | 273 | PDC | 1
102356 | BP-F-400/20/3-P | 102356 | Stand alone distr. Board | 85 | cerere oferta | S | 1 | 0 | 1 | 37 | KG | 315X415X2080 | 4015081022441 |  | 273 | PDC | 1
102376 | BP-F-400/20/3-P-W | 102376 | Stand alone distr. Board | 85 | cerere oferta | S | 1 | 0 | 1 | 37 | KG | 315X415X2080 | 4015081022649 |  | 273 | PDC | 1
102336 | BP-F-400/20/3-W | 102336 | Stand alone distr. Board | 85 | cerere oferta | S | 1 | 0 | 1 | 36 | KG | 315X415X2080 | 4015081022243 |  | 273 | PDC | 1
119192 | BP-F-400/20/4-P | 119192 | Cutie metalica de distributie cu 400mm a | 85 | cerere oferta | N | 1 | 0 | 1 | 48 | KG | 415X415X2080 | 4015081173297 |  | 273 | PDC | 1
102057 | BP-F-600/17/3 | 102057 | Stand alone distr. Board | 85 | cerere oferta | S | 1 | 0 | 1 | 40 | KG | 315X615X1780 | 4015081022052 |  | 273 | PDC | 1
102397 | BP-F-600/17/3-F | 102397 | Stand alone distr. Board | 85 | cerere oferta | S | 1 | 0 | 1 | 29.5 | KG | 315X615X1780 | 4015081022854 |  | 273 | PDC | 1
102409 | BP-F-600/17/3-F-W | 102409 | BP-F-600/17/3-F-W | 85 | cerere oferta | S | 1 | 0 | 1 | 29.5 | KG | 315X615X1780 | 4015081022977 |  | 273 | PDC | 1
102357 | BP-F-600/17/3-P | 102357 | Stand alone distr. Board | 85 | cerere oferta | S | 1 | 0 | 1 | 41 | KG | 315X615X1780 | 4015081022458 |  | 273 | PDC | 1
102377 | BP-F-600/17/3-P-W | 102377 | Stand alone distr. Board | 85 | cerere oferta | S | 1 | 0 | 1 | 41 | KG | 315X615X1780 | 4015081022656 |  | 273 | PDC | 1
102337 | BP-F-600/17/3-W | 102337 | Stand alone distr. Board | 85 | cerere oferta | S | 1 | 0 | 1 | 40 | KG | 315X615X1780 | 4015081022250 |  | 273 | PDC | 1
102058 | BP-F-600/20/3 | 102058 | Stand alone distr. Board | 85 | cerere oferta | S | 1 | 0 | 1 | 43.5 | KG | 315X615X2080 | 4015081022069 |  | 273 | PDC | 1
102398 | BP-F-600/20/3-F | 102398 | Stand alone distr. Board | 85 | cerere oferta | S | 1 | 0 | 1 | 33.5 | KG | 315X615X2080 | 4015081022861 |  | 273 | PDC | 1
102410 | BP-F-600/20/3-F-W | 102410 | Xboard ProfiPlus BP-F-600/20/3-F-W | 85 | cerere oferta | S | 1 | 0 | 1 | 33.5 | KG | 315X615X2080 | 4015081022984 |  | 273 | PDC | 1
102358 | BP-F-600/20/3-P | 102358 | Stand alone distr. Board | 85 | cerere oferta | S | 1 | 0 | 1 | 44.5 | KG | 315X615X2080 | 4015081022465 |  | 273 | PDC | 1
102378 | BP-F-600/20/3-P-W | 102378 | Stand alone distr. Board | 85 | cerere oferta | S | 1 | 0 | 1 | 44.5 | KG | 315X615X2080 | 4015081022663 |  | 273 | PDC | 1
102338 | BP-F-600/20/3-W | 102338 | Stand alone distr. Board | 85 | cerere oferta | S | 1 | 0 | 1 | 43.5 | KG | 315X615X2080 | 4015081022267 |  | 273 | PDC | 1
119193 | BP-F-600/20/4-P | 119193 | Cutie metalica de distributie cu 400mm a | 85 | cerere oferta | N | 1 | 0 | 1 | 58 | KG | 415X615X2080 | 4015081173303 |  | 273 | PDC | 1
102059 | BP-F-800/17/3 | 102059 | Stand alone distr. Board | 85 | cerere oferta | S | 1 | 0 | 1 | 50.5 | KG | 315X815X1780 | 4015081022076 |  | 273 | PDC | 1
102399 | BP-F-800/17/3-F | 102399 | Stand alone distr. Board | 85 | cerere oferta | S | 1 | 0 | 1 | 34.5 | KG | 315X815X1780 | 4015081022878 |  | 273 | PDC | 1
102411 | BP-F-800/17/3-F-W | 102411 | BP-F-800/17/3-F-W | 85 | cerere oferta | S | 1 | 0 | 1 | 34.5 | KG | 315X815X1780 | 4015081022991 |  | 273 | PDC | 1
102359 | BP-F-800/17/3-P | 102359 | Stand alone distr. Board | 85 | cerere oferta | S | 1 | 0 | 1 | 51.5 | KG | 315X815X1780 | 4015081022472 |  | 273 | PDC | 1
102379 | BP-F-800/17/3-P-W | 102379 | Stand alone distr. Board | 85 | cerere oferta | S | 1 | 0 | 1 | 51.5 | KG | 315X815X1780 | 4015081022670 |  | 273 | PDC | 1
102339 | BP-F-800/17/3-W | 102339 | Stand alone distr. Board | 85 | cerere oferta | S | 1 | 0 | 1 | 50.5 | KG | 315X815X1780 | 4015081022274 |  | 273 | PDC | 1
102320 | BP-F-800/20/3 | 102320 | Stand alone distr. Board | 85 | cerere oferta | S | 1 | 0 | 1 | 54.5 | KG | 315X815X2080 | 4015081022083 |  | 273 | PDC | 1
102400 | BP-F-800/20/3-F | 102400 | Stand alone distr. Board | 85 | cerere oferta | S | 1 | 0 | 1 | 39 | KG | 315X815X2080 | 4015081022885 |  | 273 | PDC | 1
102412 | BP-F-800/20/3-F-W | 102412 | BP-F-800/20/3-F-W | 85 | cerere oferta | S | 1 | 0 | 1 | 39 | KG | 315X815X2080 | 4015081023004 |  | 273 | PDC | 1
102360 | BP-F-800/20/3-P | 102360 | Stand alone distr. Board | 85 | cerere oferta | S | 1 | 0 | 1 | 55.5 | KG | 315X815X2080 | 4015081022489 |  | 273 | PDC | 1
102380 | BP-F-800/20/3-P-W | 102380 | Stand alone distr. Board | 85 | cerere oferta | S | 1 | 0 | 1 | 55.5 | KG | 315X815X2080 | 4015081022687 |  | 273 | PDC | 1
102340 | BP-F-800/20/3-W | 102340 | Stand alone distr. Board | 85 | cerere oferta | S | 1 | 0 | 1 | 54.5 | KG | 315X815X2080 | 4015081022281 |  | 273 | PDC | 1
119194 | BP-F-800/20/4-P | 119194 | Cutie metalica de distributie cu 400mm a | 85 | cerere oferta | N | 1 | 0 | 1 | 72.5 | KG | 415X815X2080 | 4015081173310 |  | 273 | PDC | 1
293560 | BP-FLP-1000-2K | 293560 | Xboard ProfiPlus BP-FLP-1000-2K | 85 | cerere oferta | S | 1 | 0 | 1 | 1.15 | KG | 175X945X20 | 4015082935603 |  | 273 | PDC | 1
293561 | BP-FLP-1000-2K-W | 293561 | Xboard ProfiPlus BP-FLP-1000-2K-W | 85 | cerere oferta | S | 1 | 0 | 1 | 1.15 | KG | 175X945X20 | 4015082935610 |  | 273 | PDC | 1
293558 | BP-FLP-1000-BL | 293558 | Xboard ProfiPlus BP-FLP-1000-BL | 85 | cerere oferta | S | 1 | 0 | 1 | 1.3 | KG | 175X945X20 | 4015082935580 |  | 273 | PDC | 1
293559 | BP-FLP-1000-BL-W | 293559 | Xboard ProfiPlus BP-FLP-1000-BL-W | 85 | cerere oferta | S | 1 | 0 | 1 | 1.3 | KG | 175X945X20 | 4015082935597 |  | 273 | PDC | 1
293562 | BP-FLP-1000-F3A | 293562 | Xboard ProfiPlus BP-FLP-1000-F3A | 85 | cerere oferta | S | 1 | 0 | 1 | 1.74 | KG | 175X945X20 | 4015082935627 |  | 273 | PDC | 1
293563 | BP-FLP-1000-F3A-W | 293563 | Xboard ProfiPlus BP-FLP-1000-F3A-W | 85 | cerere oferta | S | 1 | 0 | 1 | 1.74 | KG | 175X945X20 | 4015082935634 |  | 273 | PDC | 1
293566 | BP-FLP-1200-2K | 293566 | Xboard ProfiPlus BP-FLP-1200-2K | 85 | cerere oferta | S | 1 | 0 | 1 | 1.44 | KG | 175X1145X20 | 4015082935665 |  | 273 | PDC | 1
293567 | BP-FLP-1200-2K-W | 293567 | Xboard ProfiPlus BP-FLP-1200-2K-W | 85 | cerere oferta | S | 1 | 0 | 1 | 1.44 | KG | 175X1145X20 | 4015082935672 |  | 273 | PDC | 1
293564 | BP-FLP-1200-BL | 293564 | Xboard ProfiPlus BP-FLP-1200-BL | 85 | cerere oferta | S | 1 | 0 | 1 | 1.6 | KG | 175X1145X20 | 4015082935641 |  | 273 | PDC | 1
293565 | BP-FLP-1200-BL-W | 293565 | Xboard ProfiPlus BP-FLP-1200-BL-W | 85 | cerere oferta | S | 1 | 0 | 1 | 1.6 | KG | 175X1145X20 | 4015082935658 |  | 273 | PDC | 1
293568 | BP-FLP-1200-F3A | 293568 | Xboard ProfiPlus BP-FLP-1200-F3A | 85 | cerere oferta | S | 1 | 0 | 1 | 1.81 | KG | 175X1145X20 | 4015082935689 |  | 273 | PDC | 1
293569 | BP-FLP-1200-F3A-W | 293569 | Xboard ProfiPlus BP-FLP-1200-F3A-W | 85 | cerere oferta | S | 1 | 0 | 1 | 1.81 | KG | 175X1145X20 | 4015082935696 |  | 273 | PDC | 1
119359 | BP-FLP-1200-VS | 119359 | BP-FLP-1200-VS | 85 | cerere oferta | N | 1 | 0 | 1 | 1.9 | KG | 175X1145X30 | 4015081174966 |  | 273 | PDC | 1
286705 | BP-FLP-400-2K | 286705 | Xboard ProfiPlus BP-FLP-400-2K | 85 | cerere oferta | S | 1 | 0 | 1 | 0.479 | KG | 0 001X0 001X0 001 | 4015082867058 |  | 273 | PDC | 1
292427 | BP-FLP-400-2K-W | 292427 | Xboard ProfiPlus BP-FLP-400-2K-W | 85 | cerere oferta | S | 1 | 0 | 1 | 0.62 | KG | 175X345X20 | 4015082924270 |  | 273 | PDC | 1
286704 | BP-FLP-400-BL | 286704 | Xboard ProfiPlus BP-FLP-400-BL | 85 | cerere oferta | S | 1 | 1 | 1 | 0.67 | KG | 175X345X20 | 4015082867041 |  | 273 | PDC | 1
292426 | BP-FLP-400-BL-W | 292426 | Xboard ProfiPlus BP-FLP-400-BL-W | 85 | cerere oferta | S | 1 | 1 | 1 | 0.67 | KG | 175X345X20 | 4015082924263 |  | 273 | PDC | 1
286706 | BP-FLP-400-F3A | 286706 | Xboard ProfiPlus BP-FLP-400-F3A | 85 | cerere oferta | S | 1 | 0 | 1 | 0.7 | KG | 175X345X20 | 4015082867065 |  | 273 | PDC | 1
292428 | BP-FLP-400-F3A-W | 292428 | Xboard ProfiPlus BP-FLP-400-F3A-W | 85 | cerere oferta | S | 1 | 0 | 1 | 0.7 | KG | 175X345X20 | 4015082924287 |  | 273 | PDC | 1
119355 | BP-FLP-400-VS | 119355 | Shift-back flange | 85 | cerere oferta | N | 1 | 0 | 1 | 0.7 | KG | 175X345X30 | 4015081174928 |  | 273 | PDC | 1
286708 | BP-FLP-600-2K | 286708 | Xboard ProfiPlus BP-FLP-600-2K | 85 | cerere oferta | S | 1 | 0 | 1 | 0.86 | KG | 175X545X20 | 4015082867089 |  | 273 | PDC | 1
292430 | BP-FLP-600-2K-W | 292430 | Xboard ProfiPlus BP-FLP-600-2K-W | 85 | cerere oferta | S | 1 | 0 | 1 | 0.86 | KG | 175X545X20 | 4015082924300 |  | 273 | PDC | 1
286707 | BP-FLP-600-BL | 286707 | Xboard ProfiPlus BP-FLP-600-BL | 85 | cerere oferta | S | 1 | 0 | 1 | 0.95 | KG | 175X545X20 | 4015082867072 |  | 273 | PDC | 1
292429 | BP-FLP-600-BL-W | 292429 | Xboard ProfiPlus BP-FLP-600-BL-W | 85 | cerere oferta | S | 1 | 0 | 1 | 0.95 | KG | 175X545X20 | 4015082924294 |  | 273 | PDC | 1
286709 | BP-FLP-600-F3A | 286709 | Xboard ProfiPlus BP-FLP-600-F3A | 85 | cerere oferta | S | 1 | 0 | 1 | 1.05 | KG | 175X545X20 | 4015082867096 |  | 273 | PDC | 1
292431 | BP-FLP-600-F3A-W | 292431 | Xboard ProfiPlus BP-FLP-600-F3A-W | 85 | cerere oferta | S | 1 | 0 | 1 | 1.05 | KG | 175X545X20 | 4015082924317 |  | 273 | PDC | 1
119356 | BP-FLP-600-VS | 119356 | Shift-back flange | 85 | cerere oferta | S | 1 | 0 | 1 | 1 | KG | 175X545X30 | 4015081174935 |  | 273 | PDC | 1
286711 | BP-FLP-800-2K | 286711 | Xboard ProfiPlus BP-FLP-800-2K | 85 | cerere oferta | S | 1 | 0 | 1 | 1.14 | KG | 175X745X20 | 4015082867119 |  | 273 | PDC | 1
292433 | BP-FLP-800-2K-W | 292433 | Xboard ProfiPlus BP-FLP-800-2K-W | 85 | cerere oferta | S | 1 | 0 | 1 | 1.14 | KG | 175X745X20 | 4015082924331 |  | 273 | PDC | 1
286710 | BP-FLP-800-BL | 286710 | Xboard ProfiPlus BP-FLP-800-BL | 85 | cerere oferta | S | 1 | 0 | 1 | 1.2 | KG | 175X745X20 | 4015082867102 |  | 273 | PDC | 1
292432 | BP-FLP-800-BL-W | 292432 | Xboard ProfiPlus BP-FLP-800-BL-W | 85 | cerere oferta | S | 1 | 0 | 1 | 1.2 | KG | 175X745X20 | 4015082924324 |  | 273 | PDC | 1
286712 | BP-FLP-800-F3A | 286712 | Xboard ProfiPlus BP-FLP-800-F3A | 85 | cerere oferta | S | 1 | 0 | 1 | 1.62 | KG | 175X745X20 | 4015082867126 |  | 273 | PDC | 1
292434 | BP-FLP-800-F3A-W | 292434 | Xboard ProfiPlus BP-FLP-800-F3A-W | 85 | cerere oferta | S | 1 | 0 | 1 | 1.62 | KG | 175X745X20 | 4015082924348 |  | 273 | PDC | 1
119357 | BP-FLP-800-VS | 119357 | Shift-back flange | 85 | cerere oferta | S | 1 | 0 | 1 | 1.3 | KG | 175X745X30 | 4015081174942 |  | 273 | PDC | 1
217294 | BPF-NZM7 | 217294 | Lightn.symbol+term.marking f.main switch | 18 | cerere oferta | N | 10 | 0 | 1 | 0.003 | KG | 60X20X1 | 4015082172947 |  | 681 | PDC | 1
293521 | BP-MF-1000/10 | 293521 | Mainframe | 85 | cerere oferta | S | 1 | 0 | 1 | 16.1 | KG | 50X1015X1080 | 4015082935214 |  | 273 | PDC | 1
293522 | BP-MF-1000/12 | 293522 | Mainframe | 85 | cerere oferta | S | 1 | 0 | 1 | 18 | KG | 50X1015X1280 | 4015082935221 |  | 273 | PDC | 1
293523 | BP-MF-1000/15 | 293523 | Mainframe | 85 | cerere oferta | S | 1 | 0 | 1 | 21 | KG | 50X1015X1580 | 4015082935238 |  | 273 | PDC | 1
111043 | BPM-F-1000/17 | 111043 | Stand alone distr. Board | 85 | cerere oferta | N | 1 | 0 | 1 | 56.1 | KG | 350X1030X1790 | 4015081106042 |  | 273 | PDC | 1
111053 | BPM-F-1000/17-P | 111053 | Stand alone distr. Board | 85 | cerere oferta | N | 1 | 0 | 1 | 56.1 | KG | 350X1030X1790 | 4015081106141 |  | 273 | PDC | 1
111093 | BPM-F-1000/17-P-W | 111093 | Stand alone distr. Board | 85 | cerere oferta | N | 1 | 0 | 1 | 56.1 | KG | 350X1030X1790 | 4015081106547 |  | 273 | PDC | 1
111083 | BPM-F-1000/17-W | 111083 | Stand alone distr. Board | 85 | cerere oferta | N | 1 | 0 | 1 | 56.1 | KG | 350X1030X1790 | 4015081106448 |  | 273 | PDC | 1
111044 | BPM-F-1000/20 | 111044 | Stand alone distr. Board | 85 | cerere oferta | N | 1 | 0 | 1 | 62.6 | KG | 350X1030X2090 | 4015081106059 |  | 273 | PDC | 1
111054 | BPM-F-1000/20-P | 111054 | Stand alone distr. Board | 85 | cerere oferta | N | 1 | 0 | 1 | 62.6 | KG | 350X1030X2090 | 4015081106158 |  | 273 | PDC | 1
111094 | BPM-F-1000/20-P-W | 111094 | Stand alone distr. Board | 85 | cerere oferta | N | 1 | 0 | 1 | 62.6 | KG | 350X1030X2090 | 4015081106554 |  | 273 | PDC | 1
111084 | BPM-F-1000/20-W | 111084 | Stand alone distr. Board | 85 | cerere oferta | N | 1 | 0 | 1 | 62.6 | KG | 350X1030X2090 | 4015081106455 |  | 273 | PDC | 1
293524 | BP-MF-1200/12 | 293524 | Mainframe | 85 | cerere oferta | S | 1 | 0 | 1 | 23 | KG | 50X1215X1280 | 4015082935245 |  | 273 | PDC | 1
293525 | BP-MF-1200/15 | 293525 | Mainframe | 85 | cerere oferta | S | 1 | 0 | 1 | 26 | KG | 50X1215X1580 | 4015082935252 |  | 273 | PDC | 1
111045 | BPM-F-1200/17 | 111045 | Stand alone distr. Board | 85 | cerere oferta | N | 1 | 0 | 1 | 60.1 | KG | 350X1230X1790 | 4015081106066 |  | 273 | PDC | 1
111055 | BPM-F-1200/17-P | 111055 | Stand alone distr. Board | 85 | cerere oferta | N | 1 | 0 | 1 | 60.1 | KG | 350X1230X1790 | 4015081106165 |  | 273 | PDC | 1
111095 | BPM-F-1200/17-P-W | 111095 | Stand alone distr. Board | 85 | cerere oferta | N | 1 | 0 | 1 | 60.1 | KG | 350X1230X1790 | 4015081106561 |  | 273 | PDC | 1
111085 | BPM-F-1200/17-W | 111085 | Stand alone distr. Board | 85 | cerere oferta | N | 1 | 0 | 1 | 60.1 | KG | 350X1230X1790 | 4015081106462 |  | 273 | PDC | 1
111046 | BPM-F-1200/20 | 111046 | Stand alone distr. Board | 85 | cerere oferta | N | 1 | 0 | 1 | 66.6 | KG | 350X1230X2090 | 4015081106073 |  | 273 | PDC | 1
111056 | BPM-F-1200/20-P | 111056 | Stand alone distr. Board | 85 | cerere oferta | N | 1 | 0 | 1 | 66.6 | KG | 350X1230X2090 | 4015081106172 |  | 273 | PDC | 1
111096 | BPM-F-1200/20-P-W | 111096 | Stand alone distr. Board | 85 | cerere oferta | N | 1 | 0 | 1 | 66.6 | KG | 350X1230X2090 | 4015081106578 |  | 273 | PDC | 1
111086 | BPM-F-1200/20-W | 111086 | Stand alone distr. Board | 85 | cerere oferta | N | 1 | 0 | 1 | 66.6 | KG | 350X1230X2090 | 4015081106479 |  | 273 | PDC | 1
286655 | BP-MF-400/10 | 286655 | Mainframe | 85 | cerere oferta | S | 1 | 0 | 1 | 8.4 | KG | 50X415X1080 | 4015082866556 |  | 273 | PDC | 1
286656 | BP-MF-400/12 | 286656 | Mainframe | 85 | cerere oferta | S | 1 | 0 | 1 | 9.7 | KG | 50X415X1280 | 4015082866563 |  | 273 | PDC | 1
286657 | BP-MF-400/15 | 286657 | Mainframe | 85 | cerere oferta | S | 1 | 0 | 1 | 11.6 | KG | 50X415X1580 | 4015082866570 |  | 273 | PDC | 1
111037 | BPM-F-400/17 | 111037 | Stand alone distr. Board | 85 | cerere oferta | N | 1 | 0 | 1 | 44.1 | KG | 350X430X1790 | 4015081105984 |  | 273 | PDC | 1
111047 | BPM-F-400/17-P | 111047 | Stand alone distr. Board | 85 | cerere oferta | N | 1 | 0 | 1 | 44.1 | KG | 350X430X1790 | 4015081106080 |  | 273 | PDC | 1
111087 | BPM-F-400/17-P-W | 111087 | Stand alone distr. Board | 85 | cerere oferta | N | 1 | 0 | 1 | 44.1 | KG | 350X430X1790 | 4015081106486 |  | 273 | PDC | 1
111077 | BPM-F-400/17-W | 111077 | Stand alone distr. Board | 85 | cerere oferta | N | 1 | 0 | 1 | 44.1 | KG | 350X430X1790 | 4015081106387 |  | 273 | PDC | 1
111038 | BPM-F-400/20 | 111038 | Stand alone distr. Board | 85 | cerere oferta | N | 1 | 0 | 1 | 50.6 | KG | 350X430X2090 | 4015081105991 |  | 273 | PDC | 1
111048 | BPM-F-400/20-P | 111048 | Stand alone distr. Board | 85 | cerere oferta | N | 1 | 0 | 1 | 50.6 | KG | 350X430X2090 | 4015081106097 |  | 273 | PDC | 1
111088 | BPM-F-400/20-P-W | 111088 | Stand alone distr. Board | 85 | cerere oferta | N | 1 | 0 | 1 | 50.6 | KG | 350X430X2090 | 4015081106493 |  | 273 | PDC | 1
111078 | BPM-F-400/20-W | 111078 | Stand alone distr. Board | 85 | cerere oferta | N | 1 | 0 | 1 | 50.6 | KG | 350X430X2090 | 4015081106394 |  | 273 | PDC | 1
286653 | BP-MF-400/4 | 286653 | Mainframe | 85 | cerere oferta | S | 1 | 0 | 1 | 4.5 | KG | 50X415X480 | 4015082866532 |  | 273 | PDC | 1
286654 | BP-MF-400/7 | 286654 | Mainframe | 85 | cerere oferta | S | 1 | 0 | 1 | 5.8 | KG | 0 001X0 001X0 001 | 4015082866549 |  | 273 | PDC | 1
286660 | BP-MF-600/10 | 286660 | Xboard ProfiPlus BP-MF-600/10 | 85 | cerere oferta | S | 1 | 0 | 1 | 10.2 | KG | 50X615X1080 | 4015082866600 |  | 273 | PDC | 1
286661 | BP-MF-600/12 | 286661 | Mainframe | 85 | cerere oferta | S | 1 | 0 | 1 | 11.8 | KG | 50X615X1280 | 4015082866617 |  | 273 | PDC | 1
286662 | BP-MF-600/15 | 286662 | Mainframe | 85 | cerere oferta | S | 1 | 0 | 1 | 14.2 | KG | 50X615X1580 | 4015082866624 |  | 273 | PDC | 1
111039 | BPM-F-600/17 | 111039 | Cutie aparenta BP cu montaj pe pardoseal | 85 | cerere oferta | S | 1 | 0 | 1 | 48.1 | KG | 350X630X1790 | 4015081106004 |  | 273 | PDC | 1
111049 | BPM-F-600/17-P | 111049 | Stand alone distr. Board | 85 | cerere oferta | N | 1 | 0 | 1 | 46.1 | KG | 350X630X1790 | 4015081106103 |  | 273 | PDC | 1
111089 | BPM-F-600/17-P-W | 111089 | Stand alone distr. Board | 85 | cerere oferta | N | 1 | 0 | 1 | 48.1 | KG | 350X630X1790 | 4015081106509 |  | 273 | PDC | 1
111079 | BPM-F-600/17-W | 111079 | Stand alone distr. Board | 85 | cerere oferta | N | 1 | 0 | 1 | 48.1 | KG | 350X630X1790 | 4015081106400 |  | 273 | PDC | 1
111040 | BPM-F-600/20 | 111040 | Stand alone distr. Board | 85 | cerere oferta | N | 1 | 0 | 1 | 54.6 | KG | 350X630X2090 | 4015081106011 |  | 273 | PDC | 1
111050 | BPM-F-600/20-P | 111050 | Stand alone distr. Board | 85 | cerere oferta | N | 1 | 0 | 1 | 54.6 | KG | 350X630X2090 | 4015081106110 |  | 273 | PDC | 1
111090 | BPM-F-600/20-P-W | 111090 | Stand alone distr. Board | 85 | cerere oferta | N | 1 | 0 | 1 | 54.6 | KG | 350X630X2090 | 4015081106516 |  | 273 | PDC | 1
111080 | BPM-F-600/20-W | 111080 | Stand alone distr. Board | 85 | cerere oferta | N | 1 | 0 | 1 | 54.6 | KG | 350X630X2090 | 4015081106417 |  | 273 | PDC | 1
286658 | BP-MF-600/4 | 286658 | Xboard ProfiPlus BP-MF-600/4 | 85 | cerere oferta | S | 1 | 0 | 1 | 5.4 | KG | 50X615X480 | 4015082866587 |  | 273 | PDC | 1
286659 | BP-MF-600/7 | 286659 | Xboard ProfiPlus BP-MF-600/7 | 85 | cerere oferta | S | 1 | 0 | 1 | 8.1 | KG | 50X615X780 | 4015082866594 |  | 273 | PDC | 1
286665 | BP-MF-800/10 | 286665 | Xboard ProfiPlus BP-MF-800/10 | 85 | cerere oferta | S | 1 | 0 | 1 | 12.1 | KG | 50X815X1080 | 4015082866655 |  | 273 | PDC | 1
286666 | BP-MF-800/12 | 286666 | Xboard ProfiPlus BP-MF-800/12 | 85 | cerere oferta | S | 1 | 0 | 1 | 14 | KG | 50X815X1280 | 4015082866662 |  | 273 | PDC | 1
286667 | BP-MF-800/15 | 286667 | Mainframe | 85 | cerere oferta | S | 1 | 0 | 1 | 17 | KG | 50X815X1580 | 4015082866679 |  | 273 | PDC | 1
111041 | BPM-F-800/17 | 111041 | Cutie metalica IP54 | 85 | cerere oferta | S | 1 | 0 | 1 | 62.5 | KG | 0 001X0 001X0 001 | 4015081106028 |  | 273 | PDC | 1
111051 | BPM-F-800/17-P | 111051 | Stand alone distr. Board | 85 | cerere oferta | N | 1 | 0 | 1 | 52.1 | KG | 350X830X1790 | 4015081106127 |  | 273 | PDC | 1
111091 | BPM-F-800/17-P-W | 111091 | Stand alone distr. Board | 85 | cerere oferta | N | 1 | 0 | 1 | 52.1 | KG | 350X830X1790 | 4015081106523 |  | 273 | PDC | 1
111081 | BPM-F-800/17-W | 111081 | Stand alone distr. Board | 85 | cerere oferta | N | 1 | 0 | 1 | 52.1 | KG | 350X830X1790 | 4015081106424 |  | 273 | PDC | 1
111042 | BPM-F-800/20 | 111042 | Cutie metalica IP54 | 85 | cerere oferta | S | 1 | 0 | 1 | 58.6 | KG | 350X830X2090 | 4015081106035 |  | 273 | PDC | 1
111052 | BPM-F-800/20-P | 111052 | Stand alone distr. Board | 85 | cerere oferta | N | 1 | 0 | 1 | 58.6 | KG | 350X830X2090 | 4015081106134 |  | 273 | PDC | 1
111092 | BPM-F-800/20-P-W | 111092 | Stand alone distr. Board | 85 | cerere oferta | N | 1 | 0 | 1 | 58.6 | KG | 350X830X2090 | 4015081106530 |  | 273 | PDC | 1
111082 | BPM-F-800/20-W | 111082 | Stand alone distr. Board | 85 | cerere oferta | N | 1 | 0 | 1 | 58.6 | KG | 350X830X2090 | 4015081106431 |  | 273 | PDC | 1
286663 | BP-MF-800/4 | 286663 | Mainframe | 85 | cerere oferta | S | 1 | 0 | 1 | 6.4 | KG | 50X815X480 | 4015082866631 |  | 273 | PDC | 1
286664 | BP-MF-800/7 | 286664 | Xboard ProfiPlus BP-MF-800/7 | 85 | cerere oferta | S | 1 | 0 | 1 | 9.2 | KG | 50X815X780 | 4015082866648 |  | 273 | PDC | 1
111431 | BP-MFL-1000 | 111431 | Horizontal / middle front cover / ledge | 85 | cerere oferta | N | 1 | 0 | 1 | 2.1 | KG | 70X1015X120 | 4015081109920 |  | 273 | PDC | 1
111433 | BP-MFL-1000-W | 111433 | Horizontal / middle front cover / ledge | 85 | cerere oferta | N | 1 | 0 | 1 | 2.1 | KG | 70X1015X120 | 4015081109944 |  | 273 | PDC | 1
111432 | BP-MFL-1200 | 111432 | Horizontal / middle front cover / ledge | 85 | cerere oferta | N | 1 | 0 | 1 | 2.4 | KG | 70X1215X120 | 4015081109937 |  | 273 | PDC | 1
111434 | BP-MFL-1200-W | 111434 | Horizontal / middle front cover / ledge | 85 | cerere oferta | N | 1 | 0 | 1 | 2.4 | KG | 70X1215X120 | 4015081109951 |  | 273 | PDC | 1
286743 | BP-MFL-400 | 286743 | Horizontal/middle front cover / ledge | 85 | cerere oferta | S | 1 | 0 | 1 | 1.18 | KG | 0 001X0 001X0 001 | 4015082867430 |  | 273 | PDC | 1
292465 | BP-MFL-400-W | 292465 | Horizontal middle front cover ledge white | 85 | cerere oferta | S | 1 | 0 | 1 | 1.2 | KG | 70X415X120 | 4015082924652 |  | 273 | PDC | 1
286744 | BP-MFL-600 | 286744 | Xboard ProfiPlus BP-MFL-600 | 85 | cerere oferta | S | 1 | 0 | 1 | 1.5 | KG | 70X615X120 | 4015082867447 |  | 273 | PDC | 1
292466 | BP-MFL-600-W | 292466 | Horizontal middle front cover ledge white | 85 | cerere oferta | S | 1 | 0 | 1 | 1.5 | KG | 70X615X120 | 4015082924669 |  | 273 | PDC | 1
286745 | BP-MFL-800 | 286745 | Horizontal/middle front cover / ledge | 85 | cerere oferta | S | 1 | 0 | 1 | 1.8 | KG | 70X815X120 | 4015082867454 |  | 273 | PDC | 1
292467 | BP-MFL-800-W | 292467 | Horizontal middle front cover ledge white | 85 | cerere oferta | S | 1 | 0 | 1 | 1.8 | KG | 70X815X120 | 4015082924676 |  | 273 | PDC | 1
111032 | BPM-O-1000/10 | 111032 | Surface Mount. Instal. Distribution Board | 85 | cerere oferta | N | 1 | 0 | 1 | 40 | KG | 300X1030X1090 | 4015081105939 |  | 273 | PDC | 1
111072 | BPM-O-1000/10-W | 111072 | Surface Mount. Instal. Distribution Board | 85 | cerere oferta | N | 1 | 0 | 1 | 40 | KG | 300X1030X1090 | 4015081106332 |  | 273 | PDC | 1
111033 | BPM-O-1000/12 | 111033 | Surface Mount. Instal. Distribution Board | 85 | cerere oferta | N | 1 | 0 | 1 | 44.3 | KG | 300X1030X1290 | 4015081105946 |  | 273 | PDC | 1
111073 | BPM-O-1000/12-W | 111073 | Surface Mount. Instal. Distribution Board | 85 | cerere oferta | N | 1 | 0 | 1 | 44.3 | KG | 300X1030X1290 | 4015081106349 |  | 273 | PDC | 1
111034 | BPM-O-1000/15 | 111034 | Surface Mount. Instal. Distribution Board | 85 | cerere oferta | N | 1 | 0 | 1 | 51.8 | KG | 300X1030X1590 | 4015081105953 |  | 273 | PDC | 1
111074 | BPM-O-1000/15-W | 111074 | Surface Mount. Instal. Distribution Board | 85 | cerere oferta | N | 1 | 0 | 1 | 51.8 | KG | 300X1030X1590 | 4015081106356 |  | 273 | PDC | 1
111035 | BPM-O-1200/12 | 111035 | Surface Mount. Instal. Distribution Board | 85 | cerere oferta | N | 1 | 0 | 1 | 48.3 | KG | 300X1230X1290 | 4015081105960 |  | 273 | PDC | 1
111075 | BPM-O-1200/12-W | 111075 | Surface Mount. Instal. Distribution Board | 85 | cerere oferta | N | 1 | 0 | 1 | 48.3 | KG | 300X1230X1290 | 4015081106363 |  | 273 | PDC | 1
111036 | BPM-O-1200/15 | 111036 | Surface Mount. Instal. Distribution Board | 85 | cerere oferta | N | 1 | 0 | 1 | 55.8 | KG | 300X1230X1590 | 4015081105977 |  | 273 | PDC | 1
111076 | BPM-O-1200/15-W | 111076 | Surface Mount. Instal. Distribution Board | 85 | cerere oferta | N | 1 | 0 | 1 | 55.8 | KG | 300X1230X1590 | 4015081106370 |  | 273 | PDC | 1
110839 | BPM-O-400/10 | 110839 | Surface Mount. Instal. Distribution Board | 85 | cerere oferta | N | 1 | 0 | 1 | 28 | KG | 300X430X1090 | 4015081105809 |  | 273 | PDC | 1
111059 | BPM-O-400/10-W | 111059 | Surface Mount. Instal. Distribution Board | 85 | cerere oferta | N | 1 | 0 | 1 | 28 | KG | 300X430X1090 | 4015081106202 |  | 273 | PDC | 1
111020 | BPM-O-400/12 | 111020 | Surface Mount. Instal. Distribution Board | 85 | cerere oferta | N | 1 | 0 | 1 | 32.3 | KG | 300X430X1290 | 4015081105816 |  | 273 | PDC | 1
111060 | BPM-O-400/12-W | 111060 | Surface Mount. Instal. Distribution Board | 85 | cerere oferta | N | 1 | 0 | 1 | 32.3 | KG | 300X430X1290 | 4015081106219 |  | 273 | PDC | 1
111021 | BPM-O-400/15 | 111021 | Surface Mount. Instal. Distribution Board | 85 | cerere oferta | N | 1 | 0 | 1 | 39.8 | KG | 300X430X1590 | 4015081105823 |  | 273 | PDC | 1
111061 | BPM-O-400/15-W | 111061 | Surface Mount. Instal. Distribution Board | 85 | cerere oferta | N | 1 | 0 | 1 | 39.8 | KG | 300X430X1590 | 4015081106226 |  | 273 | PDC | 1
110837 | BPM-O-400/4 | 110837 | Surface Mount. Instal. Distribution Board | 85 | cerere oferta | N | 1 | 0 | 1 | 15 | KG | 300X430X490 | 4015081103683 |  | 273 | PDC | 1
111057 | BPM-O-400/4-W | 111057 | Surface Mount. Instal. Distribution Board | 85 | cerere oferta | N | 1 | 0 | 1 | 15 | KG | 300X430X490 | 4015081106189 |  | 273 | PDC | 1
110838 | BPM-O-400/7 | 110838 | Surface Mount. Instal. Distribution Board | 85 | cerere oferta | N | 1 | 0 | 1 | 21.5 | KG | 300X430X790 | 4015081103690 |  | 273 | PDC | 1
111058 | BPM-O-400/7-W | 111058 | Surface Mount. Instal. Distribution Board | 85 | cerere oferta | N | 1 | 0 | 1 | 21.5 | KG | 300X430X790 | 4015081106196 |  | 273 | PDC | 1
111024 | BPM-O-600/10 | 111024 | Cutii distributie metal | 85 | cerere oferta | S | 1 | 0 | 1 | 32 | KG | 300X630X1090 | 4015081105854 |  | 273 | PDC | 1
111064 | BPM-O-600/10-W | 111064 | Surface Mount. Instal. Distribution Board | 85 | cerere oferta | N | 1 | 0 | 1 | 32 | KG | 300X630X1090 | 4015081106257 |  | 273 | PDC | 1
111025 | BPM-O-600/12 | 111025 | Case with door, set,SURFACE,grey,600x126 | 85 | cerere oferta | S | 1 | 0 | 1 | 37.9 | KG | 0 001X0 001X0 001 | 4015081105861 |  | 273 | PDC | 1
116661 | BPM-O-600/12-P | 116661 | O Mounting Board w. Clip-down handle | 85 | cerere oferta | S | 1 | 0 | 1 | 36.3 | KG | 300X630X1290 | 4015081164066 |  | 273 | PDC | 1
111065 | BPM-O-600/12-W | 111065 | Surface Mount. Instal. Distribution Board | 85 | cerere oferta | N | 1 | 0 | 1 | 36.3 | KG | 300X630X1290 | 4015081106264 |  | 273 | PDC | 1
111026 | BPM-O-600/15 | 111026 | Cutie metalica IP54 | 85 | cerere oferta | S | 1 | 0 | 1 | 43.8 | KG | 300X630X1590 | 4015081105878 |  | 273 | PDC | 1
111066 | BPM-O-600/15-W | 111066 | Surface Mount. Instal. Distribution Board | 85 | cerere oferta | N | 1 | 0 | 1 | 43.8 | KG | 300X630X1590 | 4015081106271 |  | 273 | PDC | 1
111022 | BPM-O-600/4 | 111022 | Cutie metalica IP54 | 85 | cerere oferta | S | 1 | 0 | 1 | 19 | KG | 300X630X490 | 4015081105830 |  | 273 | PDC | 1
111062 | BPM-O-600/4-W | 111062 | Surface Mount. Instal. Distribution Board | 85 | cerere oferta | N | 1 | 0 | 1 | 19 | KG | 300X630X490 | 4015081106233 |  | 273 | PDC | 1
111023 | BPM-O-600/7 | 111023 | Cutie metalica IP54 | 85 | cerere oferta | S | 1 | 0 | 1 | 24.5 | KG | 0 001X0 001X0 001 | 4015081105847 |  | 273 | PDC | 1
116659 | BPM-O-600/7-P | 116659 | CUTIE TIP BPM,IP54,800X700 | 85 | cerere oferta | N | 1 | 0 | 1 | 25.5 | KG | 300X630X790 | 4015081164042 |  | 273 | PDC | 1
111063 | BPM-O-600/7-W | 111063 | Surface Mount. Instal. Distribution Board | 85 | cerere oferta | N | 1 | 0 | 1 | 25.5 | KG | 300X630X790 | 4015081106240 |  | 273 | PDC | 1
111029 | BPM-O-800/10 | 111029 | Cutie metalica IP54 | 85 | cerere oferta | S | 1 | 0 | 1 | 36 | KG | 300X830X1090 | 4015081105908 |  | 273 | PDC | 1
111069 | BPM-O-800/10-W | 111069 | Surface Mount. Instal. Distribution Board | 85 | cerere oferta | N | 1 | 0 | 1 | 36 | KG | 300X830X1090 | 4015081106301 |  | 273 | PDC | 1
111030 | BPM-O-800/12 | 111030 | Cutie metalica IP54 | 85 | cerere oferta | S | 1 | 0 | 1 | 40.3 | KG | 300X830X1290 | 4015081105915 |  | 273 | PDC | 1
116666 | BPM-O-800/12-P | 116666 | CUTIE TIP BPM,IP54,600X1200 | 85 | cerere oferta | N | 1 | 0 | 1 | 40.3 | KG | 300X830X1290 | 4015081164110 |  | 273 | PDC | 1
111070 | BPM-O-800/12-W | 111070 | Surface Mount. Instal. Distribution Board | 85 | cerere oferta | N | 1 | 0 | 1 | 40.3 | KG | 300X830X1290 | 4015081106318 |  | 273 | PDC | 1
111031 | BPM-O-800/15 | 111031 | Cutie metalica IP54 | 85 | cerere oferta | S | 1 | 0 | 1 | 54.2 | KG | 0 001X0 001X0 001 | 4015081105922 |  | 273 | PDC | 1
111071 | BPM-O-800/15-W | 111071 | Surface Mount. Instal. Distribution Board | 85 | cerere oferta | N | 1 | 0 | 1 | 47.8 | KG | 300X830X1590 | 4015081106325 |  | 273 | PDC | 1
111027 | BPM-O-800/4 | 111027 | Surface Mount. Instal. Distribution Board | 85 | cerere oferta | N | 1 | 0 | 1 | 23 | KG | 300X830X490 | 4015081105885 |  | 273 | PDC | 1
111067 | BPM-O-800/4-W | 111067 | Surface Mount. Instal. Distribution Board | 85 | cerere oferta | N | 1 | 0 | 1 | 23 | KG | 300X830X490 | 4015081106288 |  | 273 | PDC | 1
111028 | BPM-O-800/7 | 111028 | Surface Mount. Instal. Distribution Board | 85 | cerere oferta | S | 1 | 0 | 1 | 29.5 | KG | 300X830X690 | 4015081105892 |  | 273 | PDC | 1
111068 | BPM-O-800/7-W | 111068 | Surface Mount. Instal. Distribution Board | 85 | cerere oferta | N | 1 | 0 | 1 | 29.5 | KG | 300X830X790 | 4015081106295 |  | 273 | PDC | 1
286748 | BP-MSL-10 | 286748 | Xboard ProfiPlus BP-MSL-10 | 85 | cerere oferta | S | 1 | 0 | 1 | 1.6 | KG | 40X115X1010 | 4015082867485 |  | 273 | PDC | 1
292470 | BP-MSL-10-W | 292470 | Xboard ProfiPlus BP-MSL-10-W | 85 | cerere oferta | S | 1 | 0 | 1 | 1.6 | KG | 40X115X1010 | 4015082924706 |  | 273 | PDC | 1
286749 | BP-MSL-12 | 286749 | Xboard ProfiPlus BP-MSL-12 | 85 | cerere oferta | S | 1 | 0 | 1 | 1.8 | KG | 40X115X1210 | 4015082867492 |  | 273 | PDC | 1
292471 | BP-MSL-12-W | 292471 | Xboard ProfiPlus BP-MSL-12-W | 85 | cerere oferta | S | 1 | 0 | 1 | 1.8 | KG | 40X115X1210 | 4015082924713 |  | 273 | PDC | 1
286750 | BP-MSL-15 | 286750 | Xboard ProfiPlus BP-MSL-15 | 85 | cerere oferta | S | 1 | 0 | 1 | 2.1 | KG | 40X115X1510 | 4015082867508 |  | 273 | PDC | 1
292472 | BP-MSL-15-W | 292472 | Xboard ProfiPlus BP-MSL-15-W | 85 | cerere oferta | S | 1 | 0 | 1 | 2.1 | KG | 40X115X1510 | 4015082924720 |  | 273 | PDC | 1
286746 | BP-MSL-4 | 286746 | Xboard ProfiPlus BP-MSL-4 | 85 | cerere oferta | S | 1 | 0 | 1 | 0.9 | KG | 40X115X410 | 4015082867461 |  | 273 | PDC | 1
292468 | BP-MSL-4-W | 292468 | Xboard ProfiPlus BP-MSL-4-W | 85 | cerere oferta | S | 1 | 0 | 1 | 0.9 | KG | 40X115X410 | 4015082924683 |  | 273 | PDC | 1
286747 | BP-MSL-7 | 286747 | Xboard ProfiPlus BP-MSL-7 | 85 | cerere oferta | S | 1 | 0 | 1 | 1.21 | KG | 0 001X0 001X0 001 | 4015082867478 |  | 273 | PDC | 1
292469 | BP-MSL-7-W | 292469 | Xboard ProfiPlus BP-MSL-7-W | 85 | cerere oferta | S | 1 | 0 | 1 | 1.1 | KG | 40X115X710 | 4015082924690 |  | 273 | PDC | 1
111422 | BP-MSL-MSW-10 | 111422 | Vertical / middle side cover / ledge | 85 | cerere oferta | N | 1 | 0 | 1 | 1.6 | KG | 55X85X1010 | 4015081109838 |  | 273 | PDC | 1
111428 | BP-MSL-MSW-10-W | 111428 | Vertical / middle side cover / ledge | 85 | cerere oferta | N | 1 | 0 | 1 | 1.6 | KG | 55X85X1010 | 4015081109890 |  | 273 | PDC | 1
111423 | BP-MSL-MSW-12 | 111423 | Vertical / middle side cover / ledge | 85 | cerere oferta | N | 1 | 0 | 1 | 1.8 | KG | 55X85X1210 | 4015081109845 |  | 273 | PDC | 1
111429 | BP-MSL-MSW-12-W | 111429 | Vertical / middle side cover / ledge | 85 | cerere oferta | N | 1 | 0 | 1 | 1.8 | KG | 55X85X1210 | 4015081109906 |  | 273 | PDC | 1
111424 | BP-MSL-MSW-15 | 111424 | Vertical / middle side cover / ledge | 85 | cerere oferta | N | 1 | 0 | 1 | 2.1 | KG | 55X85X1510 | 4015081109852 |  | 273 | PDC | 1
111430 | BP-MSL-MSW-15-W | 111430 | Vertical / middle side cover / ledge | 85 | cerere oferta | N | 1 | 0 | 1 | 2.1 | KG | 55X85X1510 | 4015081109913 |  | 273 | PDC | 1
111419 | BP-MSL-MSW-4 | 111419 | Vertical / middle side cover / ledge | 85 | cerere oferta | N | 1 | 0 | 1 | 0.9 | KG | 55X85X410 | 4015081109807 |  | 273 | PDC | 1
111425 | BP-MSL-MSW-4-W | 111425 | Vertical / middle side cover / ledge | 85 | cerere oferta | N | 1 | 0 | 1 | 0.9 | KG | 55X85X410 | 4015081109869 |  | 273 | PDC | 1
111421 | BP-MSL-MSW-7 | 111421 | Vertical / middle side cover / ledge | 85 | cerere oferta | N | 1 | 0 | 1 | 1.2 | KG | 0 001X0 001X0 001 | 4015081109821 |  | 273 | PDC | 1
111427 | BP-MSL-MSW-7-W | 111427 | Vertical / middle side cover / ledge | 85 | cerere oferta | N | 1 | 0 | 1 | 1.1 | KG | 55X85X710 | 4015081109883 |  | 273 | PDC | 1
111272 | BPM-U-3S-1000/10 | 111272 | 3-Step Flush Mounting Door Frame w. Door | 85 | cerere oferta | N | 1 | 0 | 1 | 7.11 | KG | 70X1035X1065 | 4015081108336 |  | 273 | PDC | 1
111273 | BPM-U-3S-1000/12 | 111273 | 3-Step Flush Mounting Door Frame w. Door | 85 | cerere oferta | N | 1 | 0 | 1 | 8.17 | KG | 70X1035X1265 | 4015081108343 |  | 273 | PDC | 1
111274 | BPM-U-3S-1000/15 | 111274 | 3-Step Flush Mounting Door Frame w. Door | 85 | cerere oferta | N | 1 | 0 | 1 | 12.6 | KG | 0 001X0 001X0 001 | 4015081108350 |  | 273 | PDC | 1
111275 | BPM-U-3S-1000/17 | 111275 | 3-Step Flush Mounting Door Frame w. Door | 85 | cerere oferta | N | 1 | 0 | 1 | 10.8 | KG | 70X1035X1765 | 4015081108367 |  | 273 | PDC | 1
111277 | BPM-U-3S-1000/17-P | 111277 | 3-Step Flush Mounting Door Frame w. Door | 85 | cerere oferta | N | 1 | 0 | 1 | 10.8 | KG | 70X1035X1765 | 4015081108381 |  | 273 | PDC | 1
111276 | BPM-U-3S-1000/20 | 111276 | 3-Step Flush Mounting Door Frame w. Door | 85 | cerere oferta | N | 1 | 0 | 1 | 12.39 | KG | 70X1035X2065 | 4015081108374 |  | 273 | PDC | 1
111278 | BPM-U-3S-1000/20-P | 111278 | 3-Step Flush Mounting Door Frame w. Door | 85 | cerere oferta | N | 1 | 0 | 1 | 12.39 | KG | 70X1035X2065 | 4015081108398 |  | 273 | PDC | 1
111279 | BPM-U-3S-1200/12 | 111279 | 3-Step Flush Mounting Door Frame w. Door | 85 | cerere oferta | N | 1 | 0 | 1 | 9.34 | KG | 70X1235X1265 | 4015081108404 |  | 273 | PDC | 1
111280 | BPM-U-3S-1200/15 | 111280 | 3-Step Flush Mounting Door Frame w. Door | 85 | cerere oferta | N | 1 | 0 | 1 | 11.15 | KG | 70X1235X1565 | 4015081108411 |  | 273 | PDC | 1
111281 | BPM-U-3S-1200/17 | 111281 | 3-Step Flush Mounting Door Frame w. Door | 85 | cerere oferta | N | 1 | 0 | 1 | 12.36 | KG | 70X1235X1765 | 4015081108428 |  | 273 | PDC | 1
111283 | BPM-U-3S-1200/17-P | 111283 | 3-Step Flush Mounting Door Frame w. Door | 85 | cerere oferta | N | 1 | 0 | 1 | 12.36 | KG | 70X1235X1765 | 4015081108442 |  | 273 | PDC | 1
111282 | BPM-U-3S-1200/20 | 111282 | 3-Step Flush Mounting Door Frame w. Door | 85 | cerere oferta | N | 1 | 0 | 1 | 14.17 | KG | 70X1235X2065 | 4015081108435 |  | 273 | PDC | 1
111284 | BPM-U-3S-1200/20-P | 111284 | 3-Step Flush Mounting Door Frame w. Door | 85 | cerere oferta | N | 1 | 0 | 1 | 14.17 | KG | 70X1235X2065 | 4015081108459 |  | 273 | PDC | 1
111253 | BPM-U-3S-400/10 | 111253 | 3-Step Flush Mounting Door Frame w. Door | 85 | cerere oferta | N | 1 | 0 | 1 | 3.74 | KG | 70X435X1065 | 4015081108145 |  | 273 | PDC | 1
111254 | BPM-U-3S-400/12 | 111254 | 3-Step Flush Mounting Door Frame w. Door | 85 | cerere oferta | N | 1 | 0 | 1 | 4.27 | KG | 70X435X1265 | 4015081108152 |  | 273 | PDC | 1
111251 | BPM-U-3S-400/4 | 111251 | 3-Step Flush Mounting Door Frame w. Door | 85 | cerere oferta | N | 1 | 0 | 1 | 2.4 | KG | 0 001X0 001X0 001 | 4015081108121 |  | 273 | PDC | 1
111252 | BPM-U-3S-400/7 | 111252 | 3-Step Flush Mounting Door Frame w. Door | 85 | cerere oferta | N | 1 | 0 | 1 | 2.94 | KG | 70X435X765 | 4015081108138 |  | 273 | PDC | 1
111257 | BPM-U-3S-600/10 | 111257 | 3-Step Flush Mounting Door Frame w. Door | 85 | cerere oferta | N | 1 | 0 | 1 | 4.75 | KG | 70X635X1065 | 4015081108183 |  | 273 | PDC | 1
111258 | BPM-U-3S-600/12 | 111258 | 3-Step Flush Mounting Door Frame w. Door | 85 | cerere oferta | N | 1 | 0 | 1 | 5.44 | KG | 70X635X1265 | 4015081108190 |  | 273 | PDC | 1
111259 | BPM-U-3S-600/15 | 111259 | 3-Step Flush Mounting Door Frame w. Door | 85 | cerere oferta | N | 1 | 0 | 1 | 6.48 | KG | 70X635X1565 | 4015081108206 |  | 273 | PDC | 1
111260 | BPM-U-3S-600/17 | 111260 | 3-Step Flush Mounting Door Frame w. Door | 85 | cerere oferta | N | 1 | 0 | 1 | 7.17 | KG | 70X635X1765 | 4015081108213 |  | 273 | PDC | 1
111262 | BPM-U-3S-600/17-P | 111262 | 3-Step Flush Mounting Door Frame w. Door | 85 | cerere oferta | N | 1 | 0 | 1 | 7.17 | KG | 70X635X1765 | 4015081108237 |  | 273 | PDC | 1
111261 | BPM-U-3S-600/20 | 111261 | 3-Step Flush Mounting Door Frame w. Door | 85 | cerere oferta | N | 1 | 0 | 1 | 8.21 | KG | 70X635X2065 | 4015081108220 |  | 273 | PDC | 1
111263 | BPM-U-3S-600/20-P | 111263 | 3-Step Flush Mounting Door Frame w. Door | 85 | cerere oferta | N | 1 | 0 | 1 | 8.21 | KG | 70X635X2065 | 4015081108244 |  | 273 | PDC | 1
111255 | BPM-U-3S-600/4 | 111255 | 3-Step Flush Mounting Door Frame w. Door | 85 | cerere oferta | N | 1 | 0 | 1 | 2.69 | KG | 70X635X465 | 4015081108169 |  | 273 | PDC | 1
111256 | BPM-U-3S-600/7 | 111256 | 3-Step Flush Mounting Door Frame w. Door | 85 | cerere oferta | N | 1 | 0 | 1 | 3.72 | KG | 70X635X765 | 4015081108176 |  | 273 | PDC | 1
111265 | BPM-U-3S-800/10 | 111265 | 3-Step Flush Mounting Door Frame w. Door | 85 | cerere oferta | N | 1 | 0 | 1 | 5.77 | KG | 70X835X1065 | 4015081108268 |  | 273 | PDC | 1
111266 | BPM-U-3S-800/12 | 111266 | 3-Step Flush Mounting Door Frame w. Door | 85 | cerere oferta | N | 1 | 0 | 1 | 6.62 | KG | 70X835X1265 | 4015081108275 |  | 273 | PDC | 1
111267 | BPM-U-3S-800/15 | 111267 | 3-Step Flush Mounting Door Frame w. Door | 85 | cerere oferta | N | 1 | 0 | 1 | 7.88 | KG | 70X835X1565 | 4015081108282 |  | 273 | PDC | 1
111268 | BPM-U-3S-800/17 | 111268 | 3-Step Flush Mounting Door Frame w. Door | 85 | cerere oferta | N | 1 | 0 | 1 | 8.72 | KG | 70X835X1765 | 4015081108299 |  | 273 | PDC | 1
111270 | BPM-U-3S-800/17-P | 111270 | 3-Step Flush Mounting Door Frame w. Door | 85 | cerere oferta | N | 1 | 0 | 1 | 8.72 | KG | 70X835X1765 | 4015081108312 |  | 273 | PDC | 1
111269 | BPM-U-3S-800/20 | 111269 | 3-Step Flush Mounting Door Frame w. Door | 85 | cerere oferta | N | 1 | 0 | 1 | 9.99 | KG | 70X835X2065 | 4015081108305 |  | 273 | PDC | 1
111271 | BPM-U-3S-800/20-P | 111271 | 3-Step Flush Mounting Door Frame w. Door | 85 | cerere oferta | N | 1 | 0 | 1 | 9.99 | KG | 70X835X2065 | 4015081108329 |  | 273 | PDC | 1
111264 | BPM-U-3S-800/7 | 111264 | 3-Step Flush Mounting Door Frame w. Door | 85 | cerere oferta | N | 1 | 0 | 1 | 4.52 | KG | 70X835X765 | 4015081108251 |  | 273 | PDC | 1
100972 | BP-O-1000/10 | 100972 | Surface Mount.Instal.Distribution Board | 85 | cerere oferta | N | 1 | 0 | 1 | 35.6 | KG | 280,000X1015,000X1075,000 | 4015081008711 |  | 273 | PDC | 1
100973 | BP-O-1000/12 | 100973 | Surface Mount.Instal.Distribution Board | 85 | cerere oferta | N | 1 | 0 | 1 | 40.2 | KG | 280,000X1015,000X1275,000 | 4015081008728 |  | 273 | PDC | 1
100974 | BP-O-1000/15 | 100974 | Surface Mount.Instal.Distribution Board | 85 | cerere oferta | N | 1 | 0 | 1 | 48.2 | KG | 280,000X1015,000X1575,000 | 4015081008735 |  | 273 | PDC | 1
100975 | BP-O-1200/12 | 100975 | Surface Mount.Instal.Distribution Board | 85 | cerere oferta | N | 1 | 0 | 1 | 46.1 | KG | 280,000X1215,000X1275,000 | 4015081008742 |  | 273 | PDC | 1
100976 | BP-O-1200/15 | 100976 | Surface Mount.Instal.Distribution Board | 85 | cerere oferta | N | 1 | 0 | 1 | 53.3 | KG | 280,000X1215,000X1575,000 | 4015081008759 |  | 273 | PDC | 1
100961 | BP-O-400/10 | 100961 | Surface Mount.Instal.Distribution Board | 85 | cerere oferta | N | 1 | 0 | 1 | 20.9 | KG | 280,000X415,000X1075,000 | 4015081008605 |  | 273 | PDC | 1
100962 | BP-O-400/12 | 100962 | Surface Mount.Instal.Distribution Board | 85 | cerere oferta | N | 1 | 0 | 1 | 24 | KG | 280,000X415,000X1275,000 | 4015081008612 |  | 273 | PDC | 1
100959 | BP-O-400/4 | 100959 | Surface Mount.Instal.Distribution Board | 85 | cerere oferta | S | 1 | 0 | 1 | 11.92 | KG | 0 001X0 001X0 001 | 4015081008582 |  | 273 | PDC | 1
100960 | BP-O-400/7 | 100960 | Surface Mount.Instal.Distribution Board | 85 | cerere oferta | N | 1 | 0 | 1 | 16.3 | KG | 280,000X415,000X775,000 | 4015081008599 |  | 273 | PDC | 1
100965 | BP-O-600/10 | 100965 | Cutie metalica IP30 | 85 | cerere oferta | S | 1 | 0 | 1 | 25.6 | KG | 280,000X615,000X1075,000 | 4015081008643 |  | 273 | PDC | 1
293308 | BP-O-600/10-C | 293308 | Xboard ProfiPlus BP-O-600/10-C | 85 | cerere oferta | S | 1 | 0 | 1 | 32.2 | KG | 0 001X0 001X0 001 | 4015082933081 |  | 273 | PDC | 1
105535 | BP-O-600/10-C-W | 105535 | Surface Mount.Instal.Distribution Board | 85 | cerere oferta | S | 1 | 0 | 1 | 33.5 | KG | 280,000X615,000X1075,000 | 4015081053124 |  | 273 | PDC | 1
100966 | BP-O-600/12 | 100966 | Surface Mount.Instal.Distribution Board | 85 | cerere oferta | S | 1 | 0 | 1 | 29.4 | KG | 280,000X615,000X1275,000 | 4015081008650 |  | 273 | PDC | 1
293309 | BP-O-600/12-C | 293309 | Xboard ProfiPlus BP-O-600/12-C | 85 | cerere oferta | S | 1 | 0 | 1 | 38.5 | KG | 280X615X1275 | 4015082933098 |  | 273 | PDC | 1
105536 | BP-O-600/12-C-W | 105536 | BP-O-600/12-C-W | 85 | cerere oferta | S | 1 | 0 | 1 | 38.5 | KG | 280,000X615,000X1275,000 | 4015081053131 |  | 273 | PDC | 1
100967 | BP-O-600/15 | 100967 | Cutie metalica IP30 | 85 | cerere oferta | S | 1 | 0 | 1 | 34.9 | KG | 280,000X615,000X1575,000 | 4015081008667 |  | 273 | PDC | 1
293310 | BP-O-600/15-C | 293310 | Xboard ProfiPlus BP-O-600/15-C | 85 | cerere oferta | S | 1 | 0 | 1 | 44 | KG | 0 001X0 001X0 001 | 4015082933104 |  | 273 | PDC | 1
105537 | BP-O-600/15-C-W | 105537 | Surface Mount. Instal. Distribution Board | 85 | cerere oferta | S | 1 | 0 | 1 | 45.5 | KG | 280,000X615,000X1575,000 | 4015081053148 |  | 273 | PDC | 1
100963 | BP-O-600/4 | 100963 | Cutie metalica IP30 | 85 | cerere oferta | S | 1 | 0 | 1 | 14.6 | KG | 280,000X615,000X475,000 | 4015081008629 |  | 273 | PDC | 1
100964 | BP-O-600/7 | 100964 | Surface Mount.Instal.Distribution Board | 85 | cerere oferta | S | 1 | 0 | 1 | 20.4 | KG | 280,000X615,000X775,000 | 4015081008636 |  | 273 | PDC | 1
293307 | BP-O-600/7-C | 293307 | Xboard ProfiPlus BP-O-600/7-C | 85 | cerere oferta | S | 1 | 0 | 1 | 26.5 | KG | 280X615X775 | 4015082933074 |  | 273 | PDC | 1
105534 | BP-O-600/7-C-W | 105534 | Surface Mount.Instal.Distribution Board | 85 | cerere oferta | S | 1 | 0 | 1 | 26.5 | KG | 280,000X615,000X775,000 | 4015081053117 |  | 273 | PDC | 1
116620 | BP-O-600/7-EW | 116620 | BP-O-600/7-EW | 85 | cerere oferta | N | 1 |  | 1 | 25.5 | KG |  | 4015081163656 |  | 273 | PDC | 1
116638 | BP-O-600/7-EW-W | 116638 | BP-O-600/7-EW-W | 85 | cerere oferta | N | 1 |  | 1 | 25.5 | KG |  | 4015081163830 |  | 273 | PDC | 1
100969 | BP-O-800/10 | 100969 | Cutie metalica IP30 | 85 | cerere oferta | S | 1 | 0 | 1 | 30.5 | KG | 280,000X815,000X1075,000 | 4015081008681 |  | 273 | PDC | 1
293312 | BP-O-800/10-C | 293312 | Xboard ProfiPlus BP-O-800/10-C | 85 | cerere oferta | S | 1 | 0 | 1 | 35.5 | KG | 280X815X1075 | 4015082933128 |  | 273 | PDC | 1
105539 | BP-O-800/10-C-W | 105539 | Surface Mount.Instal.Distribution Board | 85 | cerere oferta | S | 1 | 0 | 1 | 35.5 | KG | 280,000X815,000X1075,000 | 4015081053162 |  | 273 | PDC | 1
100970 | BP-O-800/12 | 100970 | Cutie metalica IP30 | 85 | cerere oferta | S | 1 | 0 | 1 | 34.7 | KG | 280,000X815,000X1275,000 | 4015081008698 |  | 273 | PDC | 1
293313 | BP-O-800/12-C | 293313 | Xboard ProfiPlus BP-O-800/12-C | 85 | cerere oferta | S | 1 | 0 | 1 | 40.5 | KG | 280X815X1275 | 4015082933135 |  | 273 | PDC | 1
105540 | BP-O-800/12-C-W | 105540 | Surface Mount.Instal.Distribution Board | 85 | cerere oferta | S | 1 | 0 | 1 | 40.5 | KG | 280,000X815,000X1275,000 | 4015081053179 |  | 273 | PDC | 1
100971 | BP-O-800/15 | 100971 | Cutie metalica IP30 | 85 | cerere oferta | S | 1 | 0 | 1 | 41.4 | KG | 280,000X815,000X1575,000 | 4015081008704 |  | 273 | PDC | 1
293314 | BP-O-800/15-C | 293314 | Xboard ProfiPlus BP-O-800/15-C | 85 | cerere oferta | S | 1 | 0 | 1 | 47.5 | KG | 280X815X1575 | 4015082933142 |  | 273 | PDC | 1
105541 | BP-O-800/15-C-W | 105541 | Surface Mount.Instal.Distribution Board | 85 | cerere oferta | S | 1 | 0 | 1 | 47.5 | KG | 280,000X815,000X1575,000 | 4015081053186 |  | 273 | PDC | 1
100968 | BP-O-800/7 | 100968 | Surface Mount.Instal.Distribution Board | 85 | cerere oferta | N | 1 | 0 | 1 | 23.9 | KG | 280,000X815,000X775,000 | 4015081008674 |  | 273 | PDC | 1
293311 | BP-O-800/7-C | 293311 | Xboard ProfiPlus BP-O-800/7-C | 85 | cerere oferta | S | 1 | 0 | 1 | 28.5 | KG | 280X815X775 | 4015082933111 |  | 273 | PDC | 1
105538 | BP-O-800/7-C-W | 105538 | Surface Mount.Instal.Distribution Board | 85 | cerere oferta | S | 1 | 0 | 1 | 28.5 | KG | 280,000X815,000X775,000 | 4015081053155 |  | 273 | PDC | 1
286695 | BP-SP-10 | 286695 | Xboard ProfiPlus BP-SP-10 | 85 | cerere oferta | S | 1 | 0 | 1 | 5.66 | KG | 240X70X1080 | 4015082866952 |  | 273 | PDC | 1
292417 | BP-SP-10-W | 292417 | Xboard ProfiPlus BP-SP-10-W | 85 | cerere oferta | S | 1 | 0 | 1 | 5.66 | KG | 240X70X1080 | 4015082924171 |  | 273 | PDC | 1
286696 | BP-SP-12 | 286696 | Xboard ProfiPlus BP-SP-12 | 85 | cerere oferta | S | 1 | 0 | 1 | 6.7 | KG | 240X70X1280 | 4015082866969 |  | 273 | PDC | 1
292418 | BP-SP-12-W | 292418 | Side panel white | 85 | cerere oferta | S | 1 | 0 | 1 | 6.7 | KG | 240X70X1280 | 4015082924188 |  | 273 | PDC | 1
286697 | BP-SP-15 | 286697 | Side panel | 85 | cerere oferta | S | 1 | 0 | 1 | 8.3 | KG | 240X70X1580 | 4015082866976 |  | 273 | PDC | 1
292419 | BP-SP-15-W | 292419 | Side panel white | 85 | cerere oferta | S | 1 | 0 | 1 | 8.3 | KG | 240X70X1580 | 4015082924195 |  | 273 | PDC | 1
286693 | BP-SP-4 | 286693 | Xboard ProfiPlus BP-SP-4 | 85 | cerere oferta | S | 1 | 0 | 1 | 2.61 | KG | 0 001X0 001X0 001 | 4015082866938 |  | 273 | PDC | 1
292415 | BP-SP-4-W | 292415 | Side panel white | 85 | cerere oferta | S | 1 | 0 | 1 | 2.4 | KG | 240X70X480 | 4015082924157 |  | 273 | PDC | 1
286694 | BP-SP-7 | 286694 | Xboard ProfiPlus BP-SP-7 | 85 | cerere oferta | S | 1 | 0 | 1 | 5 | KG | 0 001X0 001X0 001 | 4015082866945 |  | 273 | PDC | 1
292416 | BP-SP-7-W | 292416 | Side panel white | 85 | cerere oferta | S | 1 | 0 | 1 | 4 | KG | 240X70X780 | 4015082924164 |  | 273 | PDC | 1
293550 | BP-TBP-1000-BL | 293550 | Top-/Bottom Panel | 85 | cerere oferta | S | 1 | 0 | 1 | 6.65 | KG | 265X1015X75 | 4015082935504 |  | 273 | PDC | 1
293551 | BP-TBP-1000-BL-W | 293551 | Top-/Bottom Panel White | 85 | cerere oferta | S | 1 | 0 | 1 | 6.65 | KG | 265X1015X75 | 4015082935511 |  | 273 | PDC | 1
293552 | BP-TBP-1000-CE | 293552 | Top-/Bottom Panel | 85 | cerere oferta | S | 1 | 0 | 1 | 4.35 | KG | 265X1015X75 | 4015082935528 |  | 273 | PDC | 1
293553 | BP-TBP-1000-CE-W | 293553 | Top-/Bottom Panel White | 85 | cerere oferta | S | 1 | 0 | 1 | 4.35 | KG | 265X1015X75 | 4015082935535 |  | 273 | PDC | 1
293554 | BP-TBP-1200-BL | 293554 | Top-/Bottom Panel | 85 | cerere oferta | S | 1 | 0 | 1 | 7.95 | KG | 265X1215X75 | 4015082935542 |  | 273 | PDC | 1
293555 | BP-TBP-1200-BL-W | 293555 | Top-/Bottom Panel White | 85 | cerere oferta | S | 1 | 0 | 1 | 7.95 | KG | 265X1215X75 | 4015082935559 |  | 273 | PDC | 1
293556 | BP-TBP-1200-CE | 293556 | Top-/Bottom Panel | 85 | cerere oferta | S | 1 | 0 | 1 | 5.35 | KG | 265X1215X75 | 4015082935566 |  | 273 | PDC | 1
293557 | BP-TBP-1200-CE-W | 293557 | Top-/Bottom Panel White | 85 | cerere oferta | S | 1 | 0 | 1 | 5.35 | KG | 265X1215X75 | 4015082935573 |  | 273 | PDC | 1
286698 | BP-TBP-400-BL | 286698 | Top-/Bottom panel | 85 | cerere oferta | S | 1 | 0 | 1 | 2.82 | KG | 265X415X75 | 4015082866983 |  | 273 | PDC | 1
292420 | BP-TBP-400-BL-W | 292420 | Top-/Bottom panel white | 85 | cerere oferta | S | 1 | 0 | 1 | 2.82 | KG | 265X415X75 | 4015082924201 |  | 273 | PDC | 1
286699 | BP-TBP-400-CE | 286699 | Top-/Bottom panel | 85 | cerere oferta | S | 1 | 0 | 1 | 2 | KG | 0 001X0 001X0 001 | 4015082866990 |  | 273 | PDC | 1
292421 | BP-TBP-400-CE-W | 292421 | Top-/Bottom panel white | 85 | cerere oferta | S | 1 | 0 | 1 | 1.92 | KG | 265X415X75 | 4015082924218 |  | 273 | PDC | 1
286700 | BP-TBP-600-BL | 286700 | Xboard ProfiPlus BP-TBP-600-BL | 85 | cerere oferta | S | 1 | 0 | 1 | 4.05 | KG | 265X615X75 | 4015082867003 |  | 273 | PDC | 1
292422 | BP-TBP-600-BL-W | 292422 | Xboard ProfiPlus BP-TBP-600-BL-W | 85 | cerere oferta | S | 1 | 0 | 1 | 4.05 | KG | 265X615X75 | 4015082924225 |  | 273 | PDC | 1
286701 | BP-TBP-600-CE | 286701 | Xboard ProfiPlus BP-TBP-600-CE | 85 | cerere oferta | S | 1 | 0 | 1 | 2.56 | KG | 265X615X75 | 4015082867010 |  | 273 | PDC | 1
292423 | BP-TBP-600-CE-W | 292423 | Top-/Bottom panel white | 85 | cerere oferta | S | 1 | 0 | 1 | 2.56 | KG | 265X615X75 | 4015082924232 |  | 273 | PDC | 1
286702 | BP-TBP-800-BL | 286702 | Top-/Bottom panel | 85 | cerere oferta | S | 1 | 0 | 1 | 5.3 | KG | 265X815X75 | 4015082867027 |  | 273 | PDC | 1
292424 | BP-TBP-800-BL-W | 292424 | Top-/Bottom panel white | 85 | cerere oferta | S | 1 | 0 | 1 | 5.3 | KG | 265X815X75 | 4015082924249 |  | 273 | PDC | 1
286703 | BP-TBP-800-CE | 286703 | Xboard ProfiPlus BP-TBP-800-CE | 85 | cerere oferta | S | 1 | 0 | 1 | 3.2 | KG | 265X815X75 | 4015082867034 |  | 273 | PDC | 1
292425 | BP-TBP-800-CE-W | 292425 | Top-/Bottom panel white | 85 | cerere oferta | S | 1 | 0 | 1 | 3.2 | KG | 265X815X75 | 4015082924256 |  | 273 | PDC | 1
100990 | BP-U-1000/10 | 100990 | Xboard ProfiPlus BP-U-1000/10 | 85 | cerere oferta | S | 1 | 0 | 1 | 34.6 | KG | 200,000X1015,000X1015,000 | 4015081008896 |  | 273 | PDC | 1
100991 | BP-U-1000/12 | 100991 | Xboard ProfiPlus BP-U-1000/12 | 85 | cerere oferta | S | 1 | 0 | 1 | 39.5 | KG | 200,000X1015,000X1215,000 | 4015081008902 |  | 273 | PDC | 1
100992 | BP-U-1000/15 | 100992 | Xboard ProfiPlus BP-U-1000/15 | 85 | cerere oferta | S | 1 | 0 | 1 | 47.3 | KG | 200,000X1015,000X1515,000 | 4015081008919 |  | 273 | PDC | 1
100993 | BP-U-1200/12 | 100993 | Xboard ProfiPlus BP-U-1200/12 | 85 | cerere oferta | S | 1 | 0 | 1 | 45.7 | KG | 200,000X1215,000X1215,000 | 4015081008926 |  | 273 | PDC | 1
100994 | BP-U-1200/15 | 100994 | Xboard ProfiPlus BP-U-1200/15 | 85 | cerere oferta | S | 1 | 0 | 1 | 52.1 | KG | 200,000X1215,000X1515,000 | 4015081008933 |  | 273 | PDC | 1
111170 | BP-U-3S-1000/10 | 111170 | 3-Step Flush Mounting Door Frame w. Door | 85 | cerere oferta | N | 1 | 0 | 1 | 12.93 | KG | 70X1035X1065 | 4015081107315 |  | 273 | PDC | 1
111204 | BP-U-3S-1000/10-W | 111204 | 3-Step Flush Mounting Door Frame w. Door | 85 | cerere oferta | N | 1 | 0 | 1 | 13.03 | KG | 70X1035X1065 | 4015081107650 |  | 273 | PDC | 1
111171 | BP-U-3S-1000/12 | 111171 | 3-Step Flush Mounting Door Frame w. Door | 85 | cerere oferta | N | 1 | 0 | 1 | 14.91 | KG | 70X1035X1265 | 4015081107322 |  | 273 | PDC | 1
111205 | BP-U-3S-1000/12-W | 111205 | 3-Step Flush Mounting Door Frame w. Door | 85 | cerere oferta | N | 1 | 0 | 1 | 15.01 | KG | 70X1035X1265 | 4015081107667 |  | 273 | PDC | 1
111172 | BP-U-3S-1000/15 | 111172 | 3-Step Flush Mounting Door Frame w. Door | 85 | cerere oferta | N | 1 | 0 | 1 | 17.88 | KG | 70X1035X1565 | 4015081107339 |  | 273 | PDC | 1
111206 | BP-U-3S-1000/15-W | 111206 | 3-Step Flush Mounting Door Frame w. Door | 85 | cerere oferta | N | 1 | 0 | 1 | 17.98 | KG | 70X1035X1565 | 4015081107674 |  | 273 | PDC | 1
111173 | BP-U-3S-1000/17 | 111173 | 3-Step Flush Mounting Door Frame w. Door | 85 | cerere oferta | N | 1 | 0 | 1 | 19.86 | KG | 70X1035X1765 | 4015081107346 |  | 273 | PDC | 1
111175 | BP-U-3S-1000/17-P | 111175 | 3-Step Flush Mounting Door Frame w. Door | 85 | cerere oferta | N | 1 | 0 | 1 | 19.86 | KG | 70X1035X1765 | 4015081107360 |  | 273 | PDC | 1
111209 | BP-U-3S-1000/17-P-W | 111209 | 3-Step Flush Mounting Door Frame w. Door | 85 | cerere oferta | N | 1 | 0 | 1 | 19.96 | KG | 70X1035X1765 | 4015081107704 |  | 273 | PDC | 1
111207 | BP-U-3S-1000/17-W | 111207 | 3-Step Flush Mounting Door Frame w. Door | 85 | cerere oferta | N | 1 | 0 | 1 | 19.96 | KG | 70X1035X1765 | 4015081107681 |  | 273 | PDC | 1
111174 | BP-U-3S-1000/20 | 111174 | 3-Step Flush Mounting Door Frame w. Door | 85 | cerere oferta | N | 1 | 0 | 1 | 22.82 | KG | 70X1035X2065 | 4015081107353 |  | 273 | PDC | 1
111176 | BP-U-3S-1000/20-P | 111176 | 3-Step Flush Mounting Door Frame w. Door | 85 | cerere oferta | N | 1 | 0 | 1 | 22.82 | KG | 70X1035X2065 | 4015081107377 |  | 273 | PDC | 1
111210 | BP-U-3S-1000/20-P-W | 111210 | 3-Step Flush Mounting Door Frame w. Door | 85 | cerere oferta | N | 1 | 0 | 1 | 22.92 | KG | 70X1035X2065 | 4015081107711 |  | 273 | PDC | 1
111208 | BP-U-3S-1000/20-W | 111208 | 3-Step Flush Mounting Door Frame w. Door | 85 | cerere oferta | N | 1 | 0 | 1 | 22.92 | KG | 70X1035X2065 | 4015081107698 |  | 273 | PDC | 1
111177 | BP-U-3S-1200/12 | 111177 | 3-Step Flush Mounting Door Frame w. Door | 85 | cerere oferta | N | 1 | 0 | 1 | 17.09 | KG | 70X1235X1265 | 4015081107384 |  | 273 | PDC | 1
111211 | BP-U-3S-1200/12-W | 111211 | 3-Step Flush Mounting Door Frame w. Door | 85 | cerere oferta | N | 1 | 0 | 1 | 17.19 | KG | 70X1235X1265 | 4015081107728 |  | 273 | PDC | 1
111178 | BP-U-3S-1200/15 | 111178 | 3-Step Flush Mounting Door Frame w. Door | 85 | cerere oferta | N | 1 | 0 | 1 | 20.48 | KG | 70X1235X1565 | 4015081107391 |  | 273 | PDC | 1
111212 | BP-U-3S-1200/15-W | 111212 | 3-Step Flush Mounting Door Frame w. Door | 85 | cerere oferta | N | 1 | 0 | 1 | 20.58 | KG | 70X1235X1565 | 4015081107735 |  | 273 | PDC | 1
111179 | BP-U-3S-1200/17 | 111179 | 3-Step Flush Mounting Door Frame w. Door | 85 | cerere oferta | N | 1 | 0 | 1 | 22.75 | KG | 70X1235X1765 | 4015081107407 |  | 273 | PDC | 1
111181 | BP-U-3S-1200/17-P | 111181 | 3-Step Flush Mounting Door Frame w. Door | 85 | cerere oferta | N | 1 | 0 | 1 | 22.75 | KG | 70X1235X1765 | 4015081107421 |  | 273 | PDC | 1
111215 | BP-U-3S-1200/17-P-W | 111215 | 3-Step Flush Mounting Door Frame w. Door | 85 | cerere oferta | N | 1 | 0 | 1 | 22.85 | KG | 70X1235X1765 | 4015081107766 |  | 273 | PDC | 1
111213 | BP-U-3S-1200/17-W | 111213 | 3-Step Flush Mounting Door Frame w. Door | 85 | cerere oferta | N | 1 | 0 | 1 | 22.85 | KG | 70X1235X1765 | 4015081107742 |  | 273 | PDC | 1
111180 | BP-U-3S-1200/20 | 111180 | 3-Step Flush Mounting Door Frame w. Door | 85 | cerere oferta | N | 1 | 0 | 1 | 26.14 | KG | 70X1235X2065 | 4015081107414 |  | 273 | PDC | 1
111182 | BP-U-3S-1200/20-P | 111182 | 3-Step Flush Mounting Door Frame w. Door | 85 | cerere oferta | N | 1 | 0 | 1 | 26.14 | KG | 70X1235X2065 | 4015081107438 |  | 273 | PDC | 1
111216 | BP-U-3S-1200/20-P-W | 111216 | 3-Step Flush Mounting Door Frame w. Door | 85 | cerere oferta | N | 1 | 0 | 1 | 26.24 | KG | 70X1235X2065 | 4015081107773 |  | 273 | PDC | 1
111214 | BP-U-3S-1200/20-W | 111214 | 3-Step Flush Mounting Door Frame w. Door | 85 | cerere oferta | N | 1 | 0 | 1 | 26.24 | KG | 70X1235X2065 | 4015081107759 |  | 273 | PDC | 1
111151 | BP-U-3S-400/10 | 111151 | 3-Step Flush Mounting Door Frame w. Door | 85 | cerere oferta | N | 1 | 0 | 1 | 6.61 | KG | 70X435X1065 | 4015081107124 |  | 273 | PDC | 1
111185 | BP-U-3S-400/10-W | 111185 | 3-Step Flush Mounting Door Frame w. Door | 85 | cerere oferta | N | 1 | 0 | 1 | 6.71 | KG | 70X435X1065 | 4015081107469 |  | 273 | PDC | 1
111152 | BP-U-3S-400/12 | 111152 | 3-Step Flush Mounting Door Frame w. Door | 85 | cerere oferta | N | 1 | 0 | 1 | 7.61 | KG | 70X435X1265 | 4015081107131 |  | 273 | PDC | 1
111186 | BP-U-3S-400/12-W | 111186 | 3-Step Flush Mounting Door Frame w. Door | 85 | cerere oferta | N | 1 | 0 | 1 | 7.71 | KG | 70X435X1265 | 4015081107476 |  | 273 | PDC | 1
111149 | BP-U-3S-400/4 | 111149 | 3-Step Flush Mounting Door Frame w. Door | 85 | cerere oferta | N | 1 | 0 | 1 | 3.65 | KG | 0 001X0 001X0 001 | 4015081107100 |  | 273 | PDC | 1
111183 | BP-U-3S-400/4-W | 111183 | 3-Step Flush Mounting Door Frame w. Door | 85 | cerere oferta | N | 1 | 0 | 1 | 3.72 | KG | 70X435X465 | 4015081107445 |  | 273 | PDC | 1
111150 | BP-U-3S-400/7 | 111150 | 3-Step Flush Mounting Door Frame w. Door | 85 | cerere oferta | N | 1 | 0 | 1 | 5.12 | KG | 70X435X765 | 4015081107117 |  | 273 | PDC | 1
111184 | BP-U-3S-400/7-W | 111184 | 3-Step Flush Mounting Door Frame w. Door | 85 | cerere oferta | N | 1 | 0 | 1 | 5.22 | KG | 70X435X765 | 4015081107452 |  | 273 | PDC | 1
111155 | BP-U-3S-600/10 | 111155 | 3-Step Flush Mounting Door Frame w. Door | 85 | cerere oferta | N | 1 | 0 | 1 | 8.5 | KG | 70X635X1065 | 4015081107162 |  | 273 | PDC | 1
111189 | BP-U-3S-600/10-W | 111189 | 3-Step Flush Mounting Door Frame w. Door | 85 | cerere oferta | N | 1 | 0 | 1 | 8.6 | KG | 70X635X1065 | 4015081107506 |  | 273 | PDC | 1
111156 | BP-U-3S-600/12 | 111156 | 3-Step Flush Mounting Door Frame w. Door | 85 | cerere oferta | N | 1 | 0 | 1 | 9.78 | KG | 70X635X1265 | 4015081107179 |  | 273 | PDC | 1
111190 | BP-U-3S-600/12-W | 111190 | 3-Step Flush Mounting Door Frame w. Door | 85 | cerere oferta | N | 1 | 0 | 1 | 9.88 | KG | 70X635X1265 | 4015081107513 |  | 273 | PDC | 1
111157 | BP-U-3S-600/15 | 111157 | 3-Step Flush Mounting Door Frame w. Door | 85 | cerere oferta | N | 1 | 0 | 1 | 11.7 | KG | 70X635X1565 | 4015081107186 |  | 273 | PDC | 1
111191 | BP-U-3S-600/15-W | 111191 | 3-Step Flush Mounting Door Frame w. Door | 85 | cerere oferta | N | 1 | 0 | 1 | 11.8 | KG | 70X635X1565 | 4015081107520 |  | 273 | PDC | 1
111158 | BP-U-3S-600/17 | 111158 | 3-Step Flush Mounting Door Frame w. Door | 85 | cerere oferta | N | 1 | 0 | 1 | 12.99 | KG | 70X635X1765 | 4015081107193 |  | 273 | PDC | 1
111160 | BP-U-3S-600/17-P | 111160 | 3-Step Flush Mounting Door Frame w. Door | 85 | cerere oferta | N | 1 | 0 | 1 | 12.99 | KG | 70X635X1765 | 4015081107216 |  | 273 | PDC | 1
111194 | BP-U-3S-600/17-P-W | 111194 | 3-Step Flush Mounting Door Frame w. Door | 85 | cerere oferta | N | 1 | 0 | 1 | 13.09 | KG | 70X635X1765 | 4015081107551 |  | 273 | PDC | 1
111192 | BP-U-3S-600/17-W | 111192 | 3-Step Flush Mounting Door Frame w. Door | 85 | cerere oferta | N | 1 | 0 | 1 | 13.09 | KG | 70X635X1765 | 4015081107537 |  | 273 | PDC | 1
111159 | BP-U-3S-600/20 | 111159 | 3-Step Flush Mounting Door Frame w. Door | 85 | cerere oferta | N | 1 | 0 | 1 | 14.91 | KG | 70X635X2065 | 4015081107209 |  | 273 | PDC | 1
111161 | BP-U-3S-600/20-P | 111161 | 3-Step Flush Mounting Door Frame w. Door | 85 | cerere oferta | N | 1 | 0 | 1 | 14.91 | KG | 70X635X2065 | 4015081107223 |  | 273 | PDC | 1
111195 | BP-U-3S-600/20-P-W | 111195 | 3-Step Flush Mounting Door Frame w. Door | 85 | cerere oferta | N | 1 | 0 | 1 | 15.01 | KG | 70X635X2065 | 4015081107568 |  | 273 | PDC | 1
111193 | BP-U-3S-600/20-W | 111193 | 3-Step Flush Mounting Door Frame w. Door | 85 | cerere oferta | N | 1 | 0 | 1 | 15.01 | KG | 70X635X2065 | 4015081107544 |  | 273 | PDC | 1
111153 | BP-U-3S-600/4 | 111153 | 3-Step Flush Mounting Door Frame w. Door | 85 | cerere oferta | N | 1 | 0 | 1 | 4.65 | KG | 70X635X465 | 4015081107148 |  | 273 | PDC | 1
111187 | BP-U-3S-600/4-W | 111187 | 3-Step Flush Mounting Door Frame w. Door | 85 | cerere oferta | N | 1 | 0 | 1 | 4.75 | KG | 70X635X465 | 4015081107483 |  | 273 | PDC | 1
111154 | BP-U-3S-600/7 | 111154 | 3-Step Flush Mounting Door Frame w. Door | 85 | cerere oferta | N | 1 | 0 | 1 | 6.58 | KG | 70X635X765 | 4015081107155 |  | 273 | PDC | 1
111188 | BP-U-3S-600/7-W | 111188 | 3-Step Flush Mounting Door Frame w. Door | 85 | cerere oferta | N | 1 | 0 | 1 | 6.68 | KG | 70X635X765 | 4015081107490 |  | 273 | PDC | 1
111163 | BP-U-3S-800/10 | 111163 | 3-Step Flush Mounting Door Frame w. Door | 85 | cerere oferta | N | 1 | 0 | 1 | 10.48 | KG | 70X835X1065 | 4015081107247 |  | 273 | PDC | 1
111197 | BP-U-3S-800/10-W | 111197 | 3-Step Flush Mounting Door Frame w. Door | 85 | cerere oferta | N | 1 | 0 | 1 | 10.58 | KG | 70X835X1065 | 4015081107582 |  | 273 | PDC | 1
111164 | BP-U-3S-800/12 | 111164 | 3-Step Flush Mounting Door Frame w. Door | 85 | cerere oferta | N | 1 | 0 | 1 | 12.08 | KG | 70X835X1265 | 4015081107254 |  | 273 | PDC | 1
111198 | BP-U-3S-800/12-W | 111198 | 3-Step Flush Mounting Door Frame w. Door | 85 | cerere oferta | N | 1 | 0 | 1 | 12.18 | KG | 70X835X1265 | 4015081107599 |  | 273 | PDC | 1
111165 | BP-U-3S-800/15 | 111165 | Cadru cu usa montaj ingropat | 85 | cerere oferta | N | 1 | 0 | 1 | 14.44 | KG | 70X835X1565 | 4015081107261 |  | 273 | PDC | 1
111199 | BP-U-3S-800/15-W | 111199 | 3-Step Flush Mounting Door Frame w. Door | 85 | cerere oferta | N | 1 | 0 | 1 | 14.54 | KG | 70X835X1565 | 4015081107605 |  | 273 | PDC | 1
111166 | BP-U-3S-800/17 | 111166 | 3-Step Flush Mounting Door Frame w. Door | 85 | cerere oferta | N | 1 | 0 | 1 | 16.03 | KG | 70X835X1765 | 4015081107278 |  | 273 | PDC | 1
111168 | BP-U-3S-800/17-P | 111168 | 3-Step Flush Mounting Door Frame w. Door | 85 | cerere oferta | N | 1 | 0 | 1 | 16.03 | KG | 70X835X1765 | 4015081107292 |  | 273 | PDC | 1
111202 | BP-U-3S-800/17-P-W | 111202 | 3-Step Flush Mounting Door Frame w. Door | 85 | cerere oferta | N | 1 | 0 | 1 | 16.13 | KG | 70X835X1765 | 4015081107636 |  | 273 | PDC | 1
111200 | BP-U-3S-800/17-W | 111200 | 3-Step Flush Mounting Door Frame w. Door | 85 | cerere oferta | N | 1 | 0 | 1 | 16.13 | KG | 70X835X1765 | 4015081107612 |  | 273 | PDC | 1
111167 | BP-U-3S-800/20 | 111167 | 3-Step Flush Mounting Door Frame w. Door | 85 | cerere oferta | N | 1 | 0 | 1 | 18.41 | KG | 70X835X2065 | 4015081107285 |  | 273 | PDC | 1
111169 | BP-U-3S-800/20-P | 111169 | 3-Step Flush Mounting Door Frame w. Door | 85 | cerere oferta | N | 1 | 0 | 1 | 18.41 | KG | 70X835X2065 | 4015081107308 |  | 273 | PDC | 1
111203 | BP-U-3S-800/20-P-W | 111203 | 3-Step Flush Mounting Door Frame w. Door | 85 | cerere oferta | N | 1 | 0 | 1 | 18.51 | KG | 70X835X2065 | 4015081107643 |  | 273 | PDC | 1
111201 | BP-U-3S-800/20-W | 111201 | 3-Step Flush Mounting Door Frame w. Door | 85 | cerere oferta | N | 1 | 0 | 1 | 18.51 | KG | 70X835X2065 | 4015081107629 |  | 273 | PDC | 1
111162 | BP-U-3S-800/7 | 111162 | 3-Step Flush Mounting Door Frame w. Door | 85 | cerere oferta | N | 1 | 0 | 1 | 8.11 | KG | 70X835X765 | 4015081107230 |  | 273 | PDC | 1
111196 | BP-U-3S-800/7-W | 111196 | 3-Step Flush Mounting Door Frame w. Door | 85 | cerere oferta | N | 1 | 0 | 1 | 8.21 | KG | 70X835X765 | 4015081107575 |  | 273 | PDC | 1
100979 | BP-U-400/10 | 100979 | Xboard ProfiPlus BP-U-400/10 | 85 | cerere oferta | S | 1 | 0 | 1 | 19.4 | KG | 200,000X415,000X1015,000 | 4015081008780 |  | 273 | PDC | 1
100980 | BP-U-400/12 | 100980 | Xboard ProfiPlus BP-U-400/12 | 85 | cerere oferta | S | 1 | 0 | 1 | 23.4 | KG | 200,000X415,000X1215,000 | 4015081008797 |  | 273 | PDC | 1
100977 | BP-U-400/4 | 100977 | Xboard ProfiPlus BP-U-400/4 | 85 | cerere oferta | S | 1 | 0 | 1 | 11.1 | KG | 200,000X415,000X415,000 | 4015081008766 |  | 273 | PDC | 1
100978 | BP-U-400/7 | 100978 | Xboard ProfiPlus BP-U-400/7 | 85 | cerere oferta | S | 1 | 0 | 1 | 15.9 | KG | 200,000X415,000X715,000 | 4015081008773 |  | 273 | PDC | 1
100983 | BP-U-600/10 | 100983 | Xboard ProfiPlus BP-U-600/10 | 85 | cerere oferta | S | 1 | 0 | 1 | 25.4 | KG | 200,000X615,000X1015,000 | 4015081008827 |  | 273 | PDC | 1
293316 | BP-U-600/10-C | 293316 | Xboard ProfiPlus BP-U-600/10-C | 85 | cerere oferta | S | 1 | 0 | 1 | 30.5 | KG | 200X615X1015 | 4015082933166 |  | 273 | PDC | 1
105938 | BP-U-600/10-C-W | 105938 | Flush Mounted Instal.Distribution Board | 85 | cerere oferta | S | 1 | 0 | 1 | 30.5 | KG | 200,000X615,000X1015,000 | 4015081056903 |  | 273 | PDC | 1
100984 | BP-U-600/12 | 100984 | Xboard ProfiPlus BP-U-600/12 | 85 | cerere oferta | S | 1 | 0 | 1 | 28.7 | KG | 200,000X615,000X1215,000 | 4015081008834 |  | 273 | PDC | 1
293317 | BP-U-600/12-C | 293317 | Xboard ProfiPlus BP-U-600/12-C | 85 | cerere oferta | S | 1 | 0 | 1 | 35.5 | KG | 200X615X1215 | 4015082933173 |  | 273 | PDC | 1
105939 | BP-U-600/12-C-W | 105939 | Flush Mounted Instal.Distribution Board | 85 | cerere oferta | S | 1 | 0 | 1 | 35.5 | KG | 200,000X615,000X1215,000 | 4015081056910 |  | 273 | PDC | 1
100985 | BP-U-600/15 | 100985 | Xboard ProfiPlus BP-U-600/15 | 85 | cerere oferta | S | 1 | 0 | 1 | 33.4 | KG | 200,000X615,000X1515,000 | 4015081008841 |  | 273 | PDC | 1
293318 | BP-U-600/15-C | 293318 | Xboard ProfiPlus BP-U-600/15-C | 85 | cerere oferta | S | 1 | 0 | 1 | 42.5 | KG | 200X615X1515 | 4015082933180 |  | 273 | PDC | 1
105940 | BP-U-600/15-C-W | 105940 | Flush Mounted Instal.Distribution Board | 85 | cerere oferta | S | 1 | 0 | 1 | 42.5 | KG | 200,000X615,000X1515,000 | 4015081056927 |  | 273 | PDC | 1
100981 | BP-U-600/4 | 100981 | Xboard ProfiPlus BP-U-600/4 | 85 | cerere oferta | S | 1 | 0 | 1 | 13.9 | KG | 200,000X615,000X415,000 | 4015081008803 |  | 273 | PDC | 1
100982 | BP-U-600/7 | 100982 | Xboard ProfiPlus BP-U-600/7 | 85 | cerere oferta | S | 1 | 0 | 1 | 7.66 | KG | 0 001X0 001X0 001 | 4015081008810 |  | 273 | PDC | 1
293315 | BP-U-600/7-C | 293315 | Xboard ProfiPlus BP-U-600/7-C | 85 | cerere oferta | S | 1 | 0 | 1 | 23.5 | KG | 200X615X715 | 4015082933159 |  | 273 | PDC | 1
105937 | BP-U-600/7-C-W | 105937 | Flush Mounted Instal.Distribution Board | 85 | cerere oferta | S | 1 | 0 | 1 | 23.5 | KG | 200,000X615,000X715,000 | 4015081056897 |  | 273 | PDC | 1
100987 | BP-U-800/10 | 100987 | Xboard ProfiPlus BP-U-800/10 | 85 | cerere oferta | S | 1 | 0 | 1 | 28.9 | KG | 200,000X815,000X1015,000 | 4015081008865 |  | 273 | PDC | 1
293320 | BP-U-800/10-C | 293320 | Xboard ProfiPlus BP-U-800/10-C | 85 | cerere oferta | S | 1 | 0 | 1 | 32.5 | KG | 200X815X1015 | 4015082933203 |  | 273 | PDC | 1
105942 | BP-U-800/10-C-W | 105942 | Flush Mounted Instal.Distribution Board | 85 | cerere oferta | S | 1 | 0 | 1 | 32.5 | KG | 200,000X815,000X1015,000 | 4015081056941 |  | 273 | PDC | 1
100988 | BP-U-800/12 | 100988 | Xboard ProfiPlus BP-U-800/12 | 85 | cerere oferta | S | 1 | 0 | 1 | 33.8 | KG | 200,000X815,000X1215,000 | 4015081008872 |  | 273 | PDC | 1
293321 | BP-U-800/12-C | 293321 | Xboard ProfiPlus BP-U-800/12-C | 85 | cerere oferta | S | 1 | 0 | 1 | 38.5 | KG | 200X815X1215 | 4015082933210 |  | 273 | PDC | 1
105943 | BP-U-800/12-C-W | 105943 | Flush Mounted Instal.Distribution Board | 85 | cerere oferta | S | 1 | 0 | 1 | 38.5 | KG | 200,000X815,000X1215,000 | 4015081056958 |  | 273 | PDC | 1
100989 | BP-U-800/15 | 100989 | Xboard ProfiPlus BP-U-800/15 | 85 | cerere oferta | S | 1 | 0 | 1 | 40.2 | KG | 200,000X815,000X1515,000 | 4015081008889 |  | 273 | PDC | 1
293322 | BP-U-800/15-C | 293322 | Xboard ProfiPlus BP-U-800/15-C | 85 | cerere oferta | S | 1 | 0 | 1 | 45.5 | KG | 200X815X1515 | 4015082933227 |  | 273 | PDC | 1
105944 | BP-U-800/15-C-W | 105944 | Flush Mounted Instal.Distribution Board | 85 | cerere oferta | S | 1 | 0 | 1 | 45.5 | KG | 200,000X815,000X1515,000 | 4015081056965 |  | 273 | PDC | 1
100986 | BP-U-800/7 | 100986 | Xboard ProfiPlus BP-U-800/7 | 85 | cerere oferta | S | 1 | 0 | 1 | 23.1 | KG | 200,000X815,000X715,000 | 4015081008858 |  | 273 | PDC | 1
293319 | BP-U-800/7-C | 293319 | Xboard ProfiPlus BP-U-800/7-C | 85 | cerere oferta | S | 1 | 0 | 1 | 25.5 | KG | 200X815X715 | 4015082933197 |  | 273 | PDC | 1
105941 | BP-U-800/7-C-W | 105941 | Flush Mounted Instal.Distribution Board | 85 | cerere oferta | S | 1 | 0 | 1 | 25.5 | KG | 200,000X815,000X715,000 | 4015081056934 |  | 273 | PDC | 1
120729 | BPZ-ASB/10 | 120729 | Separation Add-on boards | 85 | cerere oferta | N | 1 | 0 | 1 | 2.5 | KG | 200X90X1060 | 4015081185597 |  | 273 | PDC | 1
120730 | BPZ-ASB/12 | 120730 | Separation Add-on boards | 85 | cerere oferta | N | 1 | 0 | 1 | 3 | KG | 200X90X1260 | 4015081185603 |  | 273 | PDC | 1
120731 | BPZ-ASB/15 | 120731 | Separation Add-on boards | 85 | cerere oferta | N | 1 | 0 | 1 | 3.7 | KG | 200X90X1560 | 4015081185610 |  | 273 | PDC | 1
120727 | BPZ-ASB/4 | 120727 | Separation Add-on boards | 85 | cerere oferta | N | 1 | 0 | 1 | 1 | KG | 200X90X460 | 4015081185573 |  | 273 | PDC | 1
120728 | BPZ-ASB/7 | 120728 | Separation Add-on boards | 85 | cerere oferta | N | 1 | 0 | 1 | 1.8 | KG | 200X90X760 | 4015081185580 |  | 273 | PDC | 1
289861 | BPZ-BB/T-15/5/1000 | 289861 | Xboard ProfiPlus BPZ-BB/T-15/5/1000 | 85 | cerere oferta | S | 4 | 0 | 1 | 0.65 | KG | 0 001X0 001X0 001 | 4015082898618 |  | 273 | PDC | 1
289864 | BPZ-BB/T-15/5/2000 | 289864 | Xboard ProfiPlus BPZ-BB/T-15/5/2000 | 85 | cerere oferta | S | 4 | 0 | 1 | 1.19 | KG | 0 001X0 001X0 001 | 4015082898649 |  | 273 | PDC | 1
289862 | BPZ-BB/T-20/5/1000 | 289862 | Xboard ProfiPlus BPZ-BB/T-20/5/1000 | 85 | cerere oferta | S | 4 | 0 | 1 | 0.85 | KG | 0 001X0 001X0 001 | 4015082898625 |  | 273 | PDC | 1
289865 | BPZ-BB/T-20/5/2000 | 289865 | Xboard ProfiPlus BPZ-BB/T-20/5/2000 | 85 | cerere oferta | S | 4 | 0 | 1 | 1.67 | KG | 0 001X0 001X0 001 | 4015082898656 |  | 273 | PDC | 1
289867 | BPZ-BB/T-30/10/1000 | 289867 | Xboard ProfiPlus BPZ-BB/T-30/10/1000 | 85 | cerere oferta | S | 4 | 0 | 1 | 2.5 | KG | 0 001X0 001X0 001 | 4015082898670 |  | 273 | PDC | 1
289863 | BPZ-BB/T-32/5/1000 | 289863 | Xboard ProfiPlus BPZ-BB/T-32/5/1000 | 85 | cerere oferta | S | 4 | 0 | 1 | 1.35 | KG | 0 001X0 001X0 001 | 4015082898632 |  | 273 | PDC | 1
289868 | BPZ-BBS-4/250 | 289868 | Xboard ProfiPlus BPZ-BBS-4/400 | 85 | cerere oferta | S | 10 | 0 | 1 | 0.078 | KG | 0 001X0 001X0 001 | 4015082898687 |  | 273 | PDC | 1
289869 | BPZ-BBS-4/630 | 289869 | Xboard ProfiPlus BPZ-BBS-4/630 | 85 | cerere oferta | S | 10 | 0 | 1 | 0.56 | KG | 0 001X0 001X0 001 | 4015082898694 |  | 273 | PDC | 1
104331 | BPZ-BR/BBS630/V | 104331 | Xboard ProfiPlus BPZ-BR/BBS630/V | 85 | cerere oferta | S | 1 | 0 | 1 | 1.38 | KG | 0 001X0 001X0 001 | 4015081041589 |  | 273 | PDC | 1
102477 | BPZ-BR/KB24 | 102477 | Xboard ProfiPlus BPZ-BR/KB24 | 85 | cerere oferta | S | 1 | 2 | 1 | 0.1 | KG | 100X170X10 | 4015081023653 |  | 273 | PDC | 1
108381 | BPZ-BR/SASY/H-1000 | 108381 | Mounting Plate SASY | 85 | cerere oferta | N | 1 | 0 | 1 | 2.66 | KG | 60X925X305 | 4015081080151 |  | 273 | PDC | 1
108382 | BPZ-BR/SASY/H-1200 | 108382 | Mounting Plate SASY | 85 | cerere oferta | N | 1 | 0 | 1 | 2.94 | KG | 60X1125X305 | 4015081080168 |  | 273 | PDC | 1
108378 | BPZ-BR/SASY/H-400 | 108378 | Mounting Plate SASY | 85 | cerere oferta | N | 1 | 0 | 1 | 1.82 | KG | 60X325X305 | 4015081080120 |  | 273 | PDC | 1
108379 | BPZ-BR/SASY/H-600 | 108379 | Mounting Plate SASY | 85 | cerere oferta | N | 1 | 0 | 1 | 2.1 | KG | 60X525X305 | 4015081080137 |  | 273 | PDC | 1
108380 | BPZ-BR/SASY/H-800 | 108380 | Mounting Plate SASY | 85 | cerere oferta | N | 1 | 0 | 1 | 2.38 | KG | 60X725X305 | 4015081080144 |  | 273 | PDC | 1
111338 | BPZ-BR/WB3S/2 | 111338 | Coupling Flange | 85 | cerere oferta | S | 1 | 0 | 1 | 1.3 | KG | 175X225X5 | 4015081108992 |  | 273 | PDC | 1
144225 | BPZ-BZM1/2-1000-MV | 144225 | BPZ-BZM1/2-1000-MV | 85 | cerere oferta | N | 1 | 0 | 1 | 5.5 | KG | 95X925X305 | 4015081407354 |  | 273 | PDC | 1
144230 | BPZ-BZM1/2-1000-MV-W | 144230 | BPZ-BZM1/2-1000-MV-W | 85 | cerere oferta | N | 1 | 0 | 1 | 5.5 | KG | 95X925X305 | 4015081407408 |  | 273 | PDC | 1
144226 | BPZ-BZM1/2-1200-MV | 144226 | BPZ-BZM1/2-1200-MV | 85 | cerere oferta | N | 1 | 0 | 1 | 6.5 | KG | 95X1125X305 | 4015081407361 |  | 273 | PDC | 1
144231 | BPZ-BZM1/2-1200-MV-W | 144231 | BPZ-BZM1/2-1200-MV-W | 85 | cerere oferta | N | 1 | 0 | 1 | 6.5 | KG | 95X1125X305 | 4015081407415 |  | 273 | PDC | 1
144222 | BPZ-BZM1/2-400-MV | 144222 | BPZ-BZM1/2-400-MV | 85 | cerere oferta | N | 1 | 0 | 1 | 2.5 | KG | 95X325X305 | 4015081407323 |  | 273 | PDC | 1
144227 | BPZ-BZM1/2-400-MV-W | 144227 | BPZ-BZM1/2-400-MV-W | 85 | cerere oferta | N | 1 | 0 | 1 | 2.5 | KG | 95X325X305 | 4015081407378 |  | 273 | PDC | 1
144223 | BPZ-BZM1/2-600-MV | 144223 | BPZ-BZM1/2-600-MV | 85 | cerere oferta | N | 1 | 0 | 1 | 3.5 | KG | 95X525X305 | 4015081407330 |  | 273 | PDC | 1
144228 | BPZ-BZM1/2-600-MV-W | 144228 | BPZ-BZM1/2-600-MV-W | 85 | cerere oferta | N | 1 | 0 | 1 | 3.5 | KG | 95X525X305 | 4015081407385 |  | 273 | PDC | 1
144224 | BPZ-BZM1/2-800-MV | 144224 | BPZ-BZM1/2-800-MV | 85 | cerere oferta | N | 1 | 0 | 1 | 4.5 | KG | 95X725X305 | 4015081407347 |  | 273 | PDC | 1
144229 | BPZ-BZM1/2-800-MV-W | 144229 | BPZ-BZM1/2-800-MV-W | 85 | cerere oferta | N | 1 | 0 | 1 | 4.5 | KG | 95X725X305 | 4015081407392 |  | 273 | PDC | 1
102722 | BPZ-CB-44/14 | 102722 | Xboard ProfiPlus BPZ-CB-44/14 | 85 | cerere oferta | S | 10 | 1 | 1 | 0.013 | KG | 44,000X14,000X16,000 | 4015081025824 |  | 273 | PDC | 1
173646 | BPZ-CD-200/10 | 173646 | BPZ-CD-200/10 | 85 | cerere oferta | N | 1 | 0 | 1 | 2.7 | KG | 0 001X0 001X0 001 | 4015081700530 |  | 273 | PDC | 1
173647 | BPZ-CD-200/12 | 173647 | BPZ-CD-200/12 | 85 | cerere oferta | N | 1 | 0 | 1 | 3.3 | KG | 0 001X0 001X0 001 | 4015081700547 |  | 273 | PDC | 1
173648 | BPZ-CD-200/15 | 173648 | BPZ-CD-200/15 | 85 | cerere oferta | N | 1 | 0 | 1 | 4.1 | KG | 0 001X0 001X0 001 | 4015081700554 |  | 273 | PDC | 1
173644 | BPZ-CD-200/4 | 173644 | BPZ-CD-200/4 | 85 | cerere oferta | N | 1 | 0 | 1 | 1.4 | KG | 0 001X0 001X0 001 | 4015081700516 |  | 273 | PDC | 1
173645 | BPZ-CD-200/7 | 173645 | BPZ-CD-200/7 | 85 | cerere oferta | N | 1 | 0 | 1 | 2.2 | KG | 0 001X0 001X0 001 | 4015081700523 |  | 273 | PDC | 1
102471 | BPZ-CDB | 102471 | Xboard ProfiPlus BPZ-CDB | 85 | cerere oferta | S | 1 | 1 | 1 | 0.2 | KG | 100X170X50 | 4015081023592 |  | 273 | PDC | 1
105216 | BPZ-CDB23 | 105216 | Xboard ProfiPlus BPZ-CDB23 | 85 | cerere oferta | S | 1 | 1 | 1 | 0.25 | KG | 100,000X170,000X50,000 | 4015081050130 |  | 273 | PDC | 1
116916 | BPZ-CDB23/CP | 116916 | Fixing für cable channel C-profile | 106 | cerere oferta | N | 1 | 1 | 1 | 0.15 | KG | 30X55X80 | 4015081166541 |  | 273 | PDC | 1
109169 | BPZ-CDB58 | 109169 | Fixing for cable channel | 85 | cerere oferta | N | 1 | 1 | 1 | 0.28 | KG | 100X170X70 | 4015081087792 |  | 273 | PDC | 1
102720 | BPZ-CL-65/25 | 102720 | Xboard ProfiPlus BPZ-CL-65/25 | 85 | cerere oferta | S | 10 | 1 | 1 | 0.086 | KG | 65,000X25,000X7,000 | 4015081025800 |  | 273 | PDC | 1
102721 | BPZ-CL-70/30 | 102721 | Xboard ProfiPlus BPZ-CL-70/30 | 85 | cerere oferta | S | 10 | 1 | 1 | 0.09 | KG | 70,000X30,000X9,000 | 4015081025817 |  | 273 | PDC | 1
116919 | BPZ-CP-600 | 116919 | C-profile Rail 600 | 85 | cerere oferta | N | 10 | 2 | 1 | 0.15 | KG | 8,5X500X22 | 4015081166572 |  | 273 | PDC | 1
286771 | BPZ-CPS-7035 | 286771 | Xboard ProfiPlus BPZ-CPS-7035 | 85 | cerere oferta | S | 1 | 0 | 1 | 0.5 | KG | 0 001X0 001X0 001 | 4015082867713 |  | 273 | PDC | 1
119223 | BPZ-CP-TP1,2 | 119223 | Xboard General Accessories | 85 | cerere oferta | N | 1 | 1 | 1 | 0.33 | KG | 8,5X1200X22 | 4015081173600 |  | 273 | PDC | 1
106446 | BPZ-CTS-L | 106446 | Corner Tower Set | 85 | cerere oferta | S | 1 | 1 | 1 | 0.6 | KG | 200,000X70,000X100,000 | 4015081062164 |  | 273 | PDC | 1
106445 | BPZ-CTS-S | 106445 | Xboard ProfiPlus BPZ-CTS-S | 85 | cerere oferta | S | 1 | 1 | 1 | 0.4 | KG | 130,000X70,000X100,000 | 4015081062157 |  | 273 | PDC | 1
293594 | BPZ-DINR13-400 | 293594 | Xboard ProfiPlus BPZ-DINR13-400 | 85 | cerere oferta | S | 10 | 2 | 1 | 0.11 | KG | 15X290X35 | 4015082935948 |  | 273 | PDC | 1
286752 | BPZ-DINR13-400-B | 286752 | Xboard ProfiPlus BPZ-DINR13-400-B | 85 | cerere oferta | S | 10 | 1 | 1 | 3.52 | KG | 70X325X75 | 4015082867522 |  | 273 | PDC | 1
286751 | BPZ-DINR13-400-T | 286751 | Xboard ProfiPlus BPZ-DINR13-400-T | 85 | cerere oferta | S | 10 | 0 | 1 | 4.8 | KG | 50X325X45 | 4015082867515 |  | 273 | PDC | 1
293595 | BPZ-DINR24-600 | 293595 | Xboard ProfiPlus BPZ-DINR24-600 | 85 | cerere oferta | S | 10 | 1 | 1 | 0.19 | KG | 0 001X0 001X0 001 | 4015082935955 |  | 273 | PDC | 1
286754 | BPZ-DINR24-600-B | 286754 | Xboard ProfiPlus BPZ-DINR24-600-B | 85 | cerere oferta | S | 10 | 1 | 1 | 6 | KG | 70X525X75 | 4015082867546 |  | 273 | PDC | 1
286753 | BPZ-DINR24-600-T | 286753 | Xboard ProfiPlus BPZ-DINR24-600-T | 85 | cerere oferta | S | 10 | 0 | 1 | 0.46 | KG | 0 001X0 001X0 001 | 4015082867539 |  | 273 | PDC | 1
293596 | BPZ-DINR35-800 | 293596 | Xboard ProfiPlus BPZ-DINR35-800 | 85 | cerere oferta | S | 10 | 1 | 1 | 0.2 | KG | 0 001X0 001X0 001 | 4015082935962 |  | 273 | PDC | 1
286756 | BPZ-DINR35-800-B | 286756 | Xboard ProfiPlus BPZ-DINR35-800-B | 85 | cerere oferta | S | 10 | 1 | 1 | 6.5 | KG | 70X725X75 | 4015082867560 |  | 273 | PDC | 1
286755 | BPZ-DINR35-800-T | 286755 | Xboard ProfiPlus BPZ-DINR35-800-T | 85 | cerere oferta | S | 10 | 0 | 1 | 6.2 | KG | 50X725X45 | 4015082867553 |  | 273 | PDC | 1
293597 | BPZ-DINR46-1000 | 293597 | Xboard ProfiPlus BPZ-DINR46-1000 | 85 | cerere oferta | S | 10 | 1 | 1 | 0.33 | KG | 15X890X35 | 4015082935979 |  | 273 | PDC | 1
293591 | BPZ-DINR46-1000-B | 293591 | Xboard ProfiPlus BPZ-DINR46-1000-B | 85 | cerere oferta | S | 10 | 1 | 1 | 11.2 | KG | 0 001X0 001X0 001 | 4015082935917 |  | 273 | PDC | 1
293590 | BPZ-DINR46-1000-T | 293590 | Xboard ProfiPlus BPZ-DINR46-1000-T | 85 | cerere oferta | S | 10 | 0 | 1 | 5.81 | KG | 50X925X45 | 4015082935900 |  | 273 | PDC | 1
293598 | BPZ-DINR57-1200 | 293598 | Xboard ProfiPlus BPZ-DINR57-1200 | 85 | cerere oferta | S | 10 | 1 | 1 | 0.41 | KG | 15X1090X35 | 4015082935986 |  | 273 | PDC | 1
293593 | BPZ-DINR57-1200-B | 293593 | Xboard ProfiPlus BPZ-DINR57-1200-B | 85 | cerere oferta | S | 10 | 0 | 1 | 6.52 | KG | 70X1125X75 | 4015082935931 |  | 273 | PDC | 1
293592 | BPZ-DINR57-1200-T | 293592 | Xboard ProfiPlus BPZ-DINR57-1200-T | 85 | cerere oferta | S | 10 | 0 | 1 | 6.61 | KG | 50X1125X45 | 4015082935924 |  | 273 | PDC | 1
174350 | BPZ-DMS-1000/17-P | 174350 | Metal door with clip-down handle, IP54 | 85 | cerere oferta | N | 1 | 0 | 1 | 18.6 | KG | 0 001X0 001X0 001 | 4015081708123 |  | 273 | PDC | 1
174351 | BPZ-DMS-1000/20-P | 174351 | Metal door with clip-down handle, IP54 | 85 | cerere oferta | N | 1 | 0 | 1 | 22.3 | KG | 0 001X0 001X0 001 | 4015081708130 |  | 273 | PDC | 1
174342 | BPZ-DMS-600/17-P | 174342 | Metal door with clip-down handle, IP54 | 85 | cerere oferta | N | 1 | 0 | 1 | 10 | KG | 0 001X0 001X0 001 | 4015081708048 |  | 273 | PDC | 1
174343 | BPZ-DMS-600/20-P | 174343 | Metal door with clip-down handle, IP54 | 85 | cerere oferta | N | 1 | 0 | 1 | 11.5 | KG | 0 001X0 001X0 001 | 4015081708055 |  | 273 | PDC | 1
174347 | BPZ-DMS-800/17-P | 174347 | Metal door with clip-down handle, IP54 | 85 | cerere oferta | N | 1 | 0 | 1 | 14.8 | KG | 0 001X0 001X0 001 | 4015081708093 |  | 273 | PDC | 1
174348 | BPZ-DMS-800/20-P | 174348 | Metal door with clip-down handle, IP54 | 85 | cerere oferta | N | 1 | 0 | 1 | 18.1 | KG | 0 001X0 001X0 001 | 4015081708109 |  | 273 | PDC | 1
173576 | BPZ-DMT-400/7-P | 173576 | BPZ-DMT-400/7-P | 85 | cerere oferta | N | 1 |  | 1 | 4.3 | KG |  | 4015081699834 |  | 273 | PDC | 1
173582 | BPZ-DMT-600/10-P | 173582 | BPZ-DMT-600/10-P | 85 | cerere oferta | N | 1 |  | 1 | 9.3 | KG |  | 4015081699896 |  | 273 | PDC | 1
173581 | BPZ-DMT-600/7-P | 173581 | BPZ-DMT-600/7-P | 85 | cerere oferta | N | 1 |  | 1 | 6.5 | KG |  | 4015081699889 |  | 273 | PDC | 1
173589 | BPZ-DMT-800/10-P | 173589 | BPZ-DMT-800/10-P | 85 | cerere oferta | N | 1 |  | 1 | 12.5 | KG |  | 4015081699964 |  | 273 | PDC | 1
173590 | BPZ-DMT-800/12-P | 173590 | BPZ-DMT-800/12-P | 85 | cerere oferta | N | 1 |  | 1 | 15 | KG |  | 4015081699971 |  | 273 | PDC | 1
173591 | BPZ-DMT-800/15-P | 173591 | BPZ-DMT-800/15-P | 85 | cerere oferta | N | 1 |  | 1 | 18.2 | KG |  | 4015081699988 |  | 273 | PDC | 1
108388 | BPZ-DRS-MT/400-1 | 108388 | DIN Rail Set | 85 | cerere oferta | N | 1 | 0 | 1 | 2.65 | KG | 160X235X420 | 4015081080229 |  | 271 | PDC | 1
102419 | BPZ-DS-400/17 | 102419 | Metal door | 85 | cerere oferta | S | 1 | 0 | 1 | 6.2 | KG | 45X415X1710 | 4015081023073 |  | 273 | PDC | 1
106374 | BPZ-DS-400/17-L | 106374 | Metal door | 85 | cerere oferta | S | 1 | 0 | 1 | 6.5 | KG | 45,000X415,000X1710,000 | 4015081061440 |  | 273 | PDC | 1
106378 | BPZ-DS-400/17-L-W | 106378 | Metal door | 85 | cerere oferta | S | 1 | 0 | 1 | 6.5 | KG | 45,000X415,000X1710,000 | 4015081061488 |  | 273 | PDC | 1
102425 | BPZ-DS-400/17-P | 102425 | Metal door | 85 | cerere oferta | S | 1 | 0 | 1 | 7.2 | KG | 45X415X1710 | 4015081023134 |  | 273 | PDC | 1
102449 | BPZ-DS-400/17-P-W | 102449 | Metal door | 85 | cerere oferta | S | 1 | 0 | 1 | 7.2 | KG | 45X415X1710 | 4015081023370 |  | 273 | PDC | 1
102443 | BPZ-DS-400/17-W | 102443 | Metal door | 85 | cerere oferta | S | 1 | 0 | 1 | 6.2 | KG | 45X415X1710 | 4015081023318 |  | 273 | PDC | 1
102420 | BPZ-DS-400/20 | 102420 | Metal door | 85 | cerere oferta | S | 1 | 0 | 1 | 7.3 | KG | 45X415X2010 | 4015081023080 |  | 273 | PDC | 1
106375 | BPZ-DS-400/20-L | 106375 | Metal door | 85 | cerere oferta | S | 1 | 0 | 1 | 7.7 | KG | 45,000X415,000X2010,000 | 4015081061457 |  | 273 | PDC | 1
106379 | BPZ-DS-400/20-L-W | 106379 | Metal door | 85 | cerere oferta | S | 1 | 0 | 1 | 7.7 | KG | 45,000X415,000X2010,000 | 4015081061495 |  | 273 | PDC | 1
102426 | BPZ-DS-400/20-P | 102426 | Metal door | 85 | cerere oferta | S | 1 | 0 | 1 | 8.3 | KG | 45X415X2010 | 4015081023141 |  | 273 | PDC | 1
102450 | BPZ-DS-400/20-P-W | 102450 | Xboard ProfiPlus BPZ-DS-400/20-P-W | 85 | cerere oferta | S | 1 | 0 | 1 | 8.3 | KG | 45X415X2010 | 4015081023387 |  | 273 | PDC | 1
102444 | BPZ-DS-400/20-W | 102444 | Metal door | 85 | cerere oferta | S | 1 | 0 | 1 | 7.3 | KG | 45X415X2010 | 4015081023325 |  | 273 | PDC | 1
102421 | BPZ-DS-600/17 | 102421 | Metal door | 85 | cerere oferta | S | 1 | 0 | 1 | 9 | KG | 45X615X1710 | 4015081023097 |  | 273 | PDC | 1
106376 | BPZ-DS-600/17-L | 106376 | Metal door | 85 | cerere oferta | S | 1 | 0 | 1 | 9.1 | KG | 45,000X615,000X1710,000 | 4015081061464 |  | 273 | PDC | 1
106420 | BPZ-DS-600/17-L-W | 106420 | Metal door | 85 | cerere oferta | S | 1 | 0 | 1 | 9.1 | KG | 45,000X615,000X1710,000 | 4015081061907 |  | 273 | PDC | 1
102427 | BPZ-DS-600/17-P | 102427 | Metal door | 85 | cerere oferta | S | 1 | 0 | 1 | 10 | KG | 45X615X1710 | 4015081023158 |  | 273 | PDC | 1
102451 | BPZ-DS-600/17-P-W | 102451 | Metal door | 85 | cerere oferta | S | 1 | 0 | 1 | 10 | KG | 45X615X1710 | 4015081023394 |  | 273 | PDC | 1
102445 | BPZ-DS-600/17-W | 102445 | Metal door | 85 | cerere oferta | S | 1 | 0 | 1 | 9 | KG | 45X615X1710 | 4015081023332 |  | 273 | PDC | 1
102422 | BPZ-DS-600/20 | 102422 | Metal door | 85 | cerere oferta | S | 1 | 0 | 1 | 10.6 | KG | 45X615X2010 | 4015081023103 |  | 273 | PDC | 1
106377 | BPZ-DS-600/20-L | 106377 | Metal door | 85 | cerere oferta | S | 1 | 0 | 1 | 10.6 | KG | 45,000X615,000X2010,000 | 4015081061471 |  | 273 | PDC | 1
106421 | BPZ-DS-600/20-L-W | 106421 | Metal door | 85 | cerere oferta | S | 1 | 0 | 1 | 10.6 | KG | 45,000X615,000X2010,000 | 4015081061914 |  | 273 | PDC | 1
102428 | BPZ-DS-600/20-P | 102428 | Metal door | 85 | cerere oferta | S | 1 | 0 | 1 | 11.6 | KG | 45X615X2010 | 4015081023165 |  | 273 | PDC | 1
102452 | BPZ-DS-600/20-P-W | 102452 | Metal door | 85 | cerere oferta | S | 1 | 0 | 1 | 11.6 | KG | 45X615X2010 | 4015081023400 |  | 273 | PDC | 1
102446 | BPZ-DS-600/20-W | 102446 | Metal door | 85 | cerere oferta | S | 1 | 0 | 1 | 10.6 | KG | 45X615X2010 | 4015081023349 |  | 273 | PDC | 1
102423 | BPZ-DS-800/17 | 102423 | Metal door | 85 | cerere oferta | S | 1 | 0 | 1 | 11.8 | KG | 45X815X1710 | 4015081023110 |  | 273 | PDC | 1
102429 | BPZ-DS-800/17-P | 102429 | Metal door | 85 | cerere oferta | S | 1 | 0 | 1 | 12.8 | KG | 45X815X1710 | 4015081023172 |  | 273 | PDC | 1
102453 | BPZ-DS-800/17-P-W | 102453 | Metal door | 85 | cerere oferta | S | 1 | 0 | 1 | 12.8 | KG | 45X815X1710 | 4015081023417 |  | 273 | PDC | 1
102447 | BPZ-DS-800/17-W | 102447 | Metal door | 85 | cerere oferta | S | 1 | 0 | 1 | 11.8 | KG | 45X815X1710 | 4015081023356 |  | 273 | PDC | 1
102424 | BPZ-DS-800/20 | 102424 | Metal door | 85 | cerere oferta | S | 1 | 0 | 1 | 13.8 | KG | 45X815X2010 | 4015081023127 |  | 273 | PDC | 1
102430 | BPZ-DS-800/20-P | 102430 | Metal door | 85 | cerere oferta | S | 1 | 0 | 1 | 14.8 | KG | 45X815X2010 | 4015081023189 |  | 273 | PDC | 1
102454 | BPZ-DS-800/20-P-W | 102454 | Metal door | 85 | cerere oferta | S | 1 | 0 | 1 | 14.8 | KG | 45X815X2010 | 4015081023424 |  | 273 | PDC | 1
102448 | BPZ-DS-800/20-W | 102448 | Metal door | 85 | cerere oferta | S | 1 | 0 | 1 | 13.8 | KG | 45X815X2010 | 4015081023363 |  | 273 | PDC | 1
102431 | BPZ-DT-400/17 | 102431 | Glass door | 85 | cerere oferta | S | 1 | 0 | 1 | 3.7 | KG | 45X415X1710 | 4015081023196 |  | 273 | PDC | 1
106422 | BPZ-DT-400/17-L | 106422 | Glass door | 85 | cerere oferta | S | 1 | 0 | 1 | 10.9 | KG | 45,000X415,000X1710,000 | 4015081061921 |  | 273 | PDC | 1
106426 | BPZ-DT-400/17-L-W | 106426 | Glass door | 85 | cerere oferta | S | 1 | 0 | 1 | 10.9 | KG | 45,000X415,000X1710,000 | 4015081061969 |  | 273 | PDC | 1
102437 | BPZ-DT-400/17-P | 102437 | Glass door | 85 | cerere oferta | S | 1 | 0 | 1 | 4.7 | KG | 45X415X1710 | 4015081023257 |  | 273 | PDC | 1
102461 | BPZ-DT-400/17-P-W | 102461 | Glass door | 85 | cerere oferta | S | 1 | 0 | 1 | 4.7 | KG | 45X415X1710 | 4015081023493 |  | 273 | PDC | 1
102455 | BPZ-DT-400/17-W | 102455 | Glass door | 85 | cerere oferta | S | 1 | 0 | 1 | 3.7 | KG | 45X415X1710 | 4015081023431 |  | 273 | PDC | 1
102432 | BPZ-DT-400/20 | 102432 | Glass door | 85 | cerere oferta | S | 1 | 0 | 1 | 4.2 | KG | 45X415X2010 | 4015081023202 |  | 273 | PDC | 1
106423 | BPZ-DT-400/20-L | 106423 | Glass door | 85 | cerere oferta | S | 1 | 0 | 1 | 12.75 | KG | 45,000X415,000X2010,000 | 4015081061938 |  | 273 | PDC | 1
106427 | BPZ-DT-400/20-L-W | 106427 | Glass door | 85 | cerere oferta | S | 1 | 0 | 1 | 12.75 | KG | 45,000X415,000X2010,000 | 4015081061976 |  | 273 | PDC | 1
102438 | BPZ-DT-400/20-P | 102438 | Glass door | 85 | cerere oferta | S | 1 | 0 | 1 | 5.2 | KG | 45X415X2010 | 4015081023264 |  | 273 | PDC | 1
102462 | BPZ-DT-400/20-P-W | 102462 | Glass door | 85 | cerere oferta | S | 1 | 0 | 1 | 5.2 | KG | 45X415X2010 | 4015081023509 |  | 273 | PDC | 1
102456 | BPZ-DT-400/20-W | 102456 | Glass door | 85 | cerere oferta | S | 1 | 0 | 1 | 4.2 | KG | 45X415X2010 | 4015081023448 |  | 273 | PDC | 1
102433 | BPZ-DT-600/17 | 102433 | Glass door | 85 | cerere oferta | S | 1 | 0 | 1 | 5.4 | KG | 45X615X1710 | 4015081023219 |  | 273 | PDC | 1
106424 | BPZ-DT-600/17-L | 106424 | Glass door | 85 | cerere oferta | S | 1 | 0 | 1 | 16.9 | KG | 45,000X615,000X1710,000 | 4015081061945 |  | 273 | PDC | 1
106428 | BPZ-DT-600/17-L-W | 106428 | Glass door | 85 | cerere oferta | S | 1 | 0 | 1 | 16.9 | KG | 45,000X615,000X1710,000 | 4015081061983 |  | 273 | PDC | 1
102439 | BPZ-DT-600/17-P | 102439 | Glass door | 85 | cerere oferta | S | 1 | 0 | 1 | 6.4 | KG | 45X615X1710 | 4015081023271 |  | 273 | PDC | 1
102463 | BPZ-DT-600/17-P-W | 102463 | Glass door | 85 | cerere oferta | S | 1 | 0 | 1 | 6.4 | KG | 45X615X1710 | 4015081023516 |  | 273 | PDC | 1
102457 | BPZ-DT-600/17-W | 102457 | Glass door | 85 | cerere oferta | S | 1 | 0 | 1 | 5.4 | KG | 45X615X1710 | 4015081023455 |  | 273 | PDC | 1
102434 | BPZ-DT-600/20 | 102434 | Glass door | 85 | cerere oferta | S | 1 | 0 | 1 | 6.3 | KG | 45X615X2010 | 4015081023226 |  | 273 | PDC | 1
106425 | BPZ-DT-600/20-L | 106425 | Glass door | 85 | cerere oferta | S | 1 | 0 | 1 | 19.8 | KG | 45,000X615,000X2010,000 | 4015081061952 |  | 273 | PDC | 1
106429 | BPZ-DT-600/20-L-W | 106429 | Glass door | 85 | cerere oferta | S | 1 | 0 | 1 | 19.8 | KG | 45,000X615,000X2010,000 | 4015081061990 |  | 273 | PDC | 1
102440 | BPZ-DT-600/20-P | 102440 | Glass door | 85 | cerere oferta | S | 1 | 0 | 1 | 7.3 | KG | 45X615X2010 | 4015081023288 |  | 273 | PDC | 1
102464 | BPZ-DT-600/20-P-W | 102464 | Xboard ProfiPlus BPZ-DT-600/20-P-W | 85 | cerere oferta | S | 1 | 0 | 1 | 7.3 | KG | 45X615X2010 | 4015081023523 |  | 273 | PDC | 1
102458 | BPZ-DT-600/20-W | 102458 | Glass door | 85 | cerere oferta | S | 1 | 0 | 1 | 6.3 | KG | 45X615X2010 | 4015081023462 |  | 273 | PDC | 1
102435 | BPZ-DT-800/17 | 102435 | Glass door | 85 | cerere oferta | S | 1 | 0 | 1 | 7.2 | KG | 45X815X1710 | 4015081023233 |  | 273 | PDC | 1
102441 | BPZ-DT-800/17-P | 102441 | Glass door | 85 | cerere oferta | S | 1 | 0 | 1 | 8.2 | KG | 45X815X1710 | 4015081023295 |  | 273 | PDC | 1
102465 | BPZ-DT-800/17-P-W | 102465 | Glass door | 85 | cerere oferta | S | 1 | 0 | 1 | 8.2 | KG | 45X815X1710 | 4015081023530 |  | 273 | PDC | 1
102459 | BPZ-DT-800/17-W | 102459 | Glass door | 85 | cerere oferta | S | 1 | 0 | 1 | 7.2 | KG | 45X815X1710 | 4015081023479 |  | 273 | PDC | 1
102436 | BPZ-DT-800/20 | 102436 | Glass door | 85 | cerere oferta | S | 1 | 0 | 1 | 8.2 | KG | 45X815X2010 | 4015081023240 |  | 273 | PDC | 1
102442 | BPZ-DT-800/20-P | 102442 | Glass door | 85 | cerere oferta | S | 1 | 0 | 1 | 9.2 | KG | 45X815X2010 | 4015081023301 |  | 273 | PDC | 1
102466 | BPZ-DT-800/20-P-W | 102466 | Glass door | 85 | cerere oferta | S | 1 | 0 | 1 | 9.2 | KG | 45X815X2010 | 4015081023547 |  | 273 | PDC | 1
102460 | BPZ-DT-800/20-W | 102460 | Glass door | 85 | cerere oferta | S | 1 | 0 | 1 | 8.2 | KG | 45X815X2010 | 4015081023486 |  | 273 | PDC | 1
293526 | BPZ-FP-1000/050-BL | 293526 | Frontplate | 85 | cerere oferta | S | 1 | 0 | 1 | 0.81 | KG | 35X925X55 | 4015082935269 |  | 273 | PDC | 1
293527 | BPZ-FP-1000/050-BL-W | 293527 | Frontplate White | 85 | cerere oferta | S | 1 | 0 | 1 | 0.81 | KG | 35X925X55 | 4015082935276 |  | 273 | PDC | 1
293528 | BPZ-FP-1000/100-BL | 293528 | Xboard ProfiPlus BPZ-FP-1000/100-BL | 85 | cerere oferta | S | 1 | 0 | 1 | 1.2 | KG | 0 001X0 001X0 001 | 4015082935283 |  | 273 | PDC | 1
293529 | BPZ-FP-1000/100-BL-W | 293529 | Xboard ProfiPlus BPZ-FP-1000/100-BL-W | 85 | cerere oferta | S | 1 | 0 | 1 | 1.26 | KG | 35X925X105 | 4015082935290 |  | 273 | PDC | 1
293532 | BPZ-FP-1000/150-45 | 293532 | Xboard ProfiPlus BPZ-FP-1000/150-45 | 85 | cerere oferta | S | 1 | 0 | 1 | 1.36 | KG | 35X925X155 | 4015082935320 |  | 273 | PDC | 1
293533 | BPZ-FP-1000/150-45-W | 293533 | Xboard ProfiPlus BPZ-FP-1000/150-45-W | 85 | cerere oferta | S | 1 | 0 | 1 | 1.36 | KG | 35X925X155 | 4015082935337 |  | 273 | PDC | 1
293530 | BPZ-FP-1000/150-BL | 293530 | Xboard ProfiPlus BPZ-FP-1000/150-BL | 85 | cerere oferta | S | 1 | 0 | 1 | 1.52 | KG | 35X925X155 | 4015082935306 |  | 273 | PDC | 1
293531 | BPZ-FP-1000/150-BL-W | 293531 | Xboard ProfiPlus BPZ-FP-1000/150-BL-W | 85 | cerere oferta | S | 1 | 0 | 1 | 1.52 | KG | 35X925X155 | 4015082935313 |  | 273 | PDC | 1
293536 | BPZ-FP-1000/200-45 | 293536 | Xboard ProfiPlus BPZ-FP-1000/200-45 | 85 | cerere oferta | S | 1 | 0 | 1 | 1.95 | KG | 35X925X205 | 4015082935368 |  | 273 | PDC | 1
293537 | BPZ-FP-1000/200-45-W | 293537 | Xboard ProfiPlus BPZ-FP-1000/200-45-W | 85 | cerere oferta | S | 1 | 0 | 1 | 1.95 | KG | 35X925X205 | 4015082935375 |  | 273 | PDC | 1
293534 | BPZ-FP-1000/200-BL | 293534 | Xboard ProfiPlus BPZ-FP-1000/200-BL | 85 | cerere oferta | S | 1 | 0 | 1 | 2.14 | KG | 35X925X205 | 4015082935344 |  | 273 | PDC | 1
293535 | BPZ-FP-1000/200-BL-W | 293535 | Xboard ProfiPlus BPZ-FP-1000/200-BL-W | 85 | cerere oferta | S | 1 | 0 | 1 | 2.14 | KG | 35X925X205 | 4015082935351 |  | 273 | PDC | 1
108395 | BPZ-FP-1000/250-BL | 108395 | Xboard profiplus bpz-fp-1000/250-bl | 85 | cerere oferta | S | 1 | 0 | 1 | 2.76 | KG | 35X925X255 | 4015081080298 |  | 273 | PDC | 1
108405 | BPZ-FP-1000/250-BL-W | 108405 | Frontplate | 85 | cerere oferta | N | 1 | 0 | 1 | 2.76 | KG | 35X925X255 | 4015081080397 |  | 273 | PDC | 1
108396 | BPZ-FP-1000/300-BL | 108396 | Xboard profiplus bpz-fp-1000/300-bl | 85 | cerere oferta | S | 1 | 0 | 1 | 3.38 | KG | 35X925X305 | 4015081080304 |  | 273 | PDC | 1
108406 | BPZ-FP-1000/300-BL-W | 108406 | Frontplate | 85 | cerere oferta | N | 1 | 0 | 1 | 3.38 | KG | 35X925X305 | 4015081080403 |  | 273 | PDC | 1
119242 | BPZ-FP-1000/400-BL | 119242 | Front plate blind | 85 | cerere oferta | N | 1 | 0 | 1 | 5 | KG | 35X925X405 | 4015081173792 |  | 273 | PDC | 1
293538 | BPZ-FP-1200/050-BL | 293538 | Frontplate | 85 | cerere oferta | S | 1 | 0 | 1 | 1.01 | KG | 35X1125X55 | 4015082935382 |  | 273 | PDC | 1
293539 | BPZ-FP-1200/050-BL-W | 293539 | Frontplate White | 85 | cerere oferta | S | 1 | 0 | 1 | 1.01 | KG | 35X1125X55 | 4015082935399 |  | 273 | PDC | 1
293540 | BPZ-FP-1200/100-BL | 293540 | Xboard ProfiPlus BPZ-FP-1200/100-BL | 85 | cerere oferta | S | 1 | 0 | 1 | 1.46 | KG | 35X1125X105 | 4015082935405 |  | 273 | PDC | 1
293541 | BPZ-FP-1200/100-BL-W | 293541 | Xboard ProfiPlus BPZ-FP-1200/100-BL-W | 85 | cerere oferta | S | 1 | 0 | 1 | 1.46 | KG | 35X1125X105 | 4015082935412 |  | 273 | PDC | 1
293544 | BPZ-FP-1200/150-45 | 293544 | Xboard ProfiPlus BPZ-FP-1200/150-45 | 85 | cerere oferta | S | 1 | 0 | 1 | 1.6 | KG | 0 001X0 001X0 001 | 4015082935443 |  | 273 | PDC | 1
293545 | BPZ-FP-1200/150-45-W | 293545 | Xboard ProfiPlus BPZ-FP-1200/150-45-W | 85 | cerere oferta | S | 1 | 0 | 1 | 1.58 | KG | 35X1125X155 | 4015082935450 |  | 273 | PDC | 1
293542 | BPZ-FP-1200/150-BL | 293542 | Xboard ProfiPlus BPZ-FP-1200/150-BL | 85 | cerere oferta | S | 1 | 0 | 1 | 1.75 | KG | 35X1125X155 | 4015082935429 |  | 273 | PDC | 1
293543 | BPZ-FP-1200/150-BL-W | 293543 | Xboard ProfiPlus BPZ-FP-1200/150-BL-W | 85 | cerere oferta | S | 1 | 0 | 1 | 1.75 | KG | 35X1125X155 | 4015082935436 |  | 273 | PDC | 1
293548 | BPZ-FP-1200/200-45 | 293548 | Xboard ProfiPlus BPZ-FP-1200/200-45 | 85 | cerere oferta | S | 1 | 0 | 1 | 2.21 | KG | 35X1125X205 | 4015082935481 |  | 273 | PDC | 1
293549 | BPZ-FP-1200/200-45-W | 293549 | Xboard ProfiPlus BPZ-FP-1200/200-45-W | 85 | cerere oferta | S | 1 | 0 | 1 | 2.21 | KG | 35X1125X205 | 4015082935498 |  | 273 | PDC | 1
293546 | BPZ-FP-1200/200-BL | 293546 | Xboard ProfiPlus BPZ-FP-1200/200-BL | 85 | cerere oferta | S | 1 | 0 | 1 | 2.48 | KG | 35X1125X205 | 4015082935467 |  | 273 | PDC | 1
293547 | BPZ-FP-1200/200-BL-W | 293547 | Xboard ProfiPlus BPZ-FP-1200/200-BL-W | 85 | cerere oferta | S | 1 | 0 | 1 | 2.48 | KG | 35X1125X205 | 4015082935474 |  | 273 | PDC | 1
108397 | BPZ-FP-1200/250-BL | 108397 | Frontplate | 85 | cerere oferta | N | 1 | 0 | 1 | 3.21 | KG | 35X1125X255 | 4015081080311 |  | 273 | PDC | 1
108407 | BPZ-FP-1200/250-BL-W | 108407 | Frontplate | 85 | cerere oferta | N | 1 | 0 | 1 | 3.21 | KG | 35X1125X255 | 4015081080410 |  | 273 | PDC | 1
108398 | BPZ-FP-1200/300-BL | 108398 | Frontplate | 85 | cerere oferta | N | 1 | 0 | 1 | 3.94 | KG | 35X1125X305 | 4015081080328 |  | 273 | PDC | 1
108408 | BPZ-FP-1200/300-BL-W | 108408 | Frontplate | 85 | cerere oferta | N | 1 | 0 | 1 | 3.94 | KG | 35X1125X305 | 4015081080427 |  | 273 | PDC | 1
286675 | BPZ-FP-400/050-BL | 286675 | Frontplate | 85 | cerere oferta | S | 1 | 0 | 1 | 0.42 | KG | 35X325X55 | 4015082866754 |  | 273 | PDC | 1
292397 | BPZ-FP-400/050-BL-W | 292397 | Frontplate white | 85 | cerere oferta | S | 1 | 0 | 1 | 0.42 | KG | 35X325X55 | 4015082923976 |  | 273 | PDC | 1
286676 | BPZ-FP-400/100-BL | 286676 | Xboard ProfiPlus BPZ-FP-400/100-BL | 85 | cerere oferta | S | 1 | 0 | 1 | 0.42 | KG | 0 001X0 001X0 001 | 4015082866761 |  | 273 | PDC | 1
292398 | BPZ-FP-400/100-BL-W | 292398 | Xboard ProfiPlus BPZ-FP-400/100-BL-W | 85 | cerere oferta | S | 1 | 0 | 1 | 0.58 | KG | 35X325X105 | 4015082923983 |  | 273 | PDC | 1
108370 | BPZ-FP-400/100-RMQ | 108370 | Frontplate RMQ | 85 | cerere oferta | N | 1 | 0 | 1 | 0.48 | KG | 35X325X105 | 4015081080045 |  | 273 | PDC | 1
108372 | BPZ-FP-400/100-RMQ-W | 108372 | Frontplate RMQ | 85 | cerere oferta | N | 1 | 0 | 1 | 0.48 | KG | 35X325X105 | 4015081080069 |  | 273 | PDC | 1
286678 | BPZ-FP-400/150-45 | 286678 | Xboard ProfiPlus BPZ-FP-400/150-45 | 85 | cerere oferta | S | 1 | 0 | 1 | 0.62 | KG | 35X325X155 | 4015082866785 |  | 273 | PDC | 1
292400 | BPZ-FP-400/150-45-W | 292400 | Xboard ProfiPlus BPZ-FP-400/150-45-W | 85 | cerere oferta | S | 1 | 0 | 1 | 0.62 | KG | 35X325X155 | 4015082924003 |  | 273 | PDC | 1
286677 | BPZ-FP-400/150-BL | 286677 | Xboard ProfiPlus BPZ-FP-400/150-BL | 85 | cerere oferta | S | 1 | 0 | 1 | 0.73 | KG | 35X325X155 | 4015082866778 |  | 273 | PDC | 1
292399 | BPZ-FP-400/150-BL-W | 292399 | Xboard ProfiPlus BPZ-FP-400/150-BL-W | 85 | cerere oferta | S | 1 | 0 | 1 | 0.73 | KG | 35X325X155 | 4015082923990 |  | 273 | PDC | 1
286680 | BPZ-FP-400/200-45 | 286680 | Xboard ProfiPlus BPZ-FP-400/200-45 | 85 | cerere oferta | S | 1 | 0 | 1 | 0.78 | KG | 35X325X205 | 4015082866808 |  | 273 | PDC | 1
292402 | BPZ-FP-400/200-45-W | 292402 | Xboard ProfiPlus BPZ-FP-400/200-45-W | 85 | cerere oferta | S | 1 | 0 | 1 | 0.78 | KG | 35X325X205 | 4015082924027 |  | 273 | PDC | 1
286679 | BPZ-FP-400/200-BL | 286679 | Xboard ProfiPlus BPZ-FP-400/200-BL | 85 | cerere oferta | S | 1 | 0 | 1 | 0.74 | KG | 0 001X0 001X0 001 | 4015082866792 |  | 273 | PDC | 1
292401 | BPZ-FP-400/200-BL-W | 292401 | Xboard ProfiPlus BPZ-FP-400/200-BL-W | 85 | cerere oferta | S | 1 | 0 | 1 | 0.9 | KG | 35X325X205 | 4015082924010 |  | 273 | PDC | 1
108389 | BPZ-FP-400/250-BL | 108389 | Frontplate | 85 | cerere oferta | N | 1 | 0 | 1 | 1.3 | KG | 35X325X255 | 4015081080236 |  | 273 | PDC | 1
108399 | BPZ-FP-400/250-BL-W | 108399 | placa frontala plina | 85 | cerere oferta | N | 1 | 0 | 1 | 1.3 | KG | 35X325X255 | 4015081080335 |  | 273 | PDC | 1
108390 | BPZ-FP-400/300-BL | 108390 | Frontplate | 85 | cerere oferta | N | 1 | 0 | 1 | 1.6 | KG | 0 001X0 001X0 001 | 4015081080243 |  | 273 | PDC | 1
108400 | BPZ-FP-400/300-BL-W | 108400 | Frontplate | 85 | cerere oferta | N | 1 | 0 | 1 | 1.5 | KG | 35X325X305 | 4015081080342 |  | 273 | PDC | 1
286681 | BPZ-FP-600/050-BL | 286681 | Xboard ProfiPlus BPZ-FP-600/050-BL | 85 | cerere oferta | S | 1 | 0 | 1 | 0.55 | KG | 35X525X55 | 4015082866815 |  | 273 | PDC | 1
292403 | BPZ-FP-600/050-BL-W | 292403 | Frontplate white | 85 | cerere oferta | N | 1 | 0 | 1 | 0.38 | KG | 0 001X0 001X0 001 | 4015082924034 |  | 273 | PDC | 1
286682 | BPZ-FP-600/100-BL | 286682 | Xboard ProfiPlus BPZ-FP-600/100-BL | 85 | cerere oferta | S | 1 | 0 | 1 | 0.64 | KG | 0 001X0 001X0 001 | 4015082866822 |  | 273 | PDC | 1
292404 | BPZ-FP-600/100-BL-W | 292404 | Xboard ProfiPlus BPZ-FP-600/100-BL-W | 85 | cerere oferta | S | 1 | 0 | 1 | 0.8 | KG | 35X525X105 | 4015082924041 |  | 273 | PDC | 1
108371 | BPZ-FP-600/100-RMQ | 108371 | Frontplate RMQ | 85 | cerere oferta | N | 1 | 0 | 1 | 0.65 | KG | 35X525X105 | 4015081080052 |  | 273 | PDC | 1
108373 | BPZ-FP-600/100-RMQ-W | 108373 | Frontplate RMQ | 85 | cerere oferta | N | 1 | 0 | 1 | 0.65 | KG | 35X525X105 | 4015081080076 |  | 273 | PDC | 1
286684 | BPZ-FP-600/150-45 | 286684 | Xboard ProfiPlus BPZ-FP-600/150-45 | 85 | cerere oferta | S | 1 | 0 | 1 | 0.6 | KG | 0 001X0 001X0 001 | 4015082866846 |  | 273 | PDC | 1
292406 | BPZ-FP-600/150-45-W | 292406 | Xboard ProfiPlus BPZ-FP-600/150-45-W | 85 | cerere oferta | S | 1 | 0 | 1 | 0.86 | KG | 35X525X155 | 4015082924065 |  | 273 | PDC | 1
286683 | BPZ-FP-600/150-BL | 286683 | Xboard ProfiPlus BPZ-FP-600/150-BL | 85 | cerere oferta | S | 1 | 0 | 1 | 1 | KG | 0 001X0 001X0 001 | 4015082866839 |  | 273 | PDC | 1
292405 | BPZ-FP-600/150-BL-W | 292405 | Xboard ProfiPlus BPZ-FP-600/150-BL-W | 85 | cerere oferta | S | 1 | 0 | 1 | 0.95 | KG | 35X525X155 | 4015082924058 |  | 273 | PDC | 1
286686 | BPZ-FP-600/200-45 | 286686 | Xboard ProfiPlus BPZ-FP-600/200-45 | 85 | cerere oferta | S | 1 | 0 | 1 | 1 | KG | 0 001X0 001X0 001 | 4015082866860 |  | 273 | PDC | 1
292408 | BPZ-FP-600/200-45-W | 292408 | Xboard ProfiPlus BPZ-FP-600/200-45-W | 85 | cerere oferta | S | 1 | 0 | 1 | 1.12 | KG | 35X525X205 | 4015082924089 |  | 273 | PDC | 1
286685 | BPZ-FP-600/200-BL | 286685 | Xboard ProfiPlus BPZ-FP-600/200-BL | 85 | cerere oferta | S | 1 | 0 | 1 | 1.35 | KG | 35X525X205 | 4015082866853 |  | 273 | PDC | 1
292407 | BPZ-FP-600/200-BL-W | 292407 | Xboard ProfiPlus BPZ-FP-600/200-BL-W | 85 | cerere oferta | S | 1 | 0 | 1 | 1.35 | KG | 35X525X205 | 4015082924072 |  | 273 | PDC | 1
108391 | BPZ-FP-600/250-BL | 108391 | Front plate, blind, grey, W'600, H'250 | 85 | cerere oferta | N | 1 | 0 | 1 | 1.8 | KG | 35X525X255 | 4015081080250 |  | 273 | PDC | 1
108401 | BPZ-FP-600/250-BL-W | 108401 | Frontplate | 85 | cerere oferta | N | 1 | 0 | 1 | 1.8 | KG | 35X525X255 | 4015081080359 |  | 273 | PDC | 1
108392 | BPZ-FP-600/300-BL | 108392 | Xboard profiplus bpz-fp-600/300-bl | 85 | cerere oferta | S | 1 | 0 | 1 | 2.1 | KG | 35X525X305 | 4015081080267 |  | 273 | PDC | 1
108402 | BPZ-FP-600/300-BL-W | 108402 | Frontplate | 85 | cerere oferta | N | 1 | 0 | 1 | 2.1 | KG | 35X525X305 | 4015081080366 |  | 273 | PDC | 1
119234 | BPZ-FP-600/400-BL | 119234 | Front plate blind | 85 | cerere oferta | N | 1 | 0 | 1 | 3 | KG | 35X525X405 | 4015081173716 |  | 273 | PDC | 1
286687 | BPZ-FP-800/050-BL | 286687 | Frontplate | 85 | cerere oferta | S | 1 | 0 | 1 | 0.68 | KG | 35X725X55 | 4015082866877 |  | 273 | PDC | 1
292409 | BPZ-FP-800/050-BL-W | 292409 | Frontplate white | 85 | cerere oferta | S | 1 | 0 | 1 | 0.68 | KG | 35X725X55 | 4015082924096 |  | 273 | PDC | 1
286688 | BPZ-FP-800/100-BL | 286688 | Xboard ProfiPlus BPZ-FP-800/100-BL | 85 | cerere oferta | S | 1 | 0 | 1 | 0.8 | KG | 0 001X0 001X0 001 | 4015082866884 |  | 273 | PDC | 1
292410 | BPZ-FP-800/100-BL-W | 292410 | Xboard ProfiPlus BPZ-FP-800/100-BL-W | 85 | cerere oferta | S | 1 | 0 | 1 | 1.04 | KG | 35X725X105 | 4015082924102 |  | 273 | PDC | 1
286690 | BPZ-FP-800/150-45 | 286690 | Xboard ProfiPlus BPZ-FP-800/150-45 | 85 | cerere oferta | S | 1 | 0 | 1 | 1 | KG | 0 001X0 001X0 001 | 4015082866907 |  | 273 | PDC | 1
292412 | BPZ-FP-800/150-45-W | 292412 | Xboard ProfiPlus BPZ-FP-800/150-45-W | 85 | cerere oferta | S | 1 | 0 | 1 | 1.1 | KG | 35X725X155 | 4015082924126 |  | 273 | PDC | 1
286689 | BPZ-FP-800/150-BL | 286689 | Xboard ProfiPlus BPZ-FP-800/150-BL | 85 | cerere oferta | S | 1 | 0 | 1 | 1.4 | KG | 35X725X155 | 4015082866891 |  | 273 | PDC | 1
292411 | BPZ-FP-800/150-BL-W | 292411 | Xboard ProfiPlus BPZ-FP-800/150-BL-W | 85 | cerere oferta | S | 1 | 0 | 1 | 1.4 | KG | 35X725X155 | 4015082924119 |  | 273 | PDC | 1
286692 | BPZ-FP-800/200-45 | 286692 | Xboard ProfiPlus BPZ-FP-800/200-45 | 85 | cerere oferta | S | 1 | 0 | 1 | 1.45 | KG | 35X725X205 | 4015082866921 |  | 273 | PDC | 1
292414 | BPZ-FP-800/200-45-W | 292414 | Xboard ProfiPlus BPZ-FP-800/200-45-W | 85 | cerere oferta | S | 1 | 0 | 1 | 1.45 | KG | 35X725X205 | 4015082924140 |  | 273 | PDC | 1
286691 | BPZ-FP-800/200-BL | 286691 | Xboard ProfiPlus BPZ-FP-800/200-BL | 85 | cerere oferta | S | 1 | 0 | 1 | 1.74 | KG | 35X725X205 | 4015082866914 |  | 273 | PDC | 1
292413 | BPZ-FP-800/200-BL-W | 292413 | Xboard ProfiPlus BPZ-FP-800/200-BL-W | 85 | cerere oferta | S | 1 | 0 | 1 | 1.74 | KG | 35X725X205 | 4015082924133 |  | 273 | PDC | 1
108393 | BPZ-FP-800/250-BL | 108393 | Xboard profiplus bpz-fp-800/250-bl | 85 | cerere oferta | S | 1 | 0 | 1 | 2.3 | KG | 35X725X255 | 4015081080274 |  | 273 | PDC | 1
108403 | BPZ-FP-800/250-BL-W | 108403 | Frontplate | 85 | cerere oferta | N | 1 | 0 | 1 | 2.3 | KG | 35X725X255 | 4015081080373 |  | 273 | PDC | 1
108394 | BPZ-FP-800/300-BL | 108394 | Frontplate | 85 | cerere oferta | S | 1 | 0 | 1 | 2.45 | KG | 0 001X0 001X0 001 | 4015081080281 |  | 273 | PDC | 1
108404 | BPZ-FP-800/300-BL-W | 108404 | Frontplate | 85 | cerere oferta | N | 1 | 0 | 1 | 2.7 | KG | 35X725X305 | 4015081080380 |  | 273 | PDC | 1
119237 | BPZ-FP-800/350-BL | 119237 | Front plate blind | 85 | cerere oferta | N | 1 | 0 | 1 | 3.5 | KG | 35X725X355 | 4015081173747 |  | 273 | PDC | 1
119238 | BPZ-FP-800/400-BL | 119238 | Front plate blind | 85 | cerere oferta | N | 1 | 0 | 1 | 4 | KG | 35X725X405 | 4015081173754 |  | 273 | PDC | 1
119280 | BPZ-FPK-1000/100-BL | 119280 | BPZ-FPK-1000/100-BL | 85 | cerere oferta | N | 1 | 0 | 1 | 0.371 | KG | 40X925X105 | 4015081174171 |  | 273 | PDC | 1
119282 | BPZ-FPK-1000/200-BL | 119282 | BPZ-FPK-1000/200-BL | 85 | cerere oferta | N | 1 | 0 | 1 | 0.743 | KG | 40X925X205 | 4015081174195 |  | 273 | PDC | 1
119283 | BPZ-FPK-1000/250-BL | 119283 | BPZ-FPK-1000/250-BL | 85 | cerere oferta | N | 1 | 0 | 1 | 0.928 | KG | 40X925X255 | 4015081174201 |  | 273 | PDC | 1
119284 | BPZ-FPK-1000/300-BL | 119284 | BPZ-FPK-1000/300-BL | 85 | cerere oferta | N | 1 | 0 | 1 | 1.114 | KG | 40X925X305 | 4015081174218 |  | 273 | PDC | 1
119285 | BPZ-FPK-1000/350-BL | 119285 | BPZ-FPK-1000/350-BL | 85 | cerere oferta | N | 1 | 0 | 1 | 1.3 | KG | 40X925X355 | 4015081174225 |  | 273 | PDC | 1
119286 | BPZ-FPK-1200/100-BL | 119286 | Front plate blind Plastic | 85 | cerere oferta | S | 1 | 0 | 1 | 0.452 | KG | 40X1125X105 | 4015081174232 |  | 273 | PDC | 1
119287 | BPZ-FPK-1200/150-BL | 119287 | Front plate blind Plastic | 85 | cerere oferta | S | 1 | 0 | 1 | 0.678 | KG | 40X1125X155 | 4015081174249 |  | 273 | PDC | 1
119288 | BPZ-FPK-1200/200-BL | 119288 | BPZ-FPK-1200/200-BL | 85 | cerere oferta | N | 1 | 0 | 1 | 0.905 | KG | 40X1125X205 | 4015081174256 |  | 273 | PDC | 1
119289 | BPZ-FPK-1200/250-BL | 119289 | BPZ-FPK-1200/250-BL | 85 | cerere oferta | N | 1 | 0 | 1 | 1.13 | KG | 40X1125X255 | 4015081174263 |  | 273 | PDC | 1
119290 | BPZ-FPK-1200/300-BL | 119290 | Front plate blind Plastic | 85 | cerere oferta | S | 1 | 0 | 1 | 1.357 | KG | 40X1125X305 | 4015081174270 |  | 273 | PDC | 1
119291 | BPZ-FPK-1200/350-BL | 119291 | BPZ-FPK-1200/350-BL | 85 | cerere oferta | N | 1 | 0 | 1 | 1.583 | KG | 40X1125X355 | 4015081174287 |  | 273 | PDC | 1
119266 | BPZ-FPK-600/100-BL | 119266 | Front plate blind Plastic | 85 | cerere oferta | N | 1 | 1 | 1 | 0.21 | KG | 40X525X105 | 4015081174034 |  | 273 | PDC | 1
119267 | BPZ-FPK-600/150-BL | 119267 | Front plate blind Plastic | 85 | cerere oferta | N | 1 | 1 | 1 | 0.315 | KG | 40X525X155 | 4015081174041 |  | 273 | PDC | 1
119295 | BPZ-FPK-600/200-45 | 119295 | Front plate blind Plastic | 85 | cerere oferta | S | 1 | 0 | 1 | 0.377 | KG | 40X525X205 | 4015081174324 |  | 273 | PDC | 1
119268 | BPZ-FPK-600/200-BL | 119268 | Front plate blind Plastic | 85 | cerere oferta | N | 1 | 0 | 1 | 0.42 | KG | 40X525X205 | 4015081174058 |  | 273 | PDC | 1
119269 | BPZ-FPK-600/250-BL | 119269 | Front plate blind Plastic | 85 | cerere oferta | N | 1 | 0 | 1 | 0.525 | KG | 40X525X255 | 4015081174065 |  | 273 | PDC | 1
119270 | BPZ-FPK-600/300-BL | 119270 | Front plate blind Plastic | 85 | cerere oferta | N | 1 | 0 | 1 | 0.63 | KG | 40X525X305 | 4015081174072 |  | 273 | PDC | 1
119271 | BPZ-FPK-600/350-BL | 119271 | Front plate blind Plastic | 85 | cerere oferta | N | 1 | 0 | 1 | 0.735 | KG | 40X525X355 | 4015081174089 |  | 273 | PDC | 1
119273 | BPZ-FPK-800/100-BL | 119273 | BPZ-FPK-800/100-BL | 85 | cerere oferta | N | 1 | 0 | 1 | 0.291 | KG | 40X725X105 | 4015081174102 |  | 273 | PDC | 1
119275 | BPZ-FPK-800/200-BL | 119275 | BPZ-FPK-800/200-BL | 85 | cerere oferta | N | 1 | 0 | 1 | 0.581 | KG | 40X725X205 | 4015081174126 |  | 273 | PDC | 1
119277 | BPZ-FPK-800/300-BL | 119277 | BPZ-FPK-800/300-BL | 85 | cerere oferta | N | 1 | 0 | 1 | 0.872 | KG | 40X725X305 | 4015081174140 |  | 273 | PDC | 1
119278 | BPZ-FPK-800/350-BL | 119278 | Front plate blind Plastic | 85 | cerere oferta | N | 1 | 0 | 1 | 1.017 | KG | 40X725X355 | 4015081174157 |  | 273 | PDC | 1
108291 | BPZ-FPP-400/300-BL | 108291 | Frontplate | 85 | cerere oferta | N | 1 | 0 | 1 | 1.1 | KG | 35X325X305 | 4015081078059 |  | 273 | PDC | 1
108296 | BPZ-FPP-400/300-BL-W | 108296 | Frontplate | 85 | cerere oferta | N | 1 | 0 | 1 | 1.1 | KG | 35X325X305 | 4015081079605 |  | 273 | PDC | 1
108292 | BPZ-FPP-600/300-BL | 108292 | Cutii distributie metal | 85 | cerere oferta | S | 1 | 0 | 1 | 1.4 | KG | 35X525X305 | 4015081078066 |  | 273 | PDC | 1
108297 | BPZ-FPP-600/300-BL-W | 108297 | Frontplate | 85 | cerere oferta | N | 1 | 0 | 1 | 1.4 | KG | 35X525X305 | 4015081079612 |  | 273 | PDC | 1
108293 | BPZ-FPP-600/500-BL | 108293 | Cutii distributie metal | 85 | cerere oferta | S | 1 | 0 | 1 | 1.9 | KG | 35X525X505 | 4015081078073 |  | 273 | PDC | 1
108298 | BPZ-FPP-600/500-BL-W | 108298 | Frontplate | 85 | cerere oferta | N | 1 | 0 | 1 | 1.9 | KG | 35X525X505 | 4015081079629 |  | 273 | PDC | 1
108294 | BPZ-FPP-800/300-BL | 108294 | Cutii distributie metal | 85 | cerere oferta | S | 1 | 0 | 1 | 1.7 | KG | 35X725X305 | 4015081078080 |  | 273 | PDC | 1
108299 | BPZ-FPP-800/300-BL-W | 108299 | Frontplate | 85 | cerere oferta | N | 1 | 0 | 1 | 1.7 | KG | 35X725X305 | 4015081079636 |  | 273 | PDC | 1
108295 | BPZ-FPP-800/500-BL | 108295 | Cutii distributie metal | 85 | cerere oferta | S | 1 | 0 | 1 | 2 | KG | 35X725X505 | 4015081078097 |  | 273 | PDC | 1
108330 | BPZ-FPP-800/500-BL-W | 108330 | Frontplate | 85 | cerere oferta | N | 1 | 0 | 1 | 2 | KG | 35X725X505 | 4015081079643 |  | 273 | PDC | 1
106434 | BPZ-FPS/10 | 106434 | Front plate support | 85 | cerere oferta | S | 1 | 0 | 1 | 1.3 | KG | 0 001X0 001X0 001 | 4015081062041 |  | 273 | PDC | 1
112346 | BPZ-FPS/1150 | 112346 | Frontplate support, height 1150 (set) | 85 | cerere oferta | N | 1 | 0 | 1 | 1.4 | KG | 20X45X1150 | 4015081119066 |  | 273 | PDC | 1
106433 | BPZ-FPS/13 | 106433 | Front plate support | 85 | cerere oferta | S | 1 | 0 | 1 | 1.76 | KG | 0 001X0 001X0 001 | 4015081062034 |  | 273 | PDC | 1
112347 | BPZ-FPS/1450 | 112347 | Front plate support | 85 | cerere oferta | N | 1 | 0 | 1 | 1.98 | KG | 0 001X0 001X0 001 | 4015081119073 |  | 273 | PDC | 1
106432 | BPZ-FPS/16 | 106432 | Front plate support | 85 | cerere oferta | S | 1 | 0 | 1 | 2.2 | KG | 0 001X0 001X0 001 | 4015081062027 |  | 273 | PDC | 1
106431 | BPZ-FPS/17 | 106431 | Front plate support | 85 | cerere oferta | S | 1 | 0 | 1 | 2.1 | KG | 15,000X40,000X1650,000 | 4015081062010 |  | 273 | PDC | 1
106439 | BPZ-FPS/2 | 106439 | Front plate support | 85 | cerere oferta | S | 1 | 1 | 1 | 0.27 | KG | 0 001X0 001X0 001 | 4015081062096 |  | 273 | PDC | 1
106430 | BPZ-FPS/20 | 106430 | Front plate support | 85 | cerere oferta | S | 1 | 0 | 1 | 2.5 | KG | 15,000X40,000X1950,000 | 4015081062003 |  | 273 | PDC | 1
106438 | BPZ-FPS/3 | 106438 | Front plate support | 85 | cerere oferta | S | 1 | 1 | 1 | 0.4 | KG | 15,000X40,000X300,000 | 4015081062089 |  | 273 | PDC | 1
112343 | BPZ-FPS/350 | 112343 | Front plate support | 85 | cerere oferta | N | 1 | 1 | 1 | 0.8 | KG | 0 001X0 001X0 001 | 4015081119035 |  | 273 | PDC | 1
106437 | BPZ-FPS/5 | 106437 | Front plate support | 85 | cerere oferta | S | 1 | 1 | 1 | 0.68 | KG | 0 001X0 001X0 001 | 4015081062072 |  | 273 | PDC | 1
112344 | BPZ-FPS/650 | 112344 | Front plate support | 85 | cerere oferta | N | 1 | 0 | 1 | 1.12 | KG | 0 001X0 001X0 001 | 4015081119042 |  | 273 | PDC | 1
106436 | BPZ-FPS/7 | 106436 | Front plate support | 85 | cerere oferta | S | 1 | 0 | 1 | 0.96 | KG | 0 001X0 001X0 001 | 4015081062065 |  | 273 | PDC | 1
106435 | BPZ-FPS/8 | 106435 | Front plate support | 85 | cerere oferta | S | 1 | 0 | 1 | 1.09 | KG | 0 001X0 001X0 001 | 4015081062058 |  | 273 | PDC | 1
112345 | BPZ-FPS/950 | 112345 | Front plate support | 85 | cerere oferta | N | 1 | 0 | 1 | 1.36 | KG | 0 001X0 001X0 001 | 4015081119059 |  | 273 | PDC | 1
293505 | BPZ-FS-1000/1 | 293505 | Front Cover for Socket | 85 | cerere oferta | S | 1 | 0 | 1 | 2.3 | KG | 20X1005X105 | 4015082935054 |  | 273 | PDC | 1
293506 | BPZ-FS-1000/1-W | 293506 | Front Cover for Socket White | 85 | cerere oferta | S | 1 | 0 | 1 | 2.3 | KG | 20X1005X105 | 4015082935061 |  | 273 | PDC | 1
293507 | BPZ-FS-1000/2 | 293507 | Front Cover for Socket | 85 | cerere oferta | S | 1 | 0 | 1 | 4 | KG | 20X1005X205 | 4015082935078 |  | 273 | PDC | 1
293508 | BPZ-FS-1000/2-W | 293508 | Front Cover for Socket White | 85 | cerere oferta | S | 1 | 0 | 1 | 4 | KG | 20X1005X205 | 4015082935085 |  | 273 | PDC | 1
293509 | BPZ-FS-1200/1 | 293509 | Front Cover for Socket | 85 | cerere oferta | S | 1 | 0 | 1 | 2.6 | KG | 20X1205X105 | 4015082935092 |  | 273 | PDC | 1
293510 | BPZ-FS-1200/1-W | 293510 | Front Cover for Socket White | 85 | cerere oferta | S | 1 | 0 | 1 | 2.6 | KG | 20X1205X105 | 4015082935108 |  | 273 | PDC | 1
293511 | BPZ-FS-1200/2 | 293511 | Front Cover for Socket | 85 | cerere oferta | S | 1 | 0 | 1 | 4.4 | KG | 20X1205X205 | 4015082935115 |  | 273 | PDC | 1
293512 | BPZ-FS-1200/2-W | 293512 | Front Cover for Socket White | 85 | cerere oferta | S | 1 | 0 | 1 | 4.4 | KG | 20X1205X205 | 4015082935122 |  | 273 | PDC | 1
293493 | BPZ-FS-400/1 | 293493 | Front Cover for Socket | 85 | cerere oferta | S | 1 | 1 | 1 | 0.9 | KG | 20X405X105 | 4015082934934 |  | 273 | PDC | 1
293494 | BPZ-FS-400/1-W | 293494 | Xboard ProfiPlus BPZ-FS-400/1-W | 85 | cerere oferta | S | 1 | 1 | 1 | 0.9 | KG | 20X405X105 | 4015082934941 |  | 273 | PDC | 1
293495 | BPZ-FS-400/2 | 293495 | Front Cover for Socket | 85 | cerere oferta | S | 1 | 0 | 1 | 1.3 | KG | 20X405X205 | 4015082934958 |  | 273 | PDC | 1
293496 | BPZ-FS-400/2-W | 293496 | Front Cover for Socket White | 85 | cerere oferta | S | 1 | 0 | 1 | 1.3 | KG | 20X405X205 | 4015082934965 |  | 273 | PDC | 1
293497 | BPZ-FS-600/1 | 293497 | Front Cover for Socket | 85 | cerere oferta | S | 1 | 0 | 1 | 1.4 | KG | 20X605X105 | 4015082934972 |  | 273 | PDC | 1
293498 | BPZ-FS-600/1-W | 293498 | Xboard ProfiPlus BPZ-FS-600/1-W | 85 | cerere oferta | S | 1 | 0 | 1 | 1.4 | KG | 20X605X105 | 4015082934989 |  | 273 | PDC | 1
293499 | BPZ-FS-600/2 | 293499 | Front Cover for Socket | 85 | cerere oferta | S | 1 | 0 | 1 | 2 | KG | 20X605X205 | 4015082934996 |  | 273 | PDC | 1
293500 | BPZ-FS-600/2-W | 293500 | Front Cover for Socket White | 85 | cerere oferta | S | 1 | 0 | 1 | 2 | KG | 20X605X205 | 4015082935009 |  | 273 | PDC | 1
293501 | BPZ-FS-800/1 | 293501 | Front Cover for Socket | 85 | cerere oferta | S | 1 | 0 | 1 | 1.9 | KG | 20X805X105 | 4015082935016 |  | 273 | PDC | 1
293502 | BPZ-FS-800/1-W | 293502 | Front Cover for Socket White | 85 | cerere oferta | S | 1 | 0 | 1 | 1.4 | KG | 0 001X0 001X0 001 | 4015082935023 |  | 273 | PDC | 1
293503 | BPZ-FS-800/2 | 293503 | Front Cover for Socket | 85 | cerere oferta | S | 1 | 0 | 1 | 2.7 | KG | 20X805X205 | 4015082935030 |  | 273 | PDC | 1
293504 | BPZ-FS-800/2-W | 293504 | Front Cover for Socket White | 85 | cerere oferta | S | 1 | 0 | 1 | 2.7 | KG | 20X805X205 | 4015082935047 |  | 273 | PDC | 1
109261 | BPZ-IC/50-16/235-N | 109261 | Terminal | 85 | cerere oferta | N | 10 | 0 | 30 | 0.09 | KG | 50X280X30 | 4015081087976 |  | 273 | PDC | 1
109262 | BPZ-IC/50-16/500-PE | 109262 | Terminal | 85 | cerere oferta | N | 60 | 0 | 1 | 0.21 | KG | 50X280X30 | 4015081087983 |  | 273 | PDC | 1
106443 | BPZ-KAS-1000 | 106443 | Cable strain relief r. | 85 | cerere oferta | S | 1 | 0 | 1 | 0.64 | KG | 950,000X25,000X43,000 | 4015081062133 |  | 273 | PDC | 1
106444 | BPZ-KAS-1200 | 106444 | Cable strain relief r. | 85 | cerere oferta | S | 1 | 0 | 1 | 0.75 | KG | 1150,000X25,000X43,000 | 4015081062140 |  | 273 | PDC | 1
106440 | BPZ-KAS-400 | 106440 | Cable strain relief r. | 85 | cerere oferta | S | 1 | 0 | 1 | 0.31 | KG | 350,000X25,000X43,000 | 4015081062102 |  | 273 | PDC | 1
106441 | BPZ-KAS-600 | 106441 | Cable strain relief r. | 85 | cerere oferta | S | 1 | 0 | 1 | 0.8 | KG | 0 001X0 001X0 001 | 4015081062119 |  | 273 | PDC | 1
106442 | BPZ-KAS-800 | 106442 | Cable strain relief r. | 85 | cerere oferta | S | 1 | 0 | 1 | 1.2 | KG | 0 001X0 001X0 001 | 4015081062126 |  | 273 | PDC | 1
102709 | BPZ-KB-1/175-ALU | 102709 | Xboard ProfiPlus BPZ-KB-1/175-ALU | 85 | cerere oferta | S | 1 | 0 | 10 | 0.133 | KG | 0 001X0 001X0 001 | 4015081025695 |  | 273 | PDC | 1
102712 | BPZ-KB-1/2/800-ALU | 102712 | Xboard ProfiPlus BPZ-KB-1/2/800-ALU | 85 | cerere oferta | S | 1 | 0 | 10 | 0.546 | KG | 0 001X0 001X0 001 | 4015081025725 |  | 273 | PDC | 1
102710 | BPZ-KB-1/400-ALU | 102710 | Xboard ProfiPlus BPZ-KB-1/400-ALU | 85 | cerere oferta | S | 1 | 0 | 10 | 0.292 | KG | 0 001X0 001X0 001 | 4015081025701 |  | 273 | PDC | 1
102715 | BPZ-KB-10/175 | 102715 | Xboard ProfiPlus BPZ-KB-10/175 | 85 | cerere oferta | S | 1 | 0 | 10 | 0.23 | KG | 0 001X0 001X0 001 | 4015081025756 |  | 273 | PDC | 1
102707 | BPZ-KB-10/175-ALU | 102707 | Xboard ProfiPlus BPZ-KB-10/175-ALU | 85 | cerere oferta | S | 1 | 0 | 20 | 0.245 | KG | 0 001X0 001X0 001 | 4015081025671 |  | 273 | PDC | 1
102716 | BPZ-KB-11/160 | 102716 | Xboard ProfiPlus BPZ-KB-11/160 | 85 | cerere oferta | S | 1 | 0 | 50 | 0.706 | KG | 0 001X0 001X0 001 | 4015081025763 |  | 273 | PDC | 1
289967 | BPZ-KB-11/250 | 289967 | Xboard ProfiPlus BPZ-KB-11/250 | 85 | cerere oferta | S | 1 | 0 | 100 | 0.477 | KG | 0 001X0 001X0 001 | 4015082899677 |  | 273 | PDC | 1
102705 | BPZ-KB-11/250-ALU | 102705 | Xboard ProfiPlus BPZ-KB-11/250-ALU | 85 | cerere oferta | S | 1 | 0 | 50 | 0.455 | KG | 0 001X0 001X0 001 | 4015081025657 |  | 273 | PDC | 1
102713 | BPZ-KB-11/400 | 102713 | Xboard ProfiPlus BPZ-KB-11/400 | 85 | cerere oferta | S | 1 | 0 | 50 | 0.422 | KG | 0 001X0 001X0 001 | 4015081025732 |  | 273 | PDC | 1
102706 | BPZ-KB-11/400-ALU | 102706 | Xboard ProfiPlus BPZ-KB-11/400-ALU | 85 | cerere oferta | S | 1 | 0 | 20 | 0.435 | KG | 0 001X0 001X0 001 | 4015081025664 |  | 273 | PDC | 1
102719 | BPZ-KB-13/125 | 102719 | Xboard ProfiPlus BPZ-KB-13/125 | 85 | cerere oferta | S | 1 | 0 | 50 | 0.396 | KG | 0 001X0 001X0 001 | 4015081025794 |  | 273 | PDC | 1
102711 | BPZ-KB-2/2/800-ALU | 102711 | Xboard ProfiPlus BPZ-KB-2/2/800-ALU | 85 | cerere oferta | S | 1 | 0 | 10 | 0.546 | KG | 0 001X0 001X0 001 | 4015081025718 |  | 273 | PDC | 1
289971 | BPZ-KB-24/250 | 289971 | Xboard ProfiPlus BPZ-KB-24/250 | 85 | cerere oferta | S | 1 | 0 | 1 | 1.3 | KG | 427X40X50 | 4015082899714 |  | 273 | PDC | 1
289969 | BPZ-KB-4/80 | 289969 | Xboard ProfiPlus BPZ-KB-4/80 | 85 | cerere oferta | S | 1 | 0 | 50 | 0.072 | KG | 0 001X0 001X0 001 | 4015082899691 |  | 273 | PDC | 1
102714 | BPZ-KB-6/125 | 102714 | Xboard ProfiPlus BPZ-KB-6/125 | 85 | cerere oferta | S | 1 | 0 | 50 | 0.14 | KG | 0 001X0 001X0 001 | 4015081025749 |  | 273 | PDC | 1
102703 | BPZ-KB-6/125-ALU | 102703 | Xboard ProfiPlus BPZ-KB-6/125-ALU | 85 | cerere oferta | S | 1 | 0 | 50 | 0.15 | KG | 0 001X0 001X0 001 | 4015081025633 |  | 273 | PDC | 1
289970 | BPZ-KB-6/160 | 289970 | Xboard ProfiPlus BPZ-KB-6/160 | 85 | cerere oferta | S | 1 | 0 | 20 | 0.254 | KG | 0 001X0 001X0 001 | 4015082899707 |  | 273 | PDC | 1
102704 | BPZ-KB-6/160-ALU | 102704 | Xboard ProfiPlus BPZ-KB-6/160-ALU | 85 | cerere oferta | S | 1 | 0 | 50 | 0.262 | KG | 0 001X0 001X0 001 | 4015081025640 |  | 273 | PDC | 1
102717 | BPZ-KB-6/175 | 102717 | Xboard ProfiPlus BPZ-KB-6/175 | 85 | cerere oferta | S | 1 | 0 | 10 | 0.415 | KG | 0 001X0 001X0 001 | 4015081025770 |  | 273 | PDC | 1
102708 | BPZ-KB-6/175-ALU | 102708 | Xboard ProfiPlus BPZ-KB-6/175-ALU | 85 | cerere oferta | S | 1 | 0 | 10 | 0.4 | KG | 0 001X0 001X0 001 | 4015081025688 |  | 273 | PDC | 1
102702 | BPZ-KB-6/80-ALU | 102702 | Xboard ProfiPlus BPZ-KB-6/80-ALU | 85 | cerere oferta | S | 1 | 0 | 20 | 0.072 | KG | 0 001X0 001X0 001 | 4015081025626 |  | 273 | PDC | 1
289968 | BPZ-KB-8/125 | 289968 | Xboard ProfiPlus BPZ-KB-8/125 | 85 | cerere oferta | S | 1 | 0 | 50 | 0.32 | KG | 0 001X0 001X0 001 | 4015082899684 |  | 273 | PDC | 1
102718 | BPZ-KB-9/125 | 102718 | Xboard ProfiPlus BPZ-KB-9/125 | 85 | cerere oferta | S | 1 | 0 | 50 | 0.31 | KG | 0 001X0 001X0 001 | 4015081025787 |  | 273 | PDC | 1
134211 | BPZ-KIT-MPL-600 | 134211 | Mounting Set max. Installation Depth | 85 | cerere oferta | N | 1 | 0 | 1 | 4.5 | KG | 95X525X305 | 4015081310814 |  | 273 | PDC | 1
134212 | BPZ-KIT-MPL-800 | 134212 | Mounting Set max. Installation Depth | 85 | cerere oferta | S | 1 | 0 | 1 | 6 | KG | 95X725X305 | 4015081310821 |  | 273 | PDC | 1
116288 | BPZ-KR62/320 | 116288 | Cable Routing Cover Strip | 85 | cerere oferta | S | 1 | 0 | 1 | 7.84 | KG | 325X605X205 | 4015081160273 |  | 273 | PDC | 1
286770 | BPZ-LE | 286770 | Lifting eye | 85 | cerere oferta | S | 1 | 1 | 1 | 0.7 | KG | 50X100X100 | 4015082867706 |  | 273 | PDC | 1
102467 | BPZ-LOCK | 102467 | Xboard ProfiPlus BPZ-LOCK | 85 | cerere oferta | S | 1 | 0 | 1 | 0.1 | KG | 100X170X50 | 4015081023554 |  | 273 | PDC | 1
166660 | BPZ-MH | 166660 | Hingeset for BPM-Enclosure | 85 | cerere oferta | N | 1 | 0 | 1 | 0.1 | KG | 1X1X1 | 4015081631704 |  | 273 | PDC | 1
114803 | BPZ-MPL100-1000 | 114803 | Mounting Plate (100mm) | 85 | cerere oferta | N | 1 | 0 | 1 | 2.4 | KG | 1000X110X20 | 4015081142033 |  | 273 | PDC | 1
114804 | BPZ-MPL100-1200 | 114804 | Mounting Plate (100mm) | 85 | cerere oferta | N | 1 | 0 | 1 | 2.9 | KG | 1100X110X20 | 4015081142040 |  | 273 | PDC | 1
114799 | BPZ-MPL100-400 | 114799 | Mounting Plate (100mm) | 85 | cerere oferta | N | 1 | 1 | 1 | 1 | KG | 300X110X20 | 4015081141999 |  | 273 | PDC | 1
114800 | BPZ-MPL100-425 | 114800 | Mounting Plate (100mm) | 85 | cerere oferta | N | 1 | 0 | 1 | 1.1 | KG | 330X110X20 | 4015081142002 |  | 273 | PDC | 1
114801 | BPZ-MPL100-600 | 114801 | Mounting Plate (100mm) | 85 | cerere oferta | N | 1 | 0 | 1 | 1.5 | KG | 500X110X20 | 4015081142019 |  | 273 | PDC | 1
114802 | BPZ-MPL100-800 | 114802 | Mounting plate W'800, H'100 | 85 | cerere oferta | N | 1 | 0 | 1 | 2 | KG | 700X110X20 | 4015081142026 |  | 273 | PDC | 1
108336 | BPZ-MPL1150-400 | 108336 | Mounting Plate | 85 | cerere oferta | N | 1 | 0 | 1 | 5.4 | KG | 25X300X1100 | 4015081079704 |  | 273 | PDC | 1
108343 | BPZ-MPL1150-600 | 108343 | Cutii distributie metal | 85 | cerere oferta | S | 1 | 0 | 1 | 9 | KG | 25X500X1100 | 4015081079773 |  | 273 | PDC | 1
108350 | BPZ-MPL1150-800 | 108350 | Cutii distributie metal | 85 | cerere oferta | S | 1 | 0 | 1 | 12.6 | KG | 25X700X1100 | 4015081079841 |  | 273 | PDC | 1
108337 | BPZ-MPL1450-400 | 108337 | Mounting Plate | 85 | cerere oferta | N | 1 | 0 | 1 | 6.75 | KG | 25X300X1400 | 4015081079711 |  | 273 | PDC | 1
108344 | BPZ-MPL1450-600 | 108344 | Cutii distributie metal | 85 | cerere oferta | S | 1 | 0 | 1 | 11.25 | KG | 25X500X1400 | 4015081079780 |  | 273 | PDC | 1
108351 | BPZ-MPL1450-800 | 108351 | Cutii distributie metal | 85 | cerere oferta | S | 1 | 0 | 1 | 15.75 | KG | 25X700X1400 | 4015081079858 |  | 273 | PDC | 1
108338 | BPZ-MPL1650-400 | 108338 | Mounting Plate | 85 | cerere oferta | N | 1 | 0 | 1 | 7.65 | KG | 25X300X1700 | 4015081079728 |  | 273 | PDC | 1
108345 | BPZ-MPL1650-600 | 108345 | Cutii distributie metal | 85 | cerere oferta | S | 1 | 0 | 1 | 12.75 | KG | 25X500X1700 | 4015081079797 |  | 273 | PDC | 1
108352 | BPZ-MPL1650-800 | 108352 | Cutii distributie metal | 85 | cerere oferta | S | 1 | 0 | 1 | 17.85 | KG | 25X700X1700 | 4015081079865 |  | 273 | PDC | 1
102475 | BPZ-MPL180-1000 | 102475 | Xboard ProfiPlus BPZ-MPL180-1000 | 85 | cerere oferta | S | 1 | 0 | 1 | 3.1 | KG | 25X900X190 | 4015081023639 |  | 273 | PDC | 1
102476 | BPZ-MPL180-1200 | 102476 | Xboard ProfiPlus BPZ-MPL180-1200 | 85 | cerere oferta | S | 1 | 0 | 1 | 3.8 | KG | 25X1100X190 | 4015081023646 |  | 273 | PDC | 1
102472 | BPZ-MPL180-400 | 102472 | Xboard ProfiPlus BPZ-MPL180-400 | 85 | cerere oferta | S | 1 | 1 | 1 | 1 | KG | 25X300X190 | 4015081023608 |  | 273 | PDC | 1
102473 | BPZ-MPL180-600 | 102473 | Xboard ProfiPlus BPZ-MPL180-600 | 85 | cerere oferta | S | 1 | 0 | 1 | 1.7 | KG | 25X500X190 | 4015081023615 |  | 273 | PDC | 1
102474 | BPZ-MPL180-800 | 102474 | Xboard ProfiPlus BPZ-MPL180-800 | 85 | cerere oferta | S | 1 | 0 | 1 | 2.4 | KG | 25X700X190 | 4015081023622 |  | 273 | PDC | 1
108339 | BPZ-MPL1950-400 | 108339 | Mounting Plate | 85 | cerere oferta | N | 1 | 0 | 1 | 9 | KG | 25X300X1800 | 4015081079735 |  | 273 | PDC | 1
108346 | BPZ-MPL1950-600 | 108346 | Cutii distributie metal | 85 | cerere oferta | S | 1 | 0 | 1 | 15 | KG | 25X500X1800 | 4015081079803 |  | 273 | PDC | 1
108353 | BPZ-MPL1950-800 | 108353 | Cutii distributie metal | 85 | cerere oferta | S | 1 | 0 | 1 | 21 | KG | 25X700X1800 | 4015081079872 |  | 273 | PDC | 1
114809 | BPZ-MPL200-1000 | 114809 | Mounting Plate (200mm) | 85 | cerere oferta | N | 1 | 0 | 1 | 3.3 | KG | 1000X110X20 | 4015081142095 |  | 273 | PDC | 1
114810 | BPZ-MPL200-1200 | 114810 | Mounting Plate (200mm) | 85 | cerere oferta | N | 1 | 0 | 1 | 4.2 | KG | 1100X110X20 | 4015081142101 |  | 273 | PDC | 1
114805 | BPZ-MPL200-400 | 114805 | Mounting Plate (200mm) | 85 | cerere oferta | N | 1 | 0 | 1 | 1.5 | KG | 300X110X20 | 4015081142057 |  | 273 | PDC | 1
114806 | BPZ-MPL200-425 | 114806 | Mounting Plate (200mm) | 85 | cerere oferta | N | 1 | 0 | 1 | 1.6 | KG | 330X110X20 | 4015081142064 |  | 273 | PDC | 1
114807 | BPZ-MPL200-600 | 114807 | Mounting Plate (200mm) | 85 | cerere oferta | N | 1 | 0 | 1 | 2 | KG | 500X110X20 | 4015081142071 |  | 273 | PDC | 1
114808 | BPZ-MPL200-800 | 114808 | Mounting Plate (200mm) | 85 | cerere oferta | N | 1 | 0 | 1 | 2.4 | KG | 700X110X20 | 4015081142088 |  | 273 | PDC | 1
114815 | BPZ-MPL300-1000 | 114815 | Mounting Plate (300mm) | 85 | cerere oferta | N | 1 | 0 | 1 | 5.9 | KG | 1000X110X20 | 4015081142156 |  | 273 | PDC | 1
114816 | BPZ-MPL300-1200 | 114816 | Mounting Plate (300mm) | 85 | cerere oferta | N | 1 | 0 | 1 | 7.2 | KG | 1100X110X20 | 4015081142163 |  | 273 | PDC | 1
114811 | BPZ-MPL300-400 | 114811 | Mounting Plate (300mm) | 85 | cerere oferta | N | 1 | 0 | 1 | 2.1 | KG | 300X110X20 | 4015081142118 |  | 273 | PDC | 1
114812 | BPZ-MPL300-425 | 114812 | Mounting Plate (300mm) | 85 | cerere oferta | N | 1 | 0 | 1 | 2.2 | KG | 330X110X20 | 4015081142125 |  | 273 | PDC | 1
114813 | BPZ-MPL300-600 | 114813 | Mounting Plate (300mm) | 85 | cerere oferta | S | 1 | 0 | 1 | 3.4 | KG | 500X110X20 | 4015081142132 |  | 273 | PDC | 1
114814 | BPZ-MPL300-800 | 114814 | Mounting Plate (300mm) | 85 | cerere oferta | N | 1 | 0 | 1 | 4.6 | KG | 700X110X20 | 4015081142149 |  | 273 | PDC | 1
104319 | BPZ-MPL30-1000 | 104319 | Xboard ProfiPlus BPZ-MPL30-1000 | 85 | cerere oferta | S | 1 | 1 | 1 | 1.1 | KG | 25X900X35 | 4015081041565 |  | 273 | PDC | 1
104330 | BPZ-MPL30-1200 | 104330 | Xboard ProfiPlus BPZ-MPL30-1200 | 85 | cerere oferta | S | 1 | 1 | 1 | 1.35 | KG | 25X1100X35 | 4015081041572 |  | 273 | PDC | 1
104316 | BPZ-MPL30-400 | 104316 | Xboard ProfiPlus BPZ-MPL30-400 | 85 | cerere oferta | S | 1 | 1 | 1 | 0.35 | KG | 25X300X35 | 4015081041534 |  | 273 | PDC | 1
104317 | BPZ-MPL30-600 | 104317 | Xboard ProfiPlus BPZ-MPL30-600 | 85 | cerere oferta | S | 1 | 1 | 1 | 0.4 | KG | 0 001X0 001X0 001 | 4015081041541 |  | 273 | PDC | 1
104318 | BPZ-MPL30-800 | 104318 | Xboard ProfiPlus BPZ-MPL30-800 | 85 | cerere oferta | S | 1 | 1 | 1 | 0.6 | KG | 0 001X0 001X0 001 | 4015081041558 |  | 273 | PDC | 1
108333 | BPZ-MPL350-400 | 108333 | Mounting Plate | 85 | cerere oferta | N | 1 | 0 | 1 | 1.8 | KG | 25X300X300 | 4015081079674 |  | 273 | PDC | 1
108340 | BPZ-MPL350-600 | 108340 | Xboard profiplus bpz-mpl350-600 | 85 | cerere oferta | S | 1 | 0 | 1 | 3 | KG | 25X500X300 | 4015081079742 |  | 273 | PDC | 1
108347 | BPZ-MPL350-800 | 108347 | Xboard profiplus bpz-mpl350-800 | 85 | cerere oferta | S | 1 | 0 | 1 | 4.2 | KG | 25X700X300 | 4015081079810 |  | 273 | PDC | 1
114821 | BPZ-MPL400-1000 | 114821 | Mounting Plate (400mm) | 85 | cerere oferta | N | 1 | 0 | 1 | 7.6 | KG | 1000X110X20 | 4015081142217 |  | 273 | PDC | 1
114822 | BPZ-MPL400-1200 | 114822 | Mounting Plate (400mm) | 85 | cerere oferta | N | 1 | 0 | 1 | 9.3 | KG | 1100X110X20 | 4015081142224 |  | 273 | PDC | 1
114817 | BPZ-MPL400-400 | 114817 | Mounting Plate (400mm) | 85 | cerere oferta | N | 1 | 0 | 1 | 2.6 | KG | 300X110X20 | 4015081142170 |  | 273 | PDC | 1
114818 | BPZ-MPL400-425 | 114818 | Mounting Plate (400mm) | 85 | cerere oferta | N | 1 | 0 | 1 | 2.9 | KG | 330X110X20 | 4015081142187 |  | 273 | PDC | 1
114819 | BPZ-MPL400-600 | 114819 | Mounting Plate (400mm) | 85 | cerere oferta | N | 1 | 0 | 1 | 4.3 | KG | 500X110X20 | 4015081142194 |  | 273 | PDC | 1
114820 | BPZ-MPL400-800 | 114820 | Mounting Plate (400mm) | 85 | cerere oferta | N | 1 | 0 | 1 | 6 | KG | 700X110X20 | 4015081142200 |  | 273 | PDC | 1
114827 | BPZ-MPL500-1000 | 114827 | Mounting Plate (500mm) | 85 | cerere oferta | N | 1 | 0 | 1 | 9.4 | KG | 1000X110X20 | 4015081142279 |  | 273 | PDC | 1
114828 | BPZ-MPL500-1200 | 114828 | Mounting Plate (500mm) | 85 | cerere oferta | N | 1 | 0 | 1 | 11.4 | KG | 1100X110X20 | 4015081142286 |  | 273 | PDC | 1
114823 | BPZ-MPL500-400 | 114823 | Mounting Plate (500mm) | 85 | cerere oferta | N | 1 | 0 | 1 | 3.2 | KG | 300X110X20 | 4015081142231 |  | 273 | PDC | 1
114824 | BPZ-MPL500-425 | 114824 | Mounting Plate (500mm) | 85 | cerere oferta | N | 1 | 0 | 1 | 3.5 | KG | 330X110X20 | 4015081142248 |  | 273 | PDC | 1
114825 | BPZ-MPL500-600 | 114825 | Mounting Plate (500mm) | 85 | cerere oferta | N | 1 | 0 | 1 | 5.3 | KG | 500X110X20 | 4015081142255 |  | 273 | PDC | 1
114826 | BPZ-MPL500-800 | 114826 | Mounting Plate (500mm) | 85 | cerere oferta | N | 1 | 0 | 1 | 7.3 | KG | 700X110X20 | 4015081142262 |  | 273 | PDC | 1
108334 | BPZ-MPL650-400 | 108334 | Mounting Plate | 85 | cerere oferta | N | 1 | 0 | 1 | 3.15 | KG | 25X300X600 | 4015081079681 |  | 273 | PDC | 1
108341 | BPZ-MPL650-600 | 108341 | Xboard profiplus bpz-mpl650-600 | 85 | cerere oferta | S | 1 | 0 | 1 | 5.25 | KG | 25X500X600 | 4015081079759 |  | 273 | PDC | 1
108348 | BPZ-MPL650-800 | 108348 | Xboard profiplus bpz-mpl650-800 | 85 | cerere oferta | S | 1 | 0 | 1 | 7 | KG | 0 001X0 001X0 001 | 4015081079827 |  | 273 | PDC | 1
293609 | BPZ-MPL80-1000 | 293609 | Xboard ProfiPlus BPZ-MPL80-1000 | 85 | cerere oferta | S | 1 | 0 | 1 | 1.9 | KG | 25X900X85 | 4015082936099 |  | 273 | PDC | 1
293610 | BPZ-MPL80-1200 | 293610 | Xboard ProfiPlus BPZ-MPL80-1200 | 85 | cerere oferta | S | 1 | 0 | 1 | 2.1 | KG | 25X1100X85 | 4015082936105 |  | 273 | PDC | 1
286765 | BPZ-MPL80-400 | 286765 | Xboard ProfiPlus BPZ-MPL80-400 | 85 | cerere oferta | S | 1 | 1 | 1 | 0.46 | KG | 25X300X85 | 4015082867652 |  | 273 | PDC | 1
286766 | BPZ-MPL80-600 | 286766 | Xboard ProfiPlus BPZ-MPL80-600 | 85 | cerere oferta | S | 1 | 1 | 1 | 1.4 | KG | 25X500X85 | 4015082867669 |  | 273 | PDC | 1
286767 | BPZ-MPL80-800 | 286767 | Xboard ProfiPlus BPZ-MPL80-800 | 85 | cerere oferta | S | 1 | 0 | 1 | 1.7 | KG | 25X700X85 | 4015082867676 |  | 273 | PDC | 1
108335 | BPZ-MPL950-400 | 108335 | Mounting Plate | 85 | cerere oferta | N | 1 | 0 | 1 | 4.5 | KG | 25X300X900 | 4015081079698 |  | 273 | PDC | 1
108342 | BPZ-MPL950-600 | 108342 | Mounting Plate | 85 | cerere oferta | N | 1 | 0 | 1 | 7.5 | KG | 25X500X900 | 4015081079766 |  | 273 | PDC | 1
108349 | BPZ-MPL950-800 | 108349 | Xboard profiplus bpz-mpl950-800 | 85 | cerere oferta | S | 1 | 0 | 1 | 10.5 | KG | 25X700X900 | 4015081079834 |  | 273 | PDC | 1
114832 | BPZ-MPLSASY-1000 | 114832 | Mounting Plate with holes (250mm) | 85 | cerere oferta | N | 1 | 0 | 1 | 4.6 | KG | 1000X270X20 | 4015081142323 |  | 273 | PDC | 1
114833 | BPZ-MPLSASY-1200 | 114833 | Mounting Plate with holes (250mm) | 85 | cerere oferta | N | 1 | 0 | 1 | 5.6 | KG | 1100X270X20 | 4015081142330 |  | 273 | PDC | 1
114829 | BPZ-MPLSASY-425 | 114829 | Mounting Plate with holes (250mm) | 85 | cerere oferta | N | 1 | 0 | 1 | 1.8 | KG | 330X270X20 | 4015081142293 |  | 273 | PDC | 1
114830 | BPZ-MPLSASY-600 | 114830 | Mounting Plate with holes (250mm) | 85 | cerere oferta | N | 1 | 0 | 1 | 2.6 | KG | 500X270X20 | 4015081142309 |  | 273 | PDC | 1
114831 | BPZ-MPLSASY-800 | 114831 | Mounting Plate with holes (250mm) | 85 | cerere oferta | N | 1 | 0 | 1 | 3.6 | KG | 700X270X20 | 4015081142316 |  | 273 | PDC | 1
109265 | BPZ-MPS/25-95 | 109265 | Terminal | 85 | cerere oferta | N | 3 | 0 | 30 | 0.16 | KG | 32X130X50 | 4015081088713 |  | 273 | PDC | 1
293408 | BPZ-MSW-10 | 293408 | Xboard ProfiPlus BPZ-MSW-10 | 85 | cerere oferta | S | 1 | 0 | 1 | 3.44 | KG | 150X15X940 | 4015082934088 |  | 273 | PDC | 1
112286 | BPZ-MSW-10/SNAP | 112286 | Mounting Side Wall | 85 | cerere oferta | N | 1 | 0 | 1 | 3.44 | KG | 150X15X940 | 4015081118441 |  | 273 | PDC | 1
293409 | BPZ-MSW-12 | 293409 | Xboard ProfiPlus BPZ-MSW-12 | 85 | cerere oferta | S | 1 | 0 | 1 | 4.18 | KG | 150X15X1140 | 4015082934095 |  | 273 | PDC | 1
112287 | BPZ-MSW-12/SNAP | 112287 | Mounting Side Wall | 85 | cerere oferta | N | 1 | 0 | 1 | 4.18 | KG | 150X15X1140 | 4015081118458 |  | 273 | PDC | 1
293410 | BPZ-MSW-15 | 293410 | Xboard ProfiPlus BPZ-MSW-15 | 85 | cerere oferta | S | 1 | 0 | 1 | 4.2 | KG | 0 001X0 001X0 001 | 4015082934101 |  | 273 | PDC | 1
112288 | BPZ-MSW-15/SNAP | 112288 | Mounting Side Wall | 85 | cerere oferta | N | 1 | 0 | 1 | 5.29 | KG | 150X15X1440 | 4015081118465 |  | 273 | PDC | 1
293411 | BPZ-MSW-17 | 293411 | Xboard ProfiPlus BPZ-MSW-17 | 85 | cerere oferta | S | 1 | 0 | 1 | 6.03 | KG | 150X15X1640 | 4015082934118 |  | 273 | PDC | 1
112289 | BPZ-MSW-17/SNAP | 112289 | Mounting Side Wall | 85 | cerere oferta | N | 1 | 0 | 1 | 6.03 | KG | 150X15X1640 | 4015081118472 |  | 273 | PDC | 1
293412 | BPZ-MSW-20 | 293412 | Xboard ProfiPlus BPZ-MSW-20 | 85 | cerere oferta | S | 1 | 0 | 1 | 5.8 | KG | 0 001X0 001X0 001 | 4015082934125 |  | 273 | PDC | 1
112300 | BPZ-MSW-20/SNAP | 112300 | Mounting Side Wall | 85 | cerere oferta | N | 1 | 0 | 1 | 7.14 | KG | 150X15X1940 | 4015081118489 |  | 273 | PDC | 1
293406 | BPZ-MSW-4 | 293406 | Xboard ProfiPlus BPZ-MSW-4 | 85 | cerere oferta | S | 1 | 0 | 1 | 1.3 | KG | 150X15X340 | 4015082934064 |  | 273 | PDC | 1
112284 | BPZ-MSW-4/SNAP | 112284 | Mounting Side Wall | 85 | cerere oferta | N | 1 | 0 | 1 | 1.3 | KG | 150X15X340 | 4015081118427 |  | 273 | PDC | 1
293407 | BPZ-MSW-7 | 293407 | Xboard ProfiPlus BPZ-MSW-7 | 85 | cerere oferta | S | 1 | 0 | 1 | 2.33 | KG | 150X15X640 | 4015082934071 |  | 273 | PDC | 1
112285 | BPZ-MSW-7/SNAP | 112285 | Mounting Side Wall | 85 | cerere oferta | N | 1 | 0 | 1 | 2.33 | KG | 150X15X640 | 4015081118434 |  | 273 | PDC | 1
108386 | BPZ-MT-1000/400-4 | 108386 | Meter Trough | 85 | cerere oferta | N | 1 | 0 | 1 | 5.17 | KG | 70X910X420 | 4015081080205 |  | 271 | PDC | 1
112296 | BPZ-MT-1000/450-4 | 112296 | Meter Trough | 85 | cerere oferta | N | 1 | 0 | 1 | 4.2 | KG | 70X910X470 | 4015081115860 |  | 271 | PDC | 1
112341 | BPZ-MT-1000/450-4-A | 112341 | Meter Trough | 85 | cerere oferta | N | 1 | 0 | 1 | 4.6 | KG | 70X910X470 | 4015081119011 |  | 271 | PDC | 1
108387 | BPZ-MT-1200/400-5 | 108387 | Casete contoare | 85 | cerere oferta | N | 1 | 0 | 1 | 5.89 | KG | 70X1110X420 | 4015081080212 |  | 271 | PDC | 1
112297 | BPZ-MT-1200/450-5 | 112297 | Meter Trough | 85 | cerere oferta | N | 1 | 0 | 1 | 4.6 | KG | 70X1110X470 | 4015081115877 |  | 271 | PDC | 1
112342 | BPZ-MT-1200/450-5-A | 112342 | Meter Trough | 85 | cerere oferta | N | 1 | 0 | 1 | 5 | KG | 70X1110X470 | 4015081119028 |  | 271 | PDC | 1
108383 | BPZ-MT-400/400-1 | 108383 | Meter Trough | 85 | cerere oferta | N | 1 | 0 | 1 | 3.45 | KG | 70X310X420 | 4015081080175 |  | 271 | PDC | 1
112293 | BPZ-MT-400/450-1 | 112293 | Meter Trough | 85 | cerere oferta | N | 1 | 0 | 1 | 2.9 | KG | 70X310X470 | 4015081115839 |  | 271 | PDC | 1
112298 | BPZ-MT-400/450-1-A | 112298 | Meter Trough | 85 | cerere oferta | N | 1 | 0 | 1 | 3.3 | KG | 70X310X470 | 4015081115884 |  | 271 | PDC | 1
108384 | BPZ-MT-600/400-2 | 108384 | Meter Trough | 85 | cerere oferta | N | 1 | 0 | 1 | 3.95 | KG | 70X510X420 | 4015081080182 |  | 271 | PDC | 1
112294 | BPZ-MT-600/450-2 | 112294 | Meter Trough | 85 | cerere oferta | N | 1 | 0 | 1 | 3.25 | KG | 70X510X470 | 4015081115846 |  | 271 | PDC | 1
112299 | BPZ-MT-600/450-2-A | 112299 | Meter Trough | 85 | cerere oferta | N | 1 | 0 | 1 | 3.65 | KG | 70X510X470 | 4015081115891 |  | 271 | PDC | 1
108385 | BPZ-MT-800/400-3 | 108385 | Meter Trough | 85 | cerere oferta | N | 1 | 0 | 1 | 4.53 | KG | 70X710X420 | 4015081080199 |  | 271 | PDC | 1
112295 | BPZ-MT-800/450-3 | 112295 | Meter Trough | 85 | cerere oferta | N | 1 | 0 | 1 | 3.8 | KG | 70X710X470 | 4015081115853 |  | 271 | PDC | 1
112340 | BPZ-MT-800/450-3-A | 112340 | Meter Trough | 85 | cerere oferta | N | 1 | 0 | 1 | 4.2 | KG | 70X710X470 | 4015081119004 |  | 271 | PDC | 1
116923 | BPZ-NZM1/MSW-400-MV | 116923 | Mounting set NZM for MSW vertical | 85 | cerere oferta | N | 1 | 0 | 1 | 2.6 | KG | 125X325X305 | 4015081166619 |  | 273 | PDC | 1
116935 | BPZ-NZM1/MSW-600-MH | 116935 | Mounting set NZM for MSW horizontal | 85 | cerere oferta | N | 1 | 0 | 1 | 3.7 | KG | 0 001X0 001X0 001 | 4015081166732 |  | 273 | PDC | 1
116925 | BPZ-NZM1/MSW-600-MV | 116925 | Mounting set NZM for MSW vertical | 85 | cerere oferta | N | 1 | 0 | 1 | 3.9 | KG | 125X525X305 | 4015081166633 |  | 273 | PDC | 1
116937 | BPZ-NZM1/MSW-800-MH | 116937 | kit montaj intr.NZM | 85 | cerere oferta | N | 1 | 0 | 1 | 4.5 | KG | 0 001X0 001X0 001 | 4015081166756 |  | 273 | PDC | 1
286757 | BPZ-NZM1-400-MV | 286757 | Xboard ProfiPlus BPZ-NZM1-400-MV | 85 | cerere oferta | S | 1 | 0 | 1 | 2.6 | KG | 125X325X305 | 4015082867577 |  | 273 | PDC | 1
116679 | BPZ-NZM1-400-MV-RH | 116679 | Mounting plate | 85 | cerere oferta | N | 1 | 0 | 1 | 2.4 | KG | 90X325X305 | 4015081164240 |  | 273 | PDC | 1
105217 | BPZ-NZM1-400-MV-RH-W | 105217 | Mounting plate | 85 | cerere oferta | S | 1 | 0 | 1 | 2.4 | KG | 0 001X0 001X0 001 | 4015081050147 |  | 273 | PDC | 1
292473 | BPZ-NZM1-400-MV-W | 292473 | Xboard ProfiPlus BPZ-NZM1-400-MV-W | 85 | cerere oferta | S | 1 | 0 | 1 | 2.6 | KG | 125X325X305 | 4015082924737 |  | 273 | PDC | 1
286760 | BPZ-NZM1-600-MH | 286760 | Xboard ProfiPlus BPZ-NZM1-600-MH | 85 | cerere oferta | S | 1 | 0 | 1 | 3.7 | KG | 0 001X0 001X0 001 | 4015082867607 |  | 273 | PDC | 1
116686 | BPZ-NZM1-600-MH-RH | 116686 | Mounting plate | 85 | cerere oferta | N | 1 | 0 | 1 | 3.5 | KG | 0 001X0 001X0 001 | 4015081164318 |  | 273 | PDC | 1
105523 | BPZ-NZM1-600-MH-RH-W | 105523 | Mounting plate | 85 | cerere oferta | S | 1 | 0 | 1 | 3.5 | KG | 0 001X0 001X0 001 | 4015081053001 |  | 273 | PDC | 1
292476 | BPZ-NZM1-600-MH-W | 292476 | Xboard ProfiPlus BPZ-NZM1-600-MH-W | 85 | cerere oferta | S | 1 | 0 | 1 | 3.7 | KG | 0 001X0 001X0 001 | 4015082924768 |  | 273 | PDC | 1
286762 | BPZ-NZM1-600-MV | 286762 | Xboard ProfiPlus BPZ-NZM1-600-MV | 85 | cerere oferta | S | 1 | 0 | 1 | 3.9 | KG | 125X525X305 | 4015082867621 |  | 273 | PDC | 1
105219 | BPZ-NZM1-600-MV-RH-W | 105219 | Mounting plate | 85 | cerere oferta | S | 1 | 0 | 1 | 3.7 | KG | 90,000X525,000X305,000 | 4015081050161 |  | 273 | PDC | 1
292478 | BPZ-NZM1-600-MV-W | 292478 | Xboard ProfiPlus BPZ-NZM1-600-MV-W | 85 | cerere oferta | S | 1 | 0 | 1 | 3.9 | KG | 125X525X305 | 4015082924782 |  | 273 | PDC | 1
293599 | BPZ-NZM1-800-MH | 293599 | Xboard ProfiPlus BPZ-NZM1-800-MH | 85 | cerere oferta | S | 1 | 0 | 1 | 4.5 | KG | 0 001X0 001X0 001 | 4015082935993 |  | 273 | PDC | 1
105525 | BPZ-NZM1-800-MH-RH-W | 105525 | Mounting plate | 85 | cerere oferta | S | 1 | 0 | 1 | 4.3 | KG | 0 001X0 001X0 001 | 4015081053025 |  | 273 | PDC | 1
293600 | BPZ-NZM1-800-MH-W | 293600 | Xboard ProfiPlus BPZ-NZM1-800-MH-W | 85 | cerere oferta | S | 1 | 0 | 1 | 4.5 | KG | 0 001X0 001X0 001 | 4015082936006 |  | 273 | PDC | 1
293603 | BPZ-NZM1-800-MV | 293603 | Xboard ProfiPlus BPZ-NZM1-800-MV | 85 | cerere oferta | S | 1 | 0 | 1 | 5 | KG | 125X725X305 | 4015082936037 |  | 273 | PDC | 1
105521 | BPZ-NZM1-800-MV-RH-W | 105521 | Mounting plate | 85 | cerere oferta | S | 1 | 0 | 1 | 4.8 | KG | 90,000X725,000X305,000 | 4015081050185 |  | 273 | PDC | 1
293604 | BPZ-NZM1-800-MV-W | 293604 | Xboard ProfiPlus BPZ-NZM1-800-MV-W | 85 | cerere oferta | S | 1 | 0 | 1 | 5 | KG | 125X725X305 | 4015082936044 |  | 273 | PDC | 1
108354 | BPZ-NZM1X-400-MV | 108354 | Mounting Plate NZM1 | 85 | cerere oferta | N | 1 | 0 | 1 | 2.03 | KG | 105X325X205 | 4015081079889 |  | 273 | PDC | 1
108362 | BPZ-NZM1X-400-MV-W | 108362 | Mounting Plate NZM1 | 85 | cerere oferta | N | 1 | 0 | 1 | 2.03 | KG | 105X325X205 | 4015081079964 |  | 273 | PDC | 1
108355 | BPZ-NZM1X-600-MV | 108355 | Mounting Plate NZM1 | 85 | cerere oferta | S | 1 | 0 | 1 | 2.95 | KG | 105X525X205 | 4015081079896 |  | 273 | PDC | 1
108363 | BPZ-NZM1X-600-MV-W | 108363 | Mounting Plate NZM1 | 85 | cerere oferta | S | 1 | 0 | 1 | 2.95 | KG | 105X525X205 | 4015081079971 |  | 273 | PDC | 1
108356 | BPZ-NZM1X-800-MV | 108356 | Mounting Plate NZM1 | 85 | cerere oferta | S | 1 | 0 | 1 | 3.86 | KG | 105X725X205 | 4015081079902 |  | 273 | PDC | 1
108364 | BPZ-NZM1X-800-MV-W | 108364 | Mounting Plate NZM1 | 85 | cerere oferta | N | 1 | 0 | 1 | 3.86 | KG | 105X725X205 | 4015081079988 |  | 273 | PDC | 1
116936 | BPZ-NZM2/MSW-600-MH | 116936 | Mounting set NZM for MSW horizontal | 85 | cerere oferta | N | 1 | 0 | 1 | 3.9 | KG | 0 001X0 001X0 001 | 4015081166749 |  | 273 | PDC | 1
116938 | BPZ-NZM2/MSW-800-MH | 116938 | Mounting set NZM for MSW horizontal | 85 | cerere oferta | S | 1 | 0 | 1 | 6 | KG | 0 001X0 001X0 001 | 4015081166763 |  | 273 | PDC | 1
286758 | BPZ-NZM2-400-MV | 286758 | Xboard ProfiPlus BPZ-NZM2-400-MV | 85 | cerere oferta | S | 1 | 0 | 1 | 2.8 | KG | 90X325X405 | 4015082867584 |  | 273 | PDC | 1
105218 | BPZ-NZM2-400-MV-RH-W | 105218 | Mounting plate | 85 | cerere oferta | S | 1 | 0 | 1 | 2.5 | KG | 55,000X325,000X405,000 | 4015081050154 |  | 273 | PDC | 1
292474 | BPZ-NZM2-400-MV-W | 292474 | Xboard ProfiPlus BPZ-NZM2-400-MV-W | 85 | cerere oferta | S | 1 | 0 | 1 | 2.8 | KG | 90X325X405 | 4015082924744 |  | 273 | PDC | 1
286761 | BPZ-NZM2-600-MH | 286761 | Xboard ProfiPlus BPZ-NZM2-600-MH | 85 | cerere oferta | S | 1 | 0 | 1 | 3.9 | KG | 0 001X0 001X0 001 | 4015082867614 |  | 273 | PDC | 1
116687 | BPZ-NZM2-600-MH-RH | 116687 | Mounting plate | 85 | cerere oferta | N | 1 | 0 | 1 | 3.6 | KG | 0 001X0 001X0 001 | 4015081164325 |  | 273 | PDC | 1
105524 | BPZ-NZM2-600-MH-RH-W | 105524 | Mounting plate | 85 | cerere oferta | S | 1 | 0 | 1 | 3.6 | KG | 0 001X0 001X0 001 | 4015081053018 |  | 273 | PDC | 1
292477 | BPZ-NZM2-600-MH-W | 292477 | Xboard ProfiPlus BPZ-NZM2-600-MH-W | 85 | cerere oferta | S | 1 | 0 | 1 | 3.9 | KG | 0 001X0 001X0 001 | 4015082924775 |  | 273 | PDC | 1
286763 | BPZ-NZM2-600-MV | 286763 | Xboard ProfiPlus BPZ-NZM2-600-MV | 85 | cerere oferta | S | 1 | 0 | 1 | 4.4 | KG | 90X525X405 | 4015082867638 |  | 273 | PDC | 1
116683 | BPZ-NZM2-600-MV-RH | 116683 | Mounting plate | 85 | cerere oferta | N | 1 | 0 | 1 | 4.1 | KG | 55X525X405 | 4015081164288 |  | 273 | PDC | 1
105520 | BPZ-NZM2-600-MV-RH-W | 105520 | Mounting plate | 85 | cerere oferta | S | 1 | 0 | 1 | 4.1 | KG | 55,000X525,000X405,000 | 4015081050178 |  | 273 | PDC | 1
292479 | BPZ-NZM2-600-MV-W | 292479 | Xboard ProfiPlus BPZ-NZM2-600-MV-W | 85 | cerere oferta | S | 1 | 0 | 1 | 4.4 | KG | 90X525X405 | 4015082924799 |  | 273 | PDC | 1
293601 | BPZ-NZM2-800-MH | 293601 | Xboard ProfiPlus BPZ-NZM2-800-MH | 85 | cerere oferta | S | 1 | 0 | 1 | 6 | KG | 0 001X0 001X0 001 | 4015082936013 |  | 273 | PDC | 1
116689 | BPZ-NZM2-800-MH-RH | 116689 | Mounting plate | 85 | cerere oferta | N | 1 | 0 | 1 | 5.7 | KG | 0 001X0 001X0 001 | 4015081164349 |  | 273 | PDC | 1
105526 | BPZ-NZM2-800-MH-RH-W | 105526 | Mounting plate | 85 | cerere oferta | S | 1 | 0 | 1 | 5.7 | KG | 0 001X0 001X0 001 | 4015081053032 |  | 273 | PDC | 1
293602 | BPZ-NZM2-800-MH-W | 293602 | Xboard ProfiPlus BPZ-NZM2-800-MH-W | 85 | cerere oferta | S | 1 | 0 | 1 | 6 | KG | 0 001X0 001X0 001 | 4015082936020 |  | 273 | PDC | 1
293605 | BPZ-NZM2-800-MV | 293605 | Xboard ProfiPlus BPZ-NZM2-800-MV | 85 | cerere oferta | S | 1 | 0 | 1 | 5.8 | KG | 90X725X405 | 4015082936051 |  | 273 | PDC | 1
116685 | BPZ-NZM2-800-MV-RH | 116685 | Mounting plate | 85 | cerere oferta | N | 1 | 0 | 1 | 5.5 | KG | 55X725X405 | 4015081164301 |  | 273 | PDC | 1
105522 | BPZ-NZM2-800-MV-RH-W | 105522 | Mounting plate | 85 | cerere oferta | S | 1 | 0 | 1 | 5.5 | KG | 55,000X725,000X405,000 | 4015081050192 |  | 273 | PDC | 1
293606 | BPZ-NZM2-800-MV-W | 293606 | Xboard ProfiPlus BPZ-NZM2-800-MV-W | 85 | cerere oferta | S | 1 | 0 | 1 | 5.8 | KG | 90X725X405 | 4015082936068 |  | 273 | PDC | 1
108357 | BPZ-NZM2X-400-MV | 108357 | Mounting Plate NZM2 | 85 | cerere oferta | N | 1 | 0 | 1 | 2.33 | KG | 70X325X305 | 4015081079919 |  | 273 | PDC | 1
108365 | BPZ-NZM2X-400-MV-W | 108365 | Mounting Plate NZM2 | 85 | cerere oferta | N | 1 | 0 | 1 | 2.33 | KG | 70X325X305 | 4015081079995 |  | 273 | PDC | 1
108358 | BPZ-NZM2X-600-MV | 108358 | Cutii distributie metal | 85 | cerere oferta | S | 1 | 0 | 1 | 3.29 | KG | 70X525X305 | 4015081079926 |  | 273 | PDC | 1
108366 | BPZ-NZM2X-600-MV-W | 108366 | Mounting Plate NZM2 | 85 | cerere oferta | N | 1 | 0 | 1 | 3.29 | KG | 70X525X305 | 4015081080007 |  | 273 | PDC | 1
108359 | BPZ-NZM2X-800-MV | 108359 | Cutii distributie metal | 85 | cerere oferta | S | 1 | 0 | 1 | 4.24 | KG | 70X725X305 | 4015081079933 |  | 273 | PDC | 1
108367 | BPZ-NZM2X-800-MV-W | 108367 | Mounting Plate NZM2 | 85 | cerere oferta | N | 1 | 0 | 1 | 4.24 | KG | 70X725X305 | 4015081080014 |  | 273 | PDC | 1
286759 | BPZ-NZM3-400-MV | 286759 | Xboard ProfiPlus BPZ-NZM3-400-MV | 85 | cerere oferta | S | 1 | 0 | 1 | 3.4 | KG | 0 001X0 001X0 001 | 4015082867591 |  | 273 | PDC | 1
105527 | BPZ-NZM3-400-MV-RH-W | 105527 | Mounting plate | 85 | cerere oferta | S | 1 | 0 | 1 | 3 | KG | 35,000X325,000X505,000 | 4015081053049 |  | 273 | PDC | 1
292475 | BPZ-NZM3-400-MV-W | 292475 | Xboard ProfiPlus BPZ-NZM3-400-MV-W | 85 | cerere oferta | S | 1 | 0 | 1 | 3.3 | KG | 70X325X505 | 4015082924751 |  | 273 | PDC | 1
286764 | BPZ-NZM3-600-MV | 286764 | Xboard ProfiPlus BPZ-NZM3-600-MV | 85 | cerere oferta | S | 1 | 0 | 1 | 5.5 | KG | 70X525X505 | 4015082867645 |  | 273 | PDC | 1
292480 | BPZ-NZM3-600-MV-W | 292480 | Xboard ProfiPlus BPZ-NZM3-600-MV-W | 85 | cerere oferta | S | 1 | 0 | 1 | 5.5 | KG | 70X525X505 | 4015082924805 |  | 273 | PDC | 1
293607 | BPZ-NZM3-800-MV | 293607 | Xboard ProfiPlus BPZ-NZM3-800-MV | 85 | cerere oferta | S | 1 | 0 | 1 | 6.7 | KG | 70X725X505 | 4015082936075 |  | 273 | PDC | 1
293608 | BPZ-NZM3-800-MV-W | 293608 | Xboard ProfiPlus BPZ-NZM3-800-MV-W | 85 | cerere oferta | S | 1 | 0 | 1 | 7.8 | KG | 0 001X0 001X0 001 | 4015082936082 |  | 273 | PDC | 1
108360 | BPZ-NZM3X-600-MV | 108360 | Cutii distributie metal | 85 | cerere oferta | S | 1 | 0 | 1 | 4.06 | KG | 0 001X0 001X0 001 | 4015081079940 |  | 273 | PDC | 1
108368 | BPZ-NZM3X-600-MV-W | 108368 | Mounting Plate NZM3 | 85 | cerere oferta | N | 1 | 0 | 1 | 4.06 | KG | 0 001X0 001X0 001 | 4015081080021 |  | 273 | PDC | 1
108361 | BPZ-NZM3X-800-MV | 108361 | Cutii distributie metal | 85 | cerere oferta | S | 1 | 0 | 1 | 5.33 | KG | 0 001X0 001X0 001 | 4015081079957 |  | 273 | PDC | 1
108369 | BPZ-NZM3X-800-MV-W | 108369 | Mounting Plate NZM3 | 85 | cerere oferta | N | 1 | 0 | 1 | 5.33 | KG | 0 001X0 001X0 001 | 4015081080038 |  | 273 | PDC | 1
102700 | BPZ-P/C-4/6 | 102700 | Xboard ProfiPlus BPZ-P/C-4/6 | 85 | cerere oferta | S | 10 | 2 | 50 | 0.005 | KG | 0 001X0 001X0 001 | 4015081025602 |  | 273 | PDC | 1
102694 | BPZ-P/L-10/120 | 102694 | Xboard ProfiPlus BPZ-P/L-10/120 | 85 | cerere oferta | S | 10 | 0 | 50 | 0.018 | KG | 120,000X11,000X8,000 | 4015081025541 |  | 273 | PDC | 1
102698 | BPZ-P/L-10/320 | 102698 | Xboard ProfiPlus BPZ-P/L-10/320 | 85 | cerere oferta | S | 10 | 2 | 50 | 0.025 | KG | 320,000X11,000X8,000 | 4015081025589 |  | 273 | PDC | 1
102692 | BPZ-P/L-6/120 | 102692 | Xboard ProfiPlus BPZ-P/L-6/120 | 85 | cerere oferta | S | 10 | 2 | 50 | 0.013 | KG | 120,000X11,000X8,000 | 4015081025527 |  | 273 | PDC | 1
102696 | BPZ-P/L-6/320 | 102696 | Xboard ProfiPlus BPZ-P/L-6/320 | 85 | cerere oferta | S | 10 | 0 | 50 | 0.018 | KG | 320,000X11,000X8,000 | 4015081025565 |  | 273 | PDC | 1
102695 | BPZ-P/N-10/120 | 102695 | Xboard ProfiPlus BPZ-P/N-10/120 | 85 | cerere oferta | S | 10 | 0 | 50 | 0.018 | KG | 120,000X11,000X8,000 | 4015081025558 |  | 273 | PDC | 1
102699 | BPZ-P/N-10/320 | 102699 | Xboard ProfiPlus BPZ-P/N-10/320 | 85 | cerere oferta | S | 10 | 2 | 50 | 0.025 | KG | 320,000X11,000X8,000 | 4015081025596 |  | 273 | PDC | 1
102693 | BPZ-P/N-6/120 | 102693 | Xboard ProfiPlus BPZ-P/N-6/120 | 85 | cerere oferta | S | 10 | 2 | 50 | 0.013 | KG | 120,000X11,000X8,000 | 4015081025534 |  | 273 | PDC | 1
102697 | BPZ-P/N-6/320 | 102697 | Xboard ProfiPlus BPZ-P/N-6/320 | 85 | cerere oferta | S | 10 | 0 | 50 | 0.018 | KG | 320,000X11,000X8,000 | 4015081025572 |  | 273 | PDC | 1
111302 | BPZ-RP-1000/10 | 111302 | Rear Panel | 85 | cerere oferta | N | 1 | 0 | 1 | 6.54 | KG | 1X918X945 | 4015081108633 |  | 273 | PDC | 1
111303 | BPZ-RP-1000/12 | 111303 | Rear Panel | 85 | cerere oferta | N | 1 | 0 | 1 | 8.2 | KG | 1X918X1145 | 4015081108640 |  | 273 | PDC | 1
111304 | BPZ-RP-1000/15 | 111304 | Rear Panel | 85 | cerere oferta | N | 1 | 0 | 1 | 10.01 | KG | 1X918X1445 | 4015081108657 |  | 273 | PDC | 1
111305 | BPZ-RP-1000/17 | 111305 | Rear Panel | 85 | cerere oferta | N | 1 | 0 | 1 | 11.39 | KG | 1X918X1645 | 4015081108664 |  | 273 | PDC | 1
111306 | BPZ-RP-1000/20 | 111306 | Rear Panel | 85 | cerere oferta | N | 1 | 0 | 1 | 13.46 | KG | 1X918X1945 | 4015081108671 |  | 273 | PDC | 1
111307 | BPZ-RP-1200/12 | 111307 | Rear Panel | 85 | cerere oferta | N | 1 | 0 | 1 | 9.65 | KG | 1X1118X1145 | 4015081108688 |  | 273 | PDC | 1
111308 | BPZ-RP-1200/15 | 111308 | Rear Panel | 85 | cerere oferta | N | 1 | 0 | 1 | 12.18 | KG | 1X1118X1445 | 4015081108695 |  | 273 | PDC | 1
111309 | BPZ-RP-1200/17 | 111309 | Rear Panel | 85 | cerere oferta | N | 1 | 0 | 1 | 13.86 | KG | 1X1118X1645 | 4015081108701 |  | 273 | PDC | 1
111310 | BPZ-RP-1200/20 | 111310 | Rear Panel | 85 | cerere oferta | N | 1 | 0 | 1 | 17 | KG | 1X1118X1945 | 4015081108718 |  | 273 | PDC | 1
111287 | BPZ-RP-400/10 | 111287 | Rear Panel | 85 | cerere oferta | N | 1 | 0 | 1 | 2.27 | KG | 1X318X945 | 4015081108480 |  | 273 | PDC | 1
111288 | BPZ-RP-400/12 | 111288 | Rear Panel | 85 | cerere oferta | N | 1 | 0 | 1 | 2.75 | KG | 1X318X1145 | 4015081108497 |  | 273 | PDC | 1
111285 | BPZ-RP-400/4 | 111285 | Rear Panel | 85 | cerere oferta | N | 1 | 1 | 1 | 0.83 | KG | 1X318X345 | 4015081108466 |  | 273 | PDC | 1
111286 | BPZ-RP-400/7 | 111286 | Rear Panel | 85 | cerere oferta | N | 1 | 0 | 1 | 1.55 | KG | 1X318X645 | 4015081108473 |  | 273 | PDC | 1
111291 | BPZ-RP-600/10 | 111291 | Rear Panel | 85 | cerere oferta | N | 1 | 0 | 1 | 3.69 | KG | 1X518X945 | 4015081108527 |  | 273 | PDC | 1
111292 | BPZ-RP-600/12 | 111292 | Rear Panel | 85 | cerere oferta | N | 1 | 0 | 1 | 4.6 | KG | 1X518X1145 | 4015081108534 |  | 273 | PDC | 1
111293 | BPZ-RP-600/15 | 111293 | Rear Panel | 85 | cerere oferta | N | 1 | 0 | 1 | 5.64 | KG | 1X518X1445 | 4015081108541 |  | 273 | PDC | 1
111294 | BPZ-RP-600/17 | 111294 | Rear Panel | 85 | cerere oferta | N | 1 | 0 | 1 | 6.6 | KG | 1X518X1645 | 4015081108558 |  | 273 | PDC | 1
111295 | BPZ-RP-600/20 | 111295 | Rear Panel | 85 | cerere oferta | N | 1 | 0 | 1 | 7.8 | KG | 1X518X1945 | 4015081108565 |  | 273 | PDC | 1
111289 | BPZ-RP-600/4 | 111289 | Rear Panel | 85 | cerere oferta | N | 1 | 0 | 1 | 1.35 | KG | 1X518X345 | 4015081108503 |  | 273 | PDC | 1
111290 | BPZ-RP-600/7 | 111290 | Rear Panel | 85 | cerere oferta | N | 1 | 0 | 1 | 2.52 | KG | 1X518X645 | 4015081108510 |  | 273 | PDC | 1
111297 | BPZ-RP-800/10 | 111297 | Rear Panel | 85 | cerere oferta | N | 1 | 0 | 1 | 5.28 | KG | 1X718X945 | 4015081108589 |  | 273 | PDC | 1
111298 | BPZ-RP-800/12 | 111298 | Rear Panel | 85 | cerere oferta | N | 1 | 0 | 1 | 6.2 | KG | 1X718X1145 | 4015081108596 |  | 273 | PDC | 1
111299 | BPZ-RP-800/15 | 111299 | Perete spate din otel | 85 | cerere oferta | N | 1 | 0 | 1 | 7.83 | KG | 1X718X1445 | 4015081108602 |  | 273 | PDC | 1
111300 | BPZ-RP-800/17 | 111300 | Rear Panel | 85 | cerere oferta | N | 1 | 0 | 1 | 9.2 | KG | 1X718X1645 | 4015081108619 |  | 273 | PDC | 1
111301 | BPZ-RP-800/20 | 111301 | Rear Panel | 85 | cerere oferta | N | 1 | 0 | 1 | 10.53 | KG | 1X718X1945 | 4015081108626 |  | 273 | PDC | 1
111296 | BPZ-RP-800/7 | 111296 | Rear Panel | 85 | cerere oferta | N | 1 | 0 | 1 | 3.6 | KG | 1X718X645 | 4015081108572 |  | 273 | PDC | 1
111328 | BPZ-RPP-1000/10 | 111328 | Rear Panel | 85 | cerere oferta | N | 1 | 0 | 1 | 1.18 | KG | 1X918X945 | 4015081108893 |  | 273 | PDC | 1
111329 | BPZ-RPP-1000/12 | 111329 | Rear Panel | 85 | cerere oferta | N | 1 | 0 | 1 | 1.43 | KG | 1X918X1145 | 4015081108909 |  | 273 | PDC | 1
111330 | BPZ-RPP-1000/15 | 111330 | Rear Panel | 85 | cerere oferta | N | 1 | 0 | 1 | 1.8 | KG | 1X918X1445 | 4015081108916 |  | 273 | PDC | 1
111331 | BPZ-RPP-1000/17 | 111331 | Rear Panel | 85 | cerere oferta | N | 1 | 0 | 1 | 2.05 | KG | 1X918X1645 | 4015081108923 |  | 273 | PDC | 1
111332 | BPZ-RPP-1000/20 | 111332 | Rear Panel | 85 | cerere oferta | N | 1 | 0 | 1 | 2.42 | KG | 1X918X1945 | 4015081108930 |  | 273 | PDC | 1
111333 | BPZ-RPP-1200/12 | 111333 | Rear Panel | 85 | cerere oferta | N | 1 | 0 | 1 | 1.74 | KG | 1X1118X1145 | 4015081108947 |  | 273 | PDC | 1
111334 | BPZ-RPP-1200/15 | 111334 | Rear Panel | 85 | cerere oferta | N | 1 | 0 | 1 | 2.19 | KG | 1X1118X1445 | 4015081108954 |  | 273 | PDC | 1
111335 | BPZ-RPP-1200/17 | 111335 | Rear Panel | 85 | cerere oferta | N | 1 | 0 | 1 | 2.49 | KG | 1X1118X1645 | 4015081108961 |  | 273 | PDC | 1
111336 | BPZ-RPP-1200/20 | 111336 | Rear Panel | 85 | cerere oferta | N | 1 | 0 | 1 | 2.94 | KG | 1X1118X1945 | 4015081108978 |  | 273 | PDC | 1
111313 | BPZ-RPP-400/10 | 111313 | Rear Panel | 85 | cerere oferta | N | 1 | 0 | 1 | 0.41 | KG | 1X318X945 | 4015081108749 |  | 273 | PDC | 1
111314 | BPZ-RPP-400/12 | 111314 | Rear Panel | 85 | cerere oferta | N | 1 | 0 | 1 | 0.5 | KG | 1X318X1145 | 4015081108756 |  | 273 | PDC | 1
111311 | BPZ-RPP-400/4 | 111311 | Rear Panel | 85 | cerere oferta | N | 1 | 0 | 1 | 0.15 | KG | 1X318X345 | 4015081108725 |  | 273 | PDC | 1
111312 | BPZ-RPP-400/7 | 111312 | Rear Panel | 85 | cerere oferta | N | 1 | 1 | 1 | 0.28 | KG | 1X318X645 | 4015081108732 |  | 273 | PDC | 1
111317 | BPZ-RPP-600/10 | 111317 | Rear Panel | 85 | cerere oferta | N | 1 | 0 | 1 | 0.67 | KG | 1X518X945 | 4015081108787 |  | 273 | PDC | 1
111318 | BPZ-RPP-600/12 | 111318 | Rear Panel | 85 | cerere oferta | N | 1 | 0 | 1 | 0.81 | KG | 1X518X1145 | 4015081108794 |  | 273 | PDC | 1
111319 | BPZ-RPP-600/15 | 111319 | Rear Panel | 85 | cerere oferta | N | 1 | 0 | 1 | 1.02 | KG | 1X518X1445 | 4015081108800 |  | 273 | PDC | 1
111320 | BPZ-RPP-600/17 | 111320 | Rear Panel | 85 | cerere oferta | N | 1 | 0 | 1 | 1.16 | KG | 1X518X1645 | 4015081108817 |  | 273 | PDC | 1
111321 | BPZ-RPP-600/20 | 111321 | Rear Panel | 85 | cerere oferta | N | 1 | 0 | 1 | 1.37 | KG | 1X518X1945 | 4015081108824 |  | 273 | PDC | 1
111315 | BPZ-RPP-600/4 | 111315 | Rear Panel | 85 | cerere oferta | N | 1 | 1 | 1 | 0.24 | KG | 1X518X345 | 4015081108763 |  | 273 | PDC | 1
111316 | BPZ-RPP-600/7 | 111316 | Rear Panel | 85 | cerere oferta | N | 1 | 0 | 1 | 0.54 | KG | 1X518X645 | 4015081108770 |  | 273 | PDC | 1
111323 | BPZ-RPP-800/10 | 111323 | Rear Panel | 85 | cerere oferta | N | 1 | 0 | 1 | 0.92 | KG | 1X718X945 | 4015081108848 |  | 273 | PDC | 1
111324 | BPZ-RPP-800/12 | 111324 | Rear Panel | 85 | cerere oferta | N | 1 | 0 | 1 | 1.12 | KG | 1X718X1145 | 4015081108855 |  | 273 | PDC | 1
111325 | BPZ-RPP-800/15 | 111325 | Rear Panel | 85 | cerere oferta | N | 1 | 0 | 1 | 1.41 | KG | 1X718X1445 | 4015081108862 |  | 273 | PDC | 1
111326 | BPZ-RPP-800/17 | 111326 | Rear Panel | 85 | cerere oferta | N | 1 | 0 | 1 | 1.6 | KG | 1X718X1645 | 4015081108879 |  | 273 | PDC | 1
111327 | BPZ-RPP-800/20 | 111327 | Rear Panel | 85 | cerere oferta | N | 1 | 0 | 1 | 1.89 | KG | 1X718X1945 | 4015081108886 |  | 273 | PDC | 1
111322 | BPZ-RPP-800/7 | 111322 | Rear Panel | 85 | cerere oferta | N | 1 | 0 | 1 | 0.63 | KG | 1X718X645 | 4015081108831 |  | 273 | PDC | 1
173625 | BPZ-SF-10 | 173625 | BPZ-SF-10 | 85 | cerere oferta | N | 1 | 0 | 1 | 3.9 | KG | 0 001X0 001X0 001 | 4015081700325 |  | 273 | PDC | 1
173626 | BPZ-SF-12 | 173626 | BPZ-SF-12 | 85 | cerere oferta | N | 1 | 0 | 1 | 4.8 | KG | 0 001X0 001X0 001 | 4015081700332 |  | 273 | PDC | 1
173627 | BPZ-SF-15 | 173627 | BPZ-SF-15 | 85 | cerere oferta | N | 1 | 0 | 1 | 5.8 | KG | 0 001X0 001X0 001 | 4015081700349 |  | 273 | PDC | 1
108374 | BPZ-SF-17 | 108374 | Cutii distributie metal | 85 | cerere oferta | S | 1 | 0 | 1 | 2.35 | KG | 40X80X1655 | 4015081080083 |  | 273 | PDC | 1
108376 | BPZ-SF-17-W | 108376 | Separation Frame | 85 | cerere oferta | N | 1 | 0 | 1 | 2.35 | KG | 40X80X1655 | 4015081080106 |  | 273 | PDC | 1
108375 | BPZ-SF-20 | 108375 | Cutii distributie metal | 85 | cerere oferta | S | 1 | 0 | 1 | 9 | KG | 0 001X0 001X0 001 | 4015081080090 |  | 273 | PDC | 1
173630 | BPZ-SF-200/10 | 173630 | BPZ-SF-200/10 | 85 | cerere oferta | N | 1 | 0 | 1 | 2.3 | KG | 0 001X0 001X0 001 | 4015081700370 |  | 273 | PDC | 1
173631 | BPZ-SF-200/12 | 173631 | BPZ-SF-200/12 | 85 | cerere oferta | N | 1 | 0 | 1 | 2.8 | KG | 0 001X0 001X0 001 | 4015081700387 |  | 273 | PDC | 1
173632 | BPZ-SF-200/15 | 173632 | BPZ-SF-200/15 | 85 | cerere oferta | N | 1 | 0 | 1 | 3.4 | KG | 0 001X0 001X0 001 | 4015081700394 |  | 273 | PDC | 1
173628 | BPZ-SF-200/4 | 173628 | BPZ-SF-200/4 | 85 | cerere oferta | N | 1 | 0 | 1 | 1.1 | KG | 0 001X0 001X0 001 | 4015081700356 |  | 273 | PDC | 1
173629 | BPZ-SF-200/7 | 173629 | BPZ-SF-200/7 | 85 | cerere oferta | N | 1 | 0 | 1 | 1.7 | KG | 0 001X0 001X0 001 | 4015081700363 |  | 273 | PDC | 1
108377 | BPZ-SF-20-W | 108377 | Separation Frame | 85 | cerere oferta | N | 1 | 0 | 1 | 2.76 | KG | 40X80X1955 | 4015081080113 |  | 273 | PDC | 1
116690 | BPZ-SH | 116690 | Maner usa | 85 | cerere oferta | N | 1 | 0 | 1 | 0.27 | KG | 60X40X140 | 4015081164356 |  | 273 | PDC | 1
131560 | BPZ-SH-L | 131560 | Clip-down handle Softline long | 85 | cerere oferta | N | 1 | 0 | 1 | 0.3 | KG | 60X40X165 | 4015081285815 |  | 273 | PDC | 1
116677 | BPZ-SNAP | 116677 | Element prindere | 85 | cerere oferta | N | 1 | 1 | 1 | 0.03 | KG | 50X60X50 | 4015081164226 |  | 273 | PDC | 1
131559 | BPZ-SNAP-MSW-CTS | 131559 | SET SNAP PENTRU MONTANT MSW PE CTS | 85 | cerere oferta | N | 1 | 0 | 1 | 0.15 | KG | 100X150X50 | 4015081285808 |  | 273 | PDC | 1
111342 | BPZ-SP-MSW-10 | 111342 | Side Panel | 85 | cerere oferta | N | 1 | 0 | 1 | 5.66 | KG | 240X50X1080 | 4015081109036 |  | 273 | PDC | 1
111348 | BPZ-SP-MSW-10-W | 111348 | Side Panel | 85 | cerere oferta | N | 1 | 0 | 1 | 5.66 | KG | 240X50X1080 | 4015081109098 |  | 273 | PDC | 1
111343 | BPZ-SP-MSW-12 | 111343 | Side Panel | 85 | cerere oferta | N | 1 | 0 | 1 | 6.7 | KG | 240X50X1280 | 4015081109043 |  | 273 | PDC | 1
111349 | BPZ-SP-MSW-12-W | 111349 | Side Panel | 85 | cerere oferta | N | 1 | 0 | 1 | 6.7 | KG | 240X50X1280 | 4015081109104 |  | 273 | PDC | 1
111344 | BPZ-SP-MSW-15 | 111344 | Side Panel | 85 | cerere oferta | N | 1 | 0 | 1 | 8.3 | KG | 240X50X1580 | 4015081109050 |  | 273 | PDC | 1
111350 | BPZ-SP-MSW-15-W | 111350 | Side Panel | 85 | cerere oferta | N | 1 | 0 | 1 | 8.3 | KG | 240X50X1580 | 4015081109111 |  | 273 | PDC | 1
111339 | BPZ-SP-MSW-4 | 111339 | Side Panel | 85 | cerere oferta | N | 1 | 0 | 1 | 2.4 | KG | 240X50X480 | 4015081109005 |  | 273 | PDC | 1
111345 | BPZ-SP-MSW-4-W | 111345 | Side Panel | 85 | cerere oferta | N | 1 | 0 | 1 | 2.4 | KG | 240X50X480 | 4015081109067 |  | 273 | PDC | 1
111341 | BPZ-SP-MSW-7 | 111341 | Side Panel | 85 | cerere oferta | N | 1 | 0 | 1 | 4 | KG | 240X50X780 | 4015081109029 |  | 273 | PDC | 1
111347 | BPZ-SP-MSW-7-W | 111347 | Side Panel | 85 | cerere oferta | N | 1 | 0 | 1 | 4 | KG | 240X50X780 | 4015081109081 |  | 273 | PDC | 1
119168 | BPZ-SS-1/249 | 119168 | Front Cover für Socket | 85 | cerere oferta | N | 1 | 0 | 1 | 1.6 | KG | 250X65X105 | 4015081173051 |  | 273 | PDC | 1
119167 | BPZ-SS-1/270 | 119167 | Front Cover für Socket | 85 | cerere oferta | N | 1 | 0 | 1 | 1.65 | KG | 270X65X105 | 4015081173044 |  | 273 | PDC | 1
119173 | BPZ-SS-1/270-W | 119173 | BPZ-SS-1/270-W | 85 | cerere oferta | N | 1 |  | 1 | 1.65 | KG |  | 4015081173105 |  | 273 | PDC | 1
293513 | BPZ-SS-1/3 | 293513 | Side Cover for Socket | 85 | cerere oferta | S | 1 | 0 | 1 | 1.7 | KG | 285X65X105 | 4015082935139 |  | 273 | PDC | 1
112348 | BPZ-SS-1/320 | 112348 | Soclu pentru cutii BP | 85 | cerere oferta | S | 1 | 0 | 1 | 1.8 | KG | 320X65X105 | 4015081119080 |  | 273 | PDC | 1
112350 | BPZ-SS-1/320-W | 112350 | Side Cover for Socket White | 85 | cerere oferta | N | 1 | 0 | 1 | 1.8 | KG | 320X65X105 | 4015081119103 |  | 273 | PDC | 1
293514 | BPZ-SS-1/3-W | 293514 | Xboard ProfiPlus BPZ-SS-1/3-W | 85 | cerere oferta | S | 1 | 0 | 1 | 1.6 | KG | 0 001X0 001X0 001 | 4015082935146 |  | 273 | PDC | 1
119171 | BPZ-SS-2/270 | 119171 | BPZ-SS-2/270 | 85 | cerere oferta | N | 1 | 0 | 1 | 3.2 | KG | 270X65X205 | 4015081173082 |  | 273 | PDC | 1
293517 | BPZ-SS-2/3 | 293517 | Side Cover for Socket | 85 | cerere oferta | S | 1 | 0 | 1 | 2.64 | KG | 0 001X0 001X0 001 | 4015082935177 |  | 273 | PDC | 1
112349 | BPZ-SS-2/320 | 112349 | Side Cover for Socket | 85 | cerere oferta | N | 1 | 0 | 1 | 3.4 | KG | 320X65X205 | 4015081119097 |  | 273 | PDC | 1
112351 | BPZ-SS-2/320-W | 112351 | Side Cover for Socket White | 85 | cerere oferta | N | 1 | 0 | 1 | 3.4 | KG | 320X65X205 | 4015081119110 |  | 273 | PDC | 1
293518 | BPZ-SS-2/3-W | 293518 | Side Cover for Sockel White | 85 | cerere oferta | S | 1 | 0 | 1 | 3.3 | KG | 285X65X205 | 4015082935184 |  | 273 | PDC | 1
116650 | BPZ-TA/2 | 116650 | DIN RAIL TOWER ajustable | 85 | cerere oferta | S | 1 | 1 | 1 | 0.22 | KG | 120X50X30 | 4015081163953 |  | 273 | PDC | 1
116651 | BPZ-TF/2 | 116651 | DIN RAIL TOWER fixed | 85 | cerere oferta | S | 1 | 2 | 1 | 0.22 | KG | 100X65X65 | 4015081163960 |  | 273 | PDC | 1
119222 | BPZ-TP-20 | 119222 | Xboard General Accessories | 85 | cerere oferta | N | 1 | 0 | 1 | 0.79 | KG | 0 001X0 001X0 001 | 4015081173594 |  | 273 | PDC | 1
106450 | BPZ-TSB-1000 | 106450 | Terminal Support Bar | 85 | cerere oferta | S | 1 | 0 | 1 | 0.6 | KG | 0 001X0 001X0 001 | 4015081062201 |  | 273 | PDC | 1
106451 | BPZ-TSB-1200 | 106451 | Terminal Support Bar | 85 | cerere oferta | S | 1 | 0 | 1 | 1.05 | KG | 60,000X1120,000X35,000 | 4015081062218 |  | 273 | PDC | 1
106447 | BPZ-TSB-400 | 106447 | Terminal Support Bar | 85 | cerere oferta | S | 1 | 1 | 1 | 0.3 | KG | 60,000X320,000X35,000 | 4015081062171 |  | 273 | PDC | 1
106448 | BPZ-TSB-600 | 106448 | Xboard ProfiPlus BPZ-TSB-600 | 85 | cerere oferta | S | 1 | 1 | 1 | 0.48 | KG | 60,000X520,000X35,000 | 4015081062188 |  | 273 | PDC | 1
106449 | BPZ-TSB-800 | 106449 | Terminal Support Bar | 85 | cerere oferta | S | 1 | 1 | 1 | 0.4 | KG | 0 001X0 001X0 001 | 4015081062195 |  | 273 | PDC | 1
119302 | BPZ-USF-10 | 119302 | BPZ-USF-10 | 85 | cerere oferta | N | 1 | 0 | 1 | 1.75 | KG | 65X80X955 | 4015081174393 |  | 273 | PDC | 1
119303 | BPZ-USF-12 | 119303 | BPZ-USF-12 | 85 | cerere oferta | N | 1 | 0 | 1 | 2.1 | KG | 65X80X1155 | 4015081174409 |  | 273 | PDC | 1
119304 | BPZ-USF-15 | 119304 | BPZ-USF-15 | 85 | cerere oferta | N | 1 | 0 | 1 | 2.625 | KG | 65X80X1455 | 4015081174416 |  | 273 | PDC | 1
119305 | BPZ-USF-17 | 119305 | BPZ-USF-17 | 85 | cerere oferta | N | 1 | 0 | 1 | 2.975 | KG | 65X80X1655 | 4015081174423 |  | 273 | PDC | 1
119306 | BPZ-USF-20 | 119306 | BPZ-USF-20 | 85 | cerere oferta | N | 1 | 0 | 1 | 3.5 | KG | 65X80X1955 | 4015081174430 |  | 273 | PDC | 1
293404 | BPZ-WB2STBP-1000/2 | 293404 | Wall Box Top-/Bottom Panel f.2-Step System | 85 | cerere oferta | S | 1 | 0 | 1 | 2.4 | KG | 170X940X35 | 4015082934040 |  | 273 | PDC | 1
293405 | BPZ-WB2STBP-1200/2 | 293405 | Wall Box Top-/Bottom Panel f.2-Step System | 85 | cerere oferta | S | 1 | 0 | 1 | 2.9 | KG | 170X1140X35 | 4015082934057 |  | 273 | PDC | 1
293401 | BPZ-WB2STBP-400/2 | 293401 | Xboard ProfiPlus BPZ-WB2STBP-400/2 | 85 | cerere oferta | S | 1 | 0 | 1 | 1.1 | KG | 170X340X35 | 4015082934019 |  | 273 | PDC | 1
293402 | BPZ-WB2STBP-600/2 | 293402 | Xboard ProfiPlus BPZ-WB2STBP-600/2 | 85 | cerere oferta | S | 1 | 0 | 1 | 1.5 | KG | 170X540X35 | 4015082934026 |  | 273 | PDC | 1
293403 | BPZ-WB2STBP-800/2 | 293403 | Xboard ProfiPlus BPZ-WB2STBP-800/2 | 85 | cerere oferta | S | 1 | 0 | 1 | 1.9 | KG | 170X740X35 | 4015082934033 |  | 273 | PDC | 1
111114 | BPZ-WB3S-1000/10/1 | 111114 | Wall Box f. 3-Step System | 85 | cerere oferta | N | 1 | 0 | 1 | 7.64 | KG | 185X100X1030 | 4015081106752 |  | 273 | PDC | 1
111140 | BPZ-WB3S-1000/10/2 | 111140 | Wall Box f. 3-Step System | 85 | cerere oferta | N | 1 | 0 | 1 | 9.6 | KG | 245X100X1030 | 4015081107018 |  | 273 | PDC | 1
111115 | BPZ-WB3S-1000/12/1 | 111115 | Wall Box f. 3-Step System | 85 | cerere oferta | N | 1 | 0 | 1 | 8.28 | KG | 185X100X1230 | 4015081106769 |  | 273 | PDC | 1
111141 | BPZ-WB3S-1000/12/2 | 111141 | Wall Box f. 3-Step System | 85 | cerere oferta | N | 1 | 0 | 1 | 10.4 | KG | 245X100X1230 | 4015081107025 |  | 273 | PDC | 1
111116 | BPZ-WB3S-1000/15/1 | 111116 | Wall Box f. 3-Step System | 85 | cerere oferta | N | 1 | 0 | 1 | 9.26 | KG | 185X100X1530 | 4015081106776 |  | 273 | PDC | 1
111142 | BPZ-WB3S-1000/15/2 | 111142 | Wall Box f. 3-Step System | 85 | cerere oferta | N | 1 | 0 | 1 | 11.62 | KG | 245X100X1530 | 4015081107032 |  | 273 | PDC | 1
111117 | BPZ-WB3S-1000/17/1 | 111117 | Wall Box f. 3-Step System | 85 | cerere oferta | N | 1 | 0 | 1 | 9.9 | KG | 185X100X1730 | 4015081106783 |  | 273 | PDC | 1
111143 | BPZ-WB3S-1000/17/2 | 111143 | Wall Box f. 3-Step System | 85 | cerere oferta | N | 1 | 0 | 1 | 12.42 | KG | 245X100X1730 | 4015081107049 |  | 273 | PDC | 1
111118 | BPZ-WB3S-1000/20/1 | 111118 | Wall Box f. 3-Step System | 85 | cerere oferta | N | 1 | 0 | 1 | 10.88 | KG | 185X100X2030 | 4015081106790 |  | 273 | PDC | 1
111144 | BPZ-WB3S-1000/20/2 | 111144 | Wall Box f. 3-Step System | 85 | cerere oferta | N | 1 | 0 | 1 | 13.64 | KG | 245X100X2030 | 4015081107056 |  | 273 | PDC | 1
111119 | BPZ-WB3S-1200/12/1 | 111119 | Wall Box f. 3-Step System | 85 | cerere oferta | N | 1 | 0 | 1 | 8.94 | KG | 185X100X1230 | 4015081106806 |  | 273 | PDC | 1
111145 | BPZ-WB3S-1200/12/2 | 111145 | Wall Box f. 3-Step System | 85 | cerere oferta | N | 1 | 0 | 1 | 11.22 | KG | 245X100X1230 | 4015081107063 |  | 273 | PDC | 1
111120 | BPZ-WB3S-1200/15/1 | 111120 | Wall Box f. 3-Step System | 85 | cerere oferta | N | 1 | 0 | 1 | 9.92 | KG | 185X100X1530 | 4015081106813 |  | 273 | PDC | 1
111146 | BPZ-WB3S-1200/15/2 | 111146 | Wall Box f. 3-Step System | 85 | cerere oferta | N | 1 | 0 | 1 | 12.44 | KG | 245X100X1530 | 4015081107070 |  | 273 | PDC | 1
111121 | BPZ-WB3S-1200/17/1 | 111121 | Wall Box f. 3-Step System | 85 | cerere oferta | N | 1 | 0 | 1 | 10.56 | KG | 185X100X1730 | 4015081106820 |  | 273 | PDC | 1
111147 | BPZ-WB3S-1200/17/2 | 111147 | Wall Box f. 3-Step System | 85 | cerere oferta | N | 1 | 0 | 1 | 13.24 | KG | 245X100X1730 | 4015081107087 |  | 273 | PDC | 1
111122 | BPZ-WB3S-1200/20/1 | 111122 | Wall Box f. 3-Step System | 85 | cerere oferta | N | 1 | 0 | 1 | 11.54 | KG | 185X100X2030 | 4015081106837 |  | 273 | PDC | 1
111148 | BPZ-WB3S-1200/20/2 | 111148 | Wall Box f. 3-Step System | 85 | cerere oferta | N | 1 | 0 | 1 | 16.7 | KG | 245X100X2030 | 4015081107094 |  | 273 | PDC | 1
111099 | BPZ-WB3S-400/10/1 | 111099 | Wall Box f. 3-Step System | 85 | cerere oferta | N | 1 | 0 | 1 | 5.66 | KG | 185X100X1030 | 4015081106608 |  | 273 | PDC | 1
111125 | BPZ-WB3S-400/10/2 | 111125 | Wall Box f. 3-Step System | 85 | cerere oferta | N | 1 | 0 | 1 | 7.1 | KG | 245X100X1030 | 4015081106868 |  | 273 | PDC | 1
111100 | BPZ-WB3S-400/12/1 | 111100 | Wall Box f. 3-Step System | 85 | cerere oferta | N | 1 | 0 | 1 | 6.3 | KG | 185X100X1230 | 4015081106615 |  | 273 | PDC | 1
111126 | BPZ-WB3S-400/12/2 | 111126 | Wall Box f. 3-Step System | 85 | cerere oferta | N | 1 | 0 | 1 | 7.92 | KG | 245X100X1230 | 4015081106875 |  | 273 | PDC | 1
111097 | BPZ-WB3S-400/4/1 | 111097 | Wall Box f. 3-Step System | 85 | cerere oferta | N | 1 | 0 | 1 | 3.32 | KG | 185X100X430 | 4015081106585 |  | 273 | PDC | 1
111123 | BPZ-WB3S-400/4/2 | 111123 | Wall Box f. 3-Step System | 85 | cerere oferta | N | 1 | 0 | 1 | 4.68 | KG | 245X100X430 | 4015081106844 |  | 273 | PDC | 1
111098 | BPZ-WB3S-400/7/1 | 111098 | Wall Box f. 3-Step System | 85 | cerere oferta | N | 1 | 0 | 1 | 4.68 | KG | 185X100X730 | 4015081106592 |  | 273 | PDC | 1
111124 | BPZ-WB3S-400/7/2 | 111124 | Wall Box f. 3-Step System | 85 | cerere oferta | N | 1 | 0 | 1 | 5.9 | KG | 245X100X730 | 4015081106851 |  | 273 | PDC | 1
111103 | BPZ-WB3S-600/10/1 | 111103 | Wall Box f. 3-Step System | 85 | cerere oferta | N | 1 | 0 | 1 | 6.32 | KG | 185X100X1029 | 4015081106646 |  | 273 | PDC | 1
111129 | BPZ-WB3S-600/10/2 | 111129 | Wall Box f. 3-Step System | 85 | cerere oferta | N | 1 | 0 | 1 | 7.94 | KG | 245X100X1029 | 4015081106905 |  | 273 | PDC | 1
111104 | BPZ-WB3S-600/12/1 | 111104 | Wall Box f. 3-Step System | 85 | cerere oferta | N | 1 | 0 | 1 | 6.96 | KG | 185X100X1230 | 4015081106653 |  | 273 | PDC | 1
111130 | BPZ-WB3S-600/12/2 | 111130 | Wall Box f. 3-Step System | 85 | cerere oferta | N | 1 | 0 | 1 | 9.32 | KG | 245X100X1230 | 4015081106912 |  | 273 | PDC | 1
111105 | BPZ-WB3S-600/15/1 | 111105 | Wall Box f. 3-Step System | 85 | cerere oferta | N | 1 | 0 | 1 | 7.94 | KG | 185X100X1530 | 4015081106660 |  | 273 | PDC | 1
111131 | BPZ-WB3S-600/15/2 | 111131 | Wall Box f. 3-Step System | 85 | cerere oferta | N | 1 | 0 | 1 | 9.98 | KG | 245X100X1530 | 4015081106929 |  | 273 | PDC | 1
111106 | BPZ-WB3S-600/17/1 | 111106 | Wall Box f. 3-Step System | 85 | cerere oferta | N | 1 | 0 | 1 | 8.58 | KG | 185X100X1730 | 4015081106677 |  | 273 | PDC | 1
111132 | BPZ-WB3S-600/17/2 | 111132 | Wall Box f. 3-Step System | 85 | cerere oferta | N | 1 | 0 | 1 | 10.78 | KG | 245X100X1730 | 4015081106936 |  | 273 | PDC | 1
111107 | BPZ-WB3S-600/20/1 | 111107 | Wall Box f. 3-Step System | 85 | cerere oferta | N | 1 | 0 | 1 | 9.56 | KG | 185X100X2030 | 4015081106684 |  | 273 | PDC | 1
111133 | BPZ-WB3S-600/20/2 | 111133 | Wall Box f. 3-Step System | 85 | cerere oferta | N | 1 | 0 | 1 | 13.38 | KG | 0 001X0 001X0 001 | 4015081106943 |  | 273 | PDC | 1
111101 | BPZ-WB3S-600/4/1 | 111101 | Wall Box f. 3-Step System | 85 | cerere oferta | N | 1 | 0 | 1 | 4.32 | KG | 185X100X605 | 4015081106622 |  | 273 | PDC | 1
111127 | BPZ-WB3S-600/4/2 | 111127 | Wall Box f. 3-Step System | 85 | cerere oferta | N | 1 | 0 | 1 | 5.52 | KG | 245X100X605 | 4015081106882 |  | 273 | PDC | 1
111102 | BPZ-WB3S-600/7/1 | 111102 | Wall Box f. 3-Step System | 85 | cerere oferta | N | 1 | 0 | 1 | 5.34 | KG | 185X100X730 | 4015081106639 |  | 273 | PDC | 1
111128 | BPZ-WB3S-600/7/2 | 111128 | Wall Box f. 3-Step System | 85 | cerere oferta | N | 1 | 0 | 1 | 6.9 | KG | 245X100X730 | 4015081106899 |  | 273 | PDC | 1
111109 | BPZ-WB3S-800/10/1 | 111109 | Wall Box f. 3-Step System | 85 | cerere oferta | N | 1 | 0 | 1 | 7.5 | KG | 185X100X1030 | 4015081106707 |  | 273 | PDC | 1
111135 | BPZ-WB3S-800/10/2 | 111135 | Wall Box f. 3-Step System | 85 | cerere oferta | N | 1 | 0 | 1 | 8.76 | KG | 245X100X1030 | 4015081106967 |  | 273 | PDC | 1
111110 | BPZ-WB3S-800/12/1 | 111110 | Wall Box f. 3-Step System | 85 | cerere oferta | N | 1 | 0 | 1 | 7.62 | KG | 185X100X1230 | 4015081106714 |  | 273 | PDC | 1
111136 | BPZ-WB3S-800/12/2 | 111136 | Wall Box f. 3-Step System | 85 | cerere oferta | N | 1 | 0 | 1 | 10.28 | KG | 245X100X1230 | 4015081106974 |  | 273 | PDC | 1
111111 | BPZ-WB3S-800/15/1 | 111111 | Wall Box f. 3-Step System | 85 | cerere oferta | N | 1 | 0 | 1 | 8.6 | KG | 185X100X1530 | 4015081106721 |  | 273 | PDC | 1
111137 | BPZ-WB3S-800/15/2 | 111137 | Cutie | 85 | cerere oferta | N | 1 | 0 | 1 | 10.8 | KG | 245X100X1530 | 4015081106981 |  | 273 | PDC | 1
111112 | BPZ-WB3S-800/17/1 | 111112 | Wall Box f. 3-Step System | 85 | cerere oferta | N | 1 | 0 | 1 | 9.24 | KG | 185X100X1730 | 4015081106738 |  | 273 | PDC | 1
111138 | BPZ-WB3S-800/17/2 | 111138 | Wall Box f. 3-Step System | 85 | cerere oferta | N | 1 | 0 | 1 | 11.6 | KG | 245X100X1730 | 4015081106998 |  | 273 | PDC | 1
111113 | BPZ-WB3S-800/20/1 | 111113 | Wall Box f. 3-Step System | 85 | cerere oferta | N | 1 | 0 | 1 | 10.22 | KG | 185X100X2030 | 4015081106745 |  | 273 | PDC | 1
111139 | BPZ-WB3S-800/20/2 | 111139 | Wall Box f. 3-Step System | 85 | cerere oferta | N | 1 | 0 | 1 | 14.3 | KG | 245X100X2030 | 4015081107001 |  | 273 | PDC | 1
111108 | BPZ-WB3S-800/7/1 | 111108 | Wall Box f. 3-Step System | 85 | cerere oferta | N | 1 | 0 | 1 | 6 | KG | 185X100X805 | 4015081106691 |  | 273 | PDC | 1
111134 | BPZ-WB3S-800/7/2 | 111134 | Wall Box f. 3-Step System | 85 | cerere oferta | N | 1 | 0 | 1 | 7.94 | KG | 245X100X805 | 4015081106950 |  | 273 | PDC | 1
293383 | BPZ-WBO2S-1000/10/1 | 293383 | Wall Box Open f. 2-Step System | 85 | cerere oferta | S | 1 | 0 | 1 | 8.81 | KG | 35X930X985 | 4015082933838 |  | 273 | PDC | 1
293384 | BPZ-WBO2S-1000/10/2 | 293384 | Wall Box Open f. 2-Step System | 85 | cerere oferta | S | 1 | 0 | 1 | 9.01 | KG | 35X930X985 | 4015082933845 |  | 273 | PDC | 1
293385 | BPZ-WBO2S-1000/12/1 | 293385 | Wall Box Open f. 2-Step System | 85 | cerere oferta | S | 1 | 0 | 1 | 10.59 | KG | 35X930X1185 | 4015082933852 |  | 273 | PDC | 1
293386 | BPZ-WBO2S-1000/12/2 | 293386 | Wall Box Open f. 2-Step System | 85 | cerere oferta | S | 1 | 0 | 1 | 10.79 | KG | 35X930X1185 | 4015082933869 |  | 273 | PDC | 1
293387 | BPZ-WBO2S-1000/15/1 | 293387 | Wall Box Open f. 2-Step System | 85 | cerere oferta | S | 1 | 0 | 1 | 13.24 | KG | 35X930X1485 | 4015082933876 |  | 273 | PDC | 1
293388 | BPZ-WBO2S-1000/15/2 | 293388 | Wall Box Open f. 2-Step System | 85 | cerere oferta | S | 1 | 0 | 1 | 13.44 | KG | 35X930X1485 | 4015082933883 |  | 273 | PDC | 1
293393 | BPZ-WBO2S-1200/12/1 | 293393 | Wall Box Open f. 2-Step System | 85 | cerere oferta | S | 1 | 0 | 1 | 12.33 | KG | 35X1130X1185 | 4015082933937 |  | 273 | PDC | 1
293394 | BPZ-WBO2S-1200/12/2 | 293394 | Wall Box Open f. 2-Step System | 85 | cerere oferta | S | 1 | 0 | 1 | 12.53 | KG | 35X1130X1185 | 4015082933944 |  | 273 | PDC | 1
293395 | BPZ-WBO2S-1200/15/1 | 293395 | Wall Box Open f. 2-Step System | 85 | cerere oferta | S | 1 | 0 | 1 | 15.41 | KG | 35X1130X1485 | 4015082933951 |  | 273 | PDC | 1
293396 | BPZ-WBO2S-1200/15/2 | 293396 | Wall Box Open f. 2-Step System | 85 | cerere oferta | S | 1 | 0 | 1 | 15.61 | KG | 35X1130X1485 | 4015082933968 |  | 273 | PDC | 1
293353 | BPZ-WBO2S-400/10/1 | 293353 | Xboard ProfiPlus BPZ-WBO2S-400/10/1 | 85 | cerere oferta | S | 1 | 0 | 1 | 4.46 | KG | 35X330X985 | 4015082933531 |  | 273 | PDC | 1
293354 | BPZ-WBO2S-400/10/2 | 293354 | Xboard ProfiPlus BPZ-WBO2S-400/10/2 | 85 | cerere oferta | S | 1 | 0 | 1 | 4.66 | KG | 35X330X985 | 4015082933548 |  | 273 | PDC | 1
293355 | BPZ-WBO2S-400/12/1 | 293355 | Xboard ProfiPlus BPZ-WBO2S-400/12/1 | 85 | cerere oferta | S | 1 | 0 | 1 | 5.37 | KG | 35X330X1185 | 4015082933555 |  | 273 | PDC | 1
293356 | BPZ-WBO2S-400/12/2 | 293356 | Xboard ProfiPlus BPZ-WBO2S-400/12/2 | 85 | cerere oferta | S | 1 | 0 | 1 | 5.57 | KG | 35X330X1185 | 4015082933562 |  | 273 | PDC | 1
293349 | BPZ-WBO2S-400/4/1 | 293349 | Xboard ProfiPlus BPZ-WBO2S-400/4/1 | 85 | cerere oferta | S | 1 | 0 | 1 | 1.7 | KG | 35X330X385 | 4015082933494 |  | 273 | PDC | 1
293350 | BPZ-WBO2S-400/4/2 | 293350 | Xboard ProfiPlus BPZ-WBO2S-400/4/2 | 85 | cerere oferta | S | 1 | 0 | 1 | 1.9 | KG | 35X330X385 | 4015082933500 |  | 273 | PDC | 1
293351 | BPZ-WBO2S-400/7/1 | 293351 | Xboard ProfiPlus BPZ-WBO2S-400/7/1 | 85 | cerere oferta | S | 1 | 0 | 1 | 3.06 | KG | 35X330X685 | 4015082933517 |  | 273 | PDC | 1
293352 | BPZ-WBO2S-400/7/2 | 293352 | Xboard ProfiPlus BPZ-WBO2S-400/7/2 | 85 | cerere oferta | S | 1 | 0 | 1 | 3.26 | KG | 35X330X685 | 4015082933524 |  | 273 | PDC | 1
293361 | BPZ-WBO2S-600/10/1 | 293361 | Xboard ProfiPlus BPZ-WBO2S-600/10/1 | 85 | cerere oferta | S | 1 | 0 | 1 | 5.91 | KG | 35X530X985 | 4015082933616 |  | 273 | PDC | 1
293362 | BPZ-WBO2S-600/10/2 | 293362 | Xboard ProfiPlus BPZ-WBO2S-600/10/2 | 85 | cerere oferta | S | 1 | 0 | 1 | 6.11 | KG | 35X530X985 | 4015082933623 |  | 273 | PDC | 1
293363 | BPZ-WBO2S-600/12/1 | 293363 | Xboard ProfiPlus BPZ-WBO2S-600/12/1 | 85 | cerere oferta | S | 1 | 0 | 1 | 7.11 | KG | 35X530X1185 | 4015082933630 |  | 273 | PDC | 1
293364 | BPZ-WBO2S-600/12/2 | 293364 | Xboard ProfiPlus BPZ-WBO2S-600/12/2 | 85 | cerere oferta | S | 1 | 0 | 1 | 7.31 | KG | 35X530X1185 | 4015082933647 |  | 273 | PDC | 1
293365 | BPZ-WBO2S-600/15/1 | 293365 | Xboard ProfiPlus BPZ-WBO2S-600/15/1 | 85 | cerere oferta | S | 1 | 0 | 1 | 8.91 | KG | 35X530X1485 | 4015082933654 |  | 273 | PDC | 1
293366 | BPZ-WBO2S-600/15/2 | 293366 | Xboard ProfiPlus BPZ-WBO2S-600/15/2 | 85 | cerere oferta | S | 1 | 0 | 1 | 9.11 | KG | 35X530X1485 | 4015082933661 |  | 273 | PDC | 1
293357 | BPZ-WBO2S-600/4/1 | 293357 | Xboard ProfiPlus BPZ-WBO2S-600/4/1 | 85 | cerere oferta | S | 1 | 0 | 1 | 2.3 | KG | 35X530X385 | 4015082933579 |  | 273 | PDC | 1
293358 | BPZ-WBO2S-600/4/2 | 293358 | Xboard ProfiPlus BPZ-WBO2S-600/4/2 | 85 | cerere oferta | S | 1 | 0 | 1 | 2.5 | KG | 35X530X385 | 4015082933586 |  | 273 | PDC | 1
293359 | BPZ-WBO2S-600/7/1 | 293359 | Xboard ProfiPlus BPZ-WBO2S-600/7/1 | 85 | cerere oferta | S | 1 | 0 | 1 | 4.1 | KG | 35X530X685 | 4015082933593 |  | 273 | PDC | 1
293360 | BPZ-WBO2S-600/7/2 | 293360 | Xboard ProfiPlus BPZ-WBO2S-600/7/2 | 85 | cerere oferta | S | 1 | 0 | 1 | 4.3 | KG | 35X530X685 | 4015082933609 |  | 273 | PDC | 1
293373 | BPZ-WBO2S-800/10/1 | 293373 | Xboard ProfiPlus BPZ-WBO2S-800/10/1 | 85 | cerere oferta | S | 1 | 0 | 1 | 7.36 | KG | 35X730X985 | 4015082933739 |  | 273 | PDC | 1
293374 | BPZ-WBO2S-800/10/2 | 293374 | Xboard ProfiPlus BPZ-WBO2S-800/10/2 | 85 | cerere oferta | S | 1 | 0 | 1 | 7.56 | KG | 35X730X985 | 4015082933746 |  | 273 | PDC | 1
293375 | BPZ-WBO2S-800/12/1 | 293375 | Xboard ProfiPlus BPZ-WBO2S-800/12/1 | 85 | cerere oferta | S | 1 | 0 | 1 | 8.7 | KG | 35X730X1185 | 4015082933753 |  | 273 | PDC | 1
293376 | BPZ-WBO2S-800/12/2 | 293376 | Xboard ProfiPlus BPZ-WBO2S-800/12/2 | 85 | cerere oferta | S | 1 | 0 | 1 | 8.9 | KG | 35X730X1185 | 4015082933760 |  | 273 | PDC | 1
293377 | BPZ-WBO2S-800/15/1 | 293377 | Xboard ProfiPlus BPZ-WBO2S-800/15/1 | 85 | cerere oferta | S | 1 | 0 | 1 | 11.08 | KG | 35X730X1485 | 4015082933777 |  | 273 | PDC | 1
293378 | BPZ-WBO2S-800/15/2 | 293378 | Xboard ProfiPlus BPZ-WBO2S-800/15/2 | 85 | cerere oferta | S | 1 | 0 | 1 | 11.28 | KG | 35X730X1485 | 4015082933784 |  | 273 | PDC | 1
293371 | BPZ-WBO2S-800/7/1 | 293371 | Xboard ProfiPlus BPZ-WBO2S-800/7/1 | 85 | cerere oferta | S | 1 | 0 | 1 | 5.13 | KG | 35X730X685 | 4015082933715 |  | 273 | PDC | 1
293372 | BPZ-WBO2S-800/7/2 | 293372 | Xboard ProfiPlus BPZ-WBO2S-800/7/2 | 85 | cerere oferta | S | 1 | 0 | 1 | 5.33 | KG | 35X730X685 | 4015082933722 |  | 273 | PDC | 1
124820 | BRR-0013-HD-6 | 124820 | 525-690V Br. Res. 0,7 kW 100Ohm | 50 | cerere oferta | N | 1 | 0 | 1 | 3.9 | KG | 600X124X126 | 4015081224425 |  | 696 | ICD | 1
124821 | BRR-0013-LD-6 | 124821 | 525-690V Br. Res. 0,3 kW 100Ohm | 50 | cerere oferta | N | 1 | 0 | 1 | 1.45 | KG | 405X60X31 | 4015081224432 |  | 696 | ICD | 1
124822 | BRR-0022-HD-5 | 124822 | 380-500V Br. Res. 0,6 kW 63Ohm | 50 | cerere oferta | N | 1 | 0 | 1 | 3.5 | KG | 540X124X126 | 4015081224449 |  | 696 | ICD | 1
124823 | BRR-0022-LD-5 | 124823 | 380-500V Br. Res. 0,2 kW 63Ohm | 50 | cerere oferta | N | 1 | 0 | 1 | 1.2 | KG | 335X60X31 | 4015081224456 |  | 696 | ICD | 1
124824 | BRR-0025-HD-2 | 124824 | 208-240V Br. Res. 0,3 kW 30Ohm | 50 | cerere oferta | N | 1 | 0 | 1 | 2 | KG | 381X60X106 | 4015081224463 |  | 696 | ICD | 1
124825 | BRR-0025-LD-2 | 124825 | 208-240V Br. Res. 0,1 kW 30Ohm | 50 | cerere oferta | N | 1 | 0 | 1 | 0.39 | KG | 165X60X31 | 4015081224470 |  | 696 | ICD | 1
124826 | BRR-0031-HD-2 | 124826 | 208-240V Br. Res. 0,4 kW 20Ohm | 50 | cerere oferta | N | 1 | 0 | 1 | 2.4 | KG | 400X124X122 | 4015081224487 |  | 696 | ICD | 1
124827 | BRR-0031-HD-5 | 124827 | 380-500V Br. Res. 0,9 kW 42Ohm | 50 | cerere oferta | N | 1 | 0 | 1 | 4.6 | KG | 700X124X126 | 4015081224494 |  | 696 | ICD | 1
124828 | BRR-0031-LD-2 | 124828 | 208-240V Br. Res. 0,2 kW 20Ohm | 50 | cerere oferta | N | 1 | 0 | 1 | 0.88 | KG | 246X60X31 | 4015081224500 |  | 696 | ICD | 1
124829 | BRR-0031-LD-5 | 124829 | 380-500V Br. Res. 0,4 kW 42Ohm | 50 | cerere oferta | N | 1 | 0 | 1 | 1.8 | KG | 225X117X124 | 4015081224517 |  | 696 | ICD | 1
124830 | BRR-0034-HD-6 | 124830 | 525-690V Br. Res. 2,4 kW 30Ohm | 50 | cerere oferta | N | 1 | 0 | 1 | 13 | KG | 800X260X101 | 4015081224524 |  | 696 | ICD | 1
124831 | BRR-0034-LD-6 | 124831 | 525-690V Br. Res. 0,9 kW 30Ohm | 50 | cerere oferta | N | 1 | 0 | 1 | 3.3 | KG | 426X117X124 | 4015081224531 |  | 696 | ICD | 1
124832 | BRR-0045-HD-5 | 124832 | 380-500V Br. Res. 1,8 kW 21Ohm | 50 | cerere oferta | N | 1 | 0 | 1 | 11.3 | KG | 700X260X101 | 4015081224548 |  | 696 | ICD | 1
124833 | BRR-0045-LD-5 | 124833 | 380-500V Br. Res. 0,7 kW 21 Ohm | 50 | cerere oferta | N | 1 | 0 | 1 | 3.3 | KG | 426X117X124 | 4015081224555 |  | 696 | ICD | 1
124834 | BRR-0052-HD-6 | 124834 | 525-690V Br. Res. 4,1 kW 18Ohm | 50 | cerere oferta | N | 1 | 0 | 1 | 29 | KG | 900X260X263 | 4015081224562 |  | 696 | ICD | 1
124835 | BRR-0052-LD-6 | 124835 | 525-690V Br. Res. 1,6 kW 18Ohm | 50 | cerere oferta | N | 1 | 0 | 1 | 5.6 | KG | 725X117X124 | 4015081224579 |  | 696 | ICD | 1
124836 | BRR-0061-HD-2 | 124836 | 208-240V Br. Res. 0,8 kW 10Ohm | 50 | cerere oferta | N | 1 | 0 | 1 | 4.6 | KG | 700X124X122 | 4015081224586 |  | 696 | ICD | 1
124837 | BRR-0061-HD-5 | 124837 | 380-500V Br. Res. 2,7 kW 14Ohm | 50 | cerere oferta | N | 1 | 0 | 1 | 12.8 | KG | 860X260X101 | 4015081224593 |  | 696 | ICD | 1
124838 | BRR-0061-LD-2 | 124838 | 208-240V Br. Res. 0,3 kW 10Ohm | 50 | cerere oferta | N | 1 | 0 | 1 | 1.45 | KG | 386X60X31 | 4015081224609 |  | 696 | ICD | 1
124839 | BRR-0061-LD-5 | 124839 | 380-500V Br. Res. 1,1 kW 14 Ohm | 50 | cerere oferta | N | 1 | 0 | 1 | 4 | KG | 526X117X124 | 4015081224616 |  | 696 | ICD | 1
124840 | BRR-0100-HD-6 | 124840 | 525-690V Br. Res. 8,1 kW 9Ohm | 50 | cerere oferta | N | 1 | 0 | 1 | 43.4 | KG | 740X480X300 | 4015081224623 |  | 696 | ICD | 1
124841 | BRR-0100-LD-6 | 124841 | 525-690V Br. Res. 3,1 kW 9Ohm | 50 | cerere oferta | N | 1 | 0 | 1 | 14.6 | KG | 960X260X101 | 4015081224630 |  | 696 | ICD | 1
124842 | BRR-0105-HD-5 | 124842 | 380-500V Br. Res. 2,3 kW 6,5 Ohm | 50 | cerere oferta | N | 1 | 0 | 1 | 25 | KG | 530X480X300 | 4015081224647 |  | 696 | ICD | 1
124843 | BRR-0105-LD-5 | 124843 | Brake resistor 2,3 kW_Resistance 6.5 Ohm | 50 | cerere oferta | N | 1 | 0 | 1 | 12.8 | KG | 860X260X101 | 4015081224654 |  | 696 | ICD | 1
124844 | BRR-0114-HD-2 | 124844 | 208-240V Br. Res. 2,5 kW 3,3Ohm | 50 | cerere oferta | N | 1 | 0 | 1 | 12.8 | KG | 860X260X101 | 4015081224661 |  | 696 | ICD | 1
124845 | BRR-0114-LD-2 | 124845 | 208-240V Br. Res. 1,0 kW 3,3Ohm | 50 | cerere oferta | N | 1 | 0 | 1 | 3.3 | KG | 426X124X117 | 4015081224678 |  | 696 | ICD | 1
124846 | BRR-0205-HD-2 | 124846 | 208-240V Br. Res. 5,8 kW 1,4Ohm | 50 | cerere oferta | N | 1 | 0 | 1 | 29 | KG | 960X260X263 | 4015081224685 |  | 696 | ICD | 1
124847 | BRR-0205-LD-2 | 124847 | 208-240V Br. Res. 2,2 kW 1,4Ohm | 50 | cerere oferta | N | 1 | 0 | 1 | 11 | KG | 745X260X101 | 4015081224692 |  | 696 | ICD | 1
124848 | BRR-0208-HD-6 | 124848 | 525-690V Br. Res. 10 kW 7Ohm | 50 | cerere oferta | N | 1 | 0 | 1 | 51 | KG | 740X480X300 | 4015081224708 |  | 696 | ICD | 1
124849 | BRR-0208-LD-6 | 124849 | 525-690V Br. Res. 4,0 kW 7Ohm | 50 | cerere oferta | N | 1 | 0 | 1 | 29 | KG | 860X260X263 | 4015081224715 |  | 696 | ICD | 1
124850 | BRR-0300-HD-5 | 124850 | 380-500V Br. Res. 12 kW 3,25Ohm | 50 | cerere oferta | N | 1 | 0 | 1 | 79 | KG | 740X480X300 | 4015081224722 |  | 696 | ICD | 1
124851 | BRR-0300-LD-5 | 124851 | 380-500V Br. Res. 4,6 kW 3,25 Ohm | 50 | cerere oferta | N | 1 | 0 | 1 | 29 | KG | 960X260X263 | 4015081224739 |  | 696 | ICD | 1
124852 | BRR-0416-HD-6 | 124852 | 525-690V Br. Res. 29 kW 2,5Ohm | 50 | cerere oferta | N | 1 | 0 | 1 | 153 | KG | 740X480X1020 | 4015081224746 |  | 696 | ICD | 1
124853 | BRR-0416-LD-6 | 124853 | 525-690V Br. Res. 11 kW 2,5Ohm | 50 | cerere oferta | N | 1 | 0 | 1 | 53 | KG | 740X480X300 | 4015081224753 |  | 696 | ICD | 1
124854 | BRR-0520-HD-5 | 124854 | 380-500V Br. Res. 27 kW 1,4Ohm | 50 | cerere oferta | N | 1 | 0 | 1 | 153 | KG | 740X480X1020 | 4015081224760 |  | 696 | ICD | 1
124855 | BRR-0520-LD-5 | 124855 | 380-500V Br. Res. 11 kW 1,4Ohm | 50 | cerere oferta | N | 1 | 0 | 1 | 30 | KG | 740X480X600 | 4015081224777 |  | 696 | ICD | 1
124856 | BRR-0590-HD-6 | 124856 | 525-690V Br. Res. 43 kW 1,7Ohm | 50 | cerere oferta | N | 1 | 0 | 1 | 223 | KG | 740X480X1320 | 4015081224784 |  | 696 | ICD | 1
124857 | BRR-0590-LD-6 | 124857 | 525-690V Br. Res. 17 kW 1,7Ohm | 50 | cerere oferta | N | 1 | 0 | 1 | 79 | KG | 740X480X300 | 4015081224791 |  | 696 | ICD | 1
124858 | BRR-0730-HD-5 | 124858 | 380-500V Br. Res. 43 kW 0,9Ohm | 50 | cerere oferta | N | 1 | 0 | 1 | 223 | KG | 740X480X1320 | 4015081224807 |  | 696 | ICD | 1
124859 | BRR-0730-LD-5 | 124859 | 380-500V Br. Res. 17 kW 0,9Ohm | 50 | cerere oferta | N | 1 | 0 | 1 | 35 | KG | 740X480X600 | 4015081224814 |  | 696 | ICD | 1
90750 | BS2-CI | 90750 | ACC.INS.ENCLOSURE CI3-CI49 | 94 | cerere oferta | S | 10 | 0 | 1 | 0.034 | KG | 10X190X150 | 4015080907503 |  | 277 | PDC | 1
97869 | BS3-CI | 97869 | ACC.INS.ENCLOSURE CI3-CI49 | 94 | cerere oferta | S | 10 | 0 | 1 | 0.04 | KG | 20X250X150 | 4015080978695 |  | 277 | PDC | 1
29416 | BS45X14-T0 | 29416 | ACC.MOUNTING (UK) | 55 | cerere oferta | S | 25 | 0 | 1 | 0.002 | KG | 2X45X14 | 4015080294160 |  | 292 | ICD | 1
14815 | BS4-CI | 14815 | ACC.INS.ENCLOSURE CI3-CI49 | 94 | cerere oferta | S | 10 | 0 | 1 | 0.043 | KG | 20X20X20 | 4015080148159 |  | 277 | PDC | 1
84480 | BS75X15-SI | 84480 | Adhesive label safety switch | 55 | cerere oferta | S | 100 | 0 | 1 | 0.001 | KG | 1X75X15 | 4015080844808 |  | 292 | ICD | 1
31789 | BS84X24-P3 | 31789 | INSERT PLATES BS (UK) | 54 | cerere oferta | S | 25 | 0 | 1 | 0.001 | KG | 84X24X1 | 4015080317890 |  | 291 | ICD | 1
107955 | BS-SET-GST00 | 107955 | Terminal cover | 73 | cerere oferta | N | 1 | 0 | 1 | 0.52 | KG | 190X170X60 | 4015081075911 |  | 279 | PDC | 1
45665 | BT0448 | 45665 | accesorii montaj tablou | 73 | cerere oferta | N | 10 | 0 | 1 | 0.01 | KG | 31X16X35 | 4015080456650 |  | 279 | PDC | 1
52785 | BT480 | 52785 | accesorii montaj tablou | 73 | cerere oferta | N | 100 | 0 | 1 | 0.001 | KG | 2X15X25 | 4015080527855 |  | 703 | ICD | 1
400NHG2B-400 | BUSS 400A 400V GG NH 2 | 400NHG2B-400 | BUSS 400A 400V GG NH 2 | 82 | cerere oferta | N | 3 | 0 | 24 | 0.659 | KG | 0 001X0 001X0 001 | 5027590139038 |  | 951 | BUSSMAN | 1
125NHG00B-400 | BUSSMANN 125A 400V GG 00 125NHG00B-400 | 125NHG00B-400 | BUSSMANN 125A 400V GG 00 125NHG00B-400 | 82 | cerere oferta | N | 3 | 0 | 72 | 0.202 | KG | 0 001X0 001X0 001 | 5027590136990 |  | 951 | BUSSMAN | 1
20NHG000B-400 | BUSSMANN 20A 400V GG 000 20NHG000B-400 | 20NHG000B-400 | BUSSMANN 20A 400V GG 000 20NHG000B-400 | 82 | cerere oferta | N | 3 | 0 | 60 | 0.131 | KG | 0 001X0 001X0 001 | 5027590138802 |  | 951 | BUSSMAN | 1
25NHG000B-400 | BUSSMANN 25A 400V GG 000 25NHG000B-400 | 25NHG000B-400 | BUSSMANN 25A 400V GG 000 25NHG000B-400 | 82 | cerere oferta | N | 3 | 0 | 60 | 0.131 | KG | 0 001X0 001X0 001 | 5027590138819 |  | 951 | BUSSMAN | 1
400NHG2BI-400 | BUSSMANN 400A 400V 2 GG | 400NHG2BI-400 | BUSSMANN 400A 400V 2 GG | 82 | cerere oferta | N | 3 | 0 | 24 | 0.674 | KG | 0 001X0 001X0 001 | 5027590132558 |  | 951 | BUSSMAN | 1
400NHG03BI-400 | BUSSMANN 400A 500V 03 GG | 400NHG03BI-400 | BUSSMANN 400A 500V 03 GG | 82 | cerere oferta | N | 3 | 0 | 24 | 0.687 | KG | 0 001X0 001X0 001 | 5027590132565 |  | 951 | BUSSMAN | 1
40NHG000B-400 | BUSSMANN 40A 400V GG 000 40NHG000B-400 | 40NHG000B-400 | BUSSMANN 40A 400V GG 000 40NHG000B-400 | 82 | cerere oferta | N | 3 | 0 | 60 | 0.131 | KG | 0 001X0 001X0 001 | 5027590138840 |  | 951 | BUSSMAN | 1
4NHG000B | BUSSMANN 4A 500V GG 000 4NHG000B | 4NHG000B | BUSSMANN 4A 500V GG 000 4NHG000B | 82 | cerere oferta | N | 3 | 0 | 60 | 0.131 | KG | 0 001X0 001X0 001 | 5027590201230 |  | 951 | BUSSMAN | 1
630NHG3BI-400 | BUSSMANN 630A 400V 3 GG | 630NHG3BI-400 | BUSSMANN 630A 400V 3 GG | 82 | cerere oferta | N | 3 | 0 | 12 | 1.127 | KG | 0 001X0 001X0 001 | 5027590132572 |  | 951 | BUSSMAN | 1
630NHG3B-400 | BUSSMANN 630A 400V 3 GG 630NHG3B-400 | 630NHG3B-400 | BUSSMANN 630A 400V 3 GG 630NHG3B-400 | 82 | cerere oferta | N | 3 | 0 | 12 | 1.098 | KG | 0 001X0 001X0 001 | 5027590131551 |  | 951 | BUSSMAN | 1
6NHG000B | BUSSMANN 6A 500V GG 000 6NHG000B | 6NHG000B | BUSSMANN 6A 500V GG 000 6NHG000B | 82 | cerere oferta | N | 3 | 0 | 60 | 0.132 | KG | 0 001X0 001X0 001 | 5027590203500 |  | 951 | BUSSMAN | 1
76516 | BZ248 | 76516 | accesorii montaj tablou | 73 | cerere oferta | N | 10 | 0 | 1 | 0.184 | KG | 50X300X50 | 4015080765165 |  | 279 | PDC | 1
78889 | BZ249 | 78889 | accesorii montaj tablou | 73 | cerere oferta | N | 10 | 0 | 1 | 0.007 | KG | 50X15X60 | 4015080788898 |  | 279 | PDC | 1
81262 | BZ251 | 81262 | accesorii montaj tablou | 73 | cerere oferta | N | 10 | 0 | 1 | 0.012 | KG | 50X20X60 | 4015080812623 |  | 279 | PDC | 1
83635 | BZ252 | 83635 | accesorii montaj tablou | 73 | cerere oferta | N | 10 | 0 | 1 | 0.02 | KG | 50X30X60 | 4015080836353 |  | 279 | PDC | 1
158056 | BZM1-3-XA230-240VAC | 158056 | Shunt trip release for BZM1-3 | 18 | cerere oferta | N | 1 | 0 | 60 | 0.06 | KG | 35X25X65 | 4015081546459 |  | 674 | PDC | 1
158053 | BZM1-3-XU230-240VAC | 158053 | Undervoltage release for BZM1-3 | 18 | cerere oferta | N | 1 | 0 | 60 | 0.06 | KG | 35X25X65 | 4015081546428 |  | 674 | PDC | 1
112488 | BZM1-XC35 | 112488 | DIN-rail-adapter | 18 | cerere oferta | N | 1 | 1 | 30 | 0.152 | KG | 20X90X158 | 4015081120420 |  | 674 | PDC | 1
109760 | BZM1-XKP | 109760 | Phase block | 18 | cerere oferta | N | 1 | 0 | 10 | 0.008 | KG | 43X4,8X55,9 | 4015081093465 |  | 674 | PDC | 1
112482 | BZM1-XKSA | 112482 | Terminal Cover for BZM | 18 | cerere oferta | N | 1 | 0 | 40 | 0.022 | KG | 42X75X57 | 4015081120369 |  | 674 | PDC | 1
112485 | BZM1-XTVD | 112485 | Rotary handle | 18 | cerere oferta | N | 1 | 0 | 6 | 0.595 | KG | 75X90X190 | 4015081120390 |  | 674 | PDC | 1
112486 | BZM1-XV4 | 112486 | Extension Axle | 18 | cerere oferta | N | 1 | 0 | 1 | 0.126 | KG | 270X12X12 | 4015081120406 |  | 674 | PDC | 1
118727 | BZM2-XKSA | 118727 | BZM2-XKSA | 23 | cerere oferta | N | 1 | 0 | 20 | 0.03 | KG | 55X105X57 | 4015081168675 |  | 674 | PDC | 1
109732 | BZMB1-A100 | 109732 | MCCB | 23 | cerere oferta | N | 1 | 0 | 12 | 0.83 | KG | 130,2X75X86 | 4015081093182 |  | 671 | PDC | 1
109708 | BZMB1-A16 | 109708 | MCCB | 23 | cerere oferta | N | 1 | 0 | 12 | 0.83 | KG | 130,2X75X86 | 4015081092949 |  | 671 | PDC | 1
109717 | BZMB1-A32 | 109717 | MCCB | 23 | cerere oferta | N | 1 | 0 | 12 | 0.83 | KG | 130,2X75X86 | 4015081093038 |  | 671 | PDC | 1
109720 | BZMB1-A40 | 109720 | MCCB | 23 | cerere oferta | N | 1 | 0 | 12 | 0.83 | KG | 130,2X75X86 | 4015081093069 |  | 671 | PDC | 1
109723 | BZMB1-A50 | 109723 | MCCB | 23 | cerere oferta | N | 1 | 0 | 12 | 0.83 | KG | 130,2X75X86 | 4015081093090 |  | 671 | PDC | 1
109729 | BZMB1-A80 | 109729 | MCCB | 23 | cerere oferta | N | 1 | 0 | 12 | 0.83 | KG | 130,2X75X86 | 4015081093151 |  | 671 | PDC | 1
119732 | BZMB2-A125 | 119732 | MCCB | 15 | cerere oferta | N | 1 | 0 | 6 | 1.445 | KG | 165X105X97 | 4015081176243 |  | 672 | PDC | 1
116970 | BZMB2-A160 | 116970 | MCCB | 15 | cerere oferta | N | 1 | 0 | 6 | 1.445 | KG | 165X105X97 | 4015081167104 |  | 672 | PDC | 1
116971 | BZMB2-A200 | 116971 | MCCB | 15 | cerere oferta | N | 1 | 0 | 6 | 1.445 | KG | 165X105X97 | 4015081167111 |  | 672 | PDC | 1
116972 | BZMB2-A250 | 116972 | MCCB | 15 | cerere oferta | N | 1 | 0 | 6 | 1.445 | KG | 165X105X97 | 4015081167128 |  | 672 | PDC | 1
109730 | BZMD1-A100 | 109730 | MCCB | 23 | cerere oferta | N | 1 | 0 | 12 | 0.83 | KG | 130,2X75X86 | 4015081093168 |  | 671 | PDC | 1
109721 | BZMD1-A50 | 109721 | MCCB | 23 | cerere oferta | N | 1 | 0 | 12 | 0.83 | KG | 130,2X75X86 | 4015081093076 |  | 671 | PDC | 1
109724 | BZMD1-A63 | 109724 | MCCB | 23 | cerere oferta | N | 1 | 0 | 12 | 0.83 | KG | 130,2X75X86 | 4015081093106 |  | 671 | PDC | 1
109727 | BZMD1-A80 | 109727 | MCCB | 23 | cerere oferta | N | 1 | 0 | 12 | 0.83 | KG | 130,2X75X86 | 4015081093137 |  | 671 | PDC | 1
112220 | C10-SLS/32/1 | 112220 | Separator fuzibili | 82 | cerere oferta | S | 12 | 1 | 108 | 0.058 | KG | 85X17,5X70,8 | 4015081117789 |  | 667 | PDC | 1
112225 | C10-SLS/32/1-L | 112225 | Fuse-Disconnector | 82 | cerere oferta | S | 12 | 1 | 108 | 0.058 | KG | 85X17,5X70,8 | 4015081117833 |  | 667 | PDC | 1
112221 | C10-SLS/32/1N | 112221 | Separarator fuzibili | 82 | cerere oferta | S | 12 | 1 | 108 | 0.07 | KG | 85X17,5X70,8 | 4015081117796 |  | 667 | PDC | 1
112222 | C10-SLS/32/2 | 112222 | Separarator fuzibili | 82 | cerere oferta | S | 6 | 2 | 54 | 0.12 | KG | 85X35X70,8 | 4015081117802 |  | 667 | PDC | 1
112227 | C10-SLS/32/2-L | 112227 | Separator fuzibili | 82 | cerere oferta | S | 6 | 2 | 54 | 0.12 | KG | 85X35X70,8 | 4015081117857 |  | 667 | PDC | 1
112223 | C10-SLS/32/3 | 112223 | Separarator fuzibili | 82 | cerere oferta | S | 4 | 3 | 36 | 0.18 | KG | 85X52,5X70,8 | 4015081117819 |  | 667 | PDC | 1
112228 | C10-SLS/32/3-L | 112228 | SEPARATOR FUZIBILI CU INDICARE DECLANSAR | 82 | cerere oferta | S | 4 | 3 | 36 | 0.18 | KG | 85X52,5X70,8 | 4015081117864 |  | 667 | PDC | 1
112224 | C10-SLS/32/3N | 112224 | Separarator fuzibili | 82 | cerere oferta | S | 4 | 3 | 36 | 0.195 | KG | 85X52,5X70,8 | 4015081117826 |  | 667 | PDC | 1
153621 | C4410590NOUI | 153621 | MI OVERLOAD 5-90A 120V CONTROL POWERED | 735 | cerere oferta | N | 1 | 0 | 1 | 1.125 | KG | 152 4X127X50 8 | 4015081503902 |  | 699 | ICD | 1
134901 | C4411 | 134901 | MOTOR INSIGHT REMOTE DISPLAY | 735 | cerere oferta | N | 1 | 0 | 1 | 1.035 | KG | 127X76 2X152 4 | 4015081317158 |  | 699 | ICD | 1
134890 | C441CA | 134890 | MOTOR INSIGHT SS OVLD 2-9A 480V | 735 | cerere oferta | N | 1 | 0 | 1 | 1.035 | KG | 127X127X152 4 | 4015081317042 |  | 699 | ICD | 1
134891 | C441CB | 134891 | MOTOR INSIGHT SS OVLD 20-90A 480V | 735 | cerere oferta | N | 1 | 0 | 1 | 1.035 | KG | 127X127X152 4 | 4015081317059 |  | 699 | ICD | 1
134898 | C441M | 134898 | MOTOR INSIGHT MODBUS COMM MODULE (No I/O | 735 | cerere oferta | N | 1 | 0 | 1 | 1.035 | KG | 127X76 5X152 4 | 4015081317127 |  | 699 | ICD | 1
172306 | C441V | 172306 | C441V | 49 | cerere oferta | N | 1 | 0 | 1 | 0.35 | KG | 124X30X91 | 4015081688685 |  | 699 | ICD | 1
240697 | CAAE-01/01 | 240697 | Element actionare analogic, 0-10VDC | 91 | cerere oferta | N | 1 | 1 | 30 | 0.168 | KG | 220X28X76 | 4015082406974 |  | 613 | PDC | 1
240698 | CAAE-01/02 | 240698 | Element actionare analogic, 1-10VDC | 91 | cerere oferta | N | 1 | 1 | 30 | 0.166 | KG | 220X28X76 | 4015082406981 |  | 613 | PDC | 1
112240 | CAEE-02/01 | 112240 | Modul de intrari analogice, 2 canale | 91 | cerere oferta | N | 1 | 1 | 30 | 0.118 | KG | 220X28X76 | 4015081117987 |  | 613 | PDC | 1
140249 | CAN-16DI/P | 140249 | 16 digital input CanOpen | 6 | cerere oferta | N | 1 | 0 | 1 | 0.105 | KG | 120X55X55 | 7640130122499 |  | 203 | IAB | 1
140250 | CAN-16DI/P-2X8 | 140250 | 16 digital input CanOpen | 6 | cerere oferta | N | 1 | 0 | 1 | 0.085 | KG | 120X50X55 | 7640130122505 |  | 203 | IAB | 1
140254 | CAN-16DO/0.5A-PK | 140254 | 16 digital output 0.5A CanOpen | 6 | cerere oferta | N | 1 | 0 | 1 | 0.126 | KG | 120X50X60 | 7640130122512 |  | 203 | IAB | 1
140257 | CAN-16DO/R-NO | 140257 | 16 digital output relay NO CanOpen | 6 | cerere oferta | N | 1 | 0 | 1 | 0.162 | KG | 120X55X60 | 7640130122529 |  | 203 | IAB | 1
140258 | CAN-24DI/8DO/0.5A-PK | 140258 | 24/8 digital input/output 0.5A CanOpen | 6 | cerere oferta | N | 1 | 0 | 1 | 0.125 | KG | 120X55X55 | 7640130122536 |  | 203 | IAB | 1
140251 | CAN-32DI/P-2X16 | 140251 | 32 digital input CanOpen | 6 | cerere oferta | N | 1 | 0 | 1 | 0.122 | KG | 120X55X55 | 7640130122543 |  | 203 | IAB | 1
140255 | CAN-32DO/0.5A-P-2X16 | 140255 | 32 digital output 0.5A CanOpen | 6 | cerere oferta | N | 1 | 0 | 1 | 0.118 | KG | 150X55X55 | 7640130122550 |  | 203 | IAB | 1
140260 | CAN-3AI/1AO-UI | 140260 | 3/1 analog input/output U/I CanOpen | 6 | cerere oferta | N | 1 | 0 | 1 | 0.134 | KG | 120X55X55 | 7640130122567 |  | 203 | IAB | 1
140261 | CAN-4AI/UI | 140261 | 4 analog input U/I CanOpen | 6 | cerere oferta | N | 1 | 0 | 1 | 0.137 | KG | 120X55X55 | 7640130122574 |  | 203 | IAB | 1
140262 | CAN-4AO/UI | 140262 | 4 analog output U/I CanOpen | 6 | cerere oferta | N | 1 | 0 | 1 | 0.136 | KG | 120X55X55 | 7640130122581 |  | 203 | IAB | 1
140259 | CAN-4DI/4DO/0.5A-PK | 140259 | 4/4 digital input/output 0.5A CanOpen | 6 | cerere oferta | N | 1 | 0 | 1 | 0.08 | KG | 120X50X55 | 7640130122598 |  | 203 | IAB | 1
140248 | CAN-8DI/P | 140248 | 8 digital input CanOpen | 6 | cerere oferta | N | 1 | 0 | 1 | 0.079 | KG | 120X55X55 | 7640130122611 |  | 203 | IAB | 1
140256 | CAN-8DO/R-NO | 140256 | 8 digital output relay NO CanOpen | 6 | cerere oferta | N | 1 | 0 | 1 | 0.109 | KG | 120X55X55 | 7640130122635 |  | 203 | IAB | 1
140247 | CAN-BRIDGE | 140247 | Bridge CanOpen | 6 | cerere oferta | N | 1 | 0 | 1 | 0.169 | KG | 180X95X95 | 7640130122642 |  | 203 | IAB | 1
140264 | CAN-PT100 | 140264 | 4 analog input PT CanOpen | 6 | cerere oferta | N | 1 | 0 | 1 | 0.133 | KG | 120X55X55 | 7640130122659 |  | 203 | IAB | 1
140263 | CAN-THERMO | 140263 | 4 analog input Thermo CanOpen | 6 | cerere oferta | N | 1 | 0 | 1 | 0.144 | KG | 120X55X55 | 7640130122697 |  | 203 | IAB | 1
138710 | CANU-M6-CS | 138710 | M6 cage nuts, pack | 100 | cerere oferta | N | 100 | 0 | 1 | 5.5 | G | 25X25X25 | 4015081354900 |  | 278 | PDC | 1
138711 | CANU-M8-CS | 138711 | M8 cage nuts, pack | 100 | cerere oferta | N | 100 | 0 | 1 | 15 | KG | 25X25X25 | 4015081354917 |  | 278 | PDC | 1
ROEAT000000146 | CANVASPC | ROEAT000000146 | Canvas Runtime Software | 8 | cerere oferta | N | 1 | 0 | 1 | 1 | KG | 0 001X0 001X0 001 | 9008790313691 |  | 201 | IAB | 1
ROEAT000000147 | CANVASPRO | ROEAT000000147 | Canvas Development Software | 8 | cerere oferta | N | 1 | 0 | 1 | 1 | KG | 0 001X0 001X0 001 | 9008790314308 |  | 201 | IAB | 1
ROEAT000000148 | CANVASPROSL | ROEAT000000148 | Site License | 8 | cerere oferta | N | 1 | 0 | 1 | 1 | KG | 0 001X0 001X0 001 | 9008790314315 |  | 201 | IAB | 1
ROALF000000035 | Capac protectie condensator 63.5 | ROALF000000035 | Capac protectie condensator 63.5 | 70 | cerere oferta | N | 1 | 0 | 1 | 1 | KG | 0 001X0 001X0 001 | 9008790345807 |  | 393 | ICD | 1
ROALF000000033 | Capac protectie condensator 79.5 | ROALF000000033 | Plastic protection cover (pt PhiCap 400- | 70 | cerere oferta | N | 1 | 0 | 1 | 1 | KG | 0 001X0 001X0 001 | 9008790313684 |  | 393 | ICD | 1
ROALF000000036 | Capac protectie condensator 89.5 | ROALF000000036 | Capac protectie condensator 89.5 | 70 | cerere oferta | N | 1 | 0 | 1 | 1 | KG | 0 001X0 001X0 001 | 9008790345814 |  | 393 | ICD | 1
593004FULL-0034 | CB/2/R COMBI DOUBLE DEEP BASE RED | 593004FULL-0034 | Combi base 2 x Deep base, Red | 732 | cerere oferta | N | 1 | 0 | 1 | 0.1 | KG | NA | NA |  | Base , Combi, Deep Base, Red | Fulleon | 1
593010FULL-0323 | CB/2/W COMBI DOUBLE DEEP BASE WHITE | 593010FULL-0323 | Combi base 2 x Deep base, White | 732 | cerere oferta | N | 1 | 0 | 1 | 0.1 | KG | NA | NA |  | Base , Combi, Deep Base, White | Fulleon | 1
593008FULL-0321 | CB/3/R COMBI TRIPLE DEEP BASE RED | 593008FULL-0321 | Combi base 3 x Deep base, Red | 732 | cerere oferta | N | 1 | 0 | 1 | 0.1 | KG | NA | NA |  | Base , Combi, Deep Base, Red | Fulleon | 1
593011FULL-0324 | CB/3/W COMBI TRIPLE DEEP BASE WHITE | 593011FULL-0324 | Combi base 3 x Deep base, White | 732 | cerere oferta | N | 1 | 0 | 1 | 0.1 | KG | NA | NA |  | Base , Combi, Deep Base, White | Fulleon | 1
593009FULL-0322 | CB/4/R COMBI QUAD DEEP BASE RED | 593009FULL-0322 | Combi base 4 x Deep base, Red | 732 | cerere oferta | N | 1 | 0 | 1 | 0.1 | KG | NA | NA |  | Base , Combi, Deep Base, Red | Fulleon | 1
593012FULL-0325 | CB/4/W COMBI QUAD DEEP BASE WHITE | 593012FULL-0325 | Combi base 4 x Deep base, White | 732 | cerere oferta | N | 1 | 0 | 1 | 0.1 | KG | NA | NA |  | Base , Combi, Deep Base, White | Fulleon | 1
136317 | CBCAP | 136317 | closure cap, M12 female plug | 59 | cerere oferta | S | 1 | 0 | 1 | 0.02 | KG | 12 7X12 7X12 7 | 4015081330997 |  | 226 | ICD | 1
265626 | CBEU-02/01 | 265626 | Unitate de intrari binare, baterie | 91 | cerere oferta | N | 1 | 1 | 60 | 0.071 | KG | 86X38X76 | 4015082656263 |  | 613 | PDC | 1
265627 | CBEU-02/02 | 265627 | Unitate de intrari binare, 230VAC | 91 | cerere oferta | N | 1 | 1 | 60 | 0.065 | KG | 86X38X76 | 4015082656270 |  | 613 | PDC | 1
104921 | CBMA-02/01 | 104921 | Detector de miscare, PIR | 91 | cerere oferta | S | 1 | 1 | 12 | 0.213 | KG | 135,000X103,000X76,000 | 4015081047284 |  | 613 | PDC | 1
265646 | CBTZ-00/01 | 265646 | BATTERY T1 | 91 | cerere oferta | S | 1 | 0 | 20 | 9 | G | 30X30X11 | 4015082656461 |  | 613 | PDC | 1
265647 | CBTZ-00/02 | 265647 | BATTERY T2 | 91 | cerere oferta | S | 1 | 0 | 20 | 8.27 | G | 30X30X11 | 4015082656478 |  | 613 | PDC | 1
126037 | CBTZ-00/04 | 126037 | Battery TYPE 4 3V, CR2450N | 91 | cerere oferta | N | 1 | 0 | 20 | 6.61 | G | 30X30X10 | 4015081236244 |  | 613 | PDC | 1
155447 | CCIA-02/01 | 155447 | ECI, WLAN | 91 | cerere oferta | N | 1 | 1 | 12 | 0.281 | KG | 113X90X80 | 4015081521579 |  | 613 | PDC | 1
155448 | CCIA-03/01 | 155448 | ECI, WLAN | 91 | cerere oferta | N | 1 | 1 | 20 | 0.28 | KG | 113X90X80 | 4015081521586 |  | 613 | PDC | 1
109373 | CDAE-01/01 | 109373 | Dimmer 40-500W | 91 | cerere oferta | S | 1 | 1 | 30 | 0.136 | KG | 220X28X76 | 4015081089765 |  | 613 | PDC | 1
126035 | CDAE-01/02 | 126035 | Dimming Actuator | 91 | cerere oferta | N | 1 | 1 | 30 | 0.134 | KG | 220X28X76 | 4015081236220 |  | 613 | PDC | 1
109364 | CDAP-01/11 | 109364 | Plug In Adapter-dimming | 91 | cerere oferta | N | 1 | 1 | 12 | 0.178 | KG | 135X103X76 | 4015081089673 |  | 613 | PDC | 1
109365 | CDAP-01/12 | 109365 | Adaptor priza Dimmer 250W/230VAC, earthi | 91 | cerere oferta | N | 1 | 1 | 12 | 0.117 | KG | 133X101X75 | 4015081089680 |  | 613 | PDC | 1
109363 | CDAU-01/02 | 109363 | Dimmer 40-250W | 91 | cerere oferta | S | 1 | 1 | 60 | 0.075 | KG | 86X38X76 | 4015081089666 |  | 613 | PDC | 1
110778 | CDAU-01/03 | 110778 | Dimming Acuator 125VA | 91 | cerere oferta | S | 1 | 1 | 60 | 0.049 | KG | 86X38X76 | 4015081103256 |  | 613 | PDC | 1
120815 | CEMP-01/11 | 120815 | Senzor de masura energie, shuko | 91 | cerere oferta | N | 1 | 1 | 12 | 0.172 | KG | 135X103X76 | 4015081186457 |  | 613 | PDC | 1
120816 | CEMP-01/12 | 120816 | PI Adapter - Energy Measuring ,FR | 91 | cerere oferta | N | 1 | 1 | 12 | 0.172 | KG | 135X103X76 | 4015081186464 |  | 613 | PDC | 1
136476 | CEMU-01/03 | 136476 | Energy Measuring Sensor+Ext. Sensor | 91 | cerere oferta | S | 1 | 1 | 60 | 0.091 | KG | 86X38X76 | 4015081332588 |  | 613 | PDC | 1
136477 | CEMU-01/04 | 136477 | Energy Measuring Sensor | 91 | cerere oferta | N | 1 | 1 | 60 | 0.046 | KG | 86X38X76 | 4015081332595 |  | 613 | PDC | 1
521302FULL-1302 | CFB6D12 BLACK BELL | 521302FULL-1302 | 6 Inch Motorised Bell, 12Vdc, Black | 732 | cerere oferta | N | 1 | 0 | 1 | 0.1 | KG | NA | NA |  | CF Bell, Black 12Vdc | Fulleon | 1
521301FULL-1301 | CFB6D12 RED BELL | 521301FULL-1301 | 6 Inch Motorised Bell, 12Vdc, Red (Centrifugal *) | 732 | cerere oferta | N | 1 | 0 | 1 | 0.1 | KG | NA | NA |  | CF Bell, Red 12Vdc | Fulleon | 1
521602FULL-1602 | CFB6D24 BLACK BELL 570.414 | 521602FULL-1602 | 6 Inch Motorised Bell, 24Vdc, Black | 732 | cerere oferta | N | 1 | 0 | 1 | 0.1 | KG | NA | NA |  | CF Bell, Black 24Vdc | Fulleon | 1
521603FULL-1603 | CFB6D24 GREY BELL | 521603FULL-1603 | 6 Inch Motorised Bell, 24Vdc, Grey | 732 | cerere oferta | N | 1 | 0 | 1 | 0.1 | KG | NA | NA |  | CF Bell, Grey 24Vdc | Fulleon | 1
521601MED-9816X | CFB6D24 MARINE | 521601MED-9816X | 6 Inch Motorised Bell, 24Vdc | 732 | cerere oferta | N | 1 | 0 | 1 | 0.1 | KG | NA | NA |  | CF Bell, Red, Marine 24Vdc | Fulleon | 1
521604FULL-1604 | CFB6D24 WHITE BELL | 521604FULL-1604 | 6 Inch Motorised Bell, 24Vdc, White | 732 | cerere oferta | N | 1 | 0 | 1 | 0.1 | KG | NA | NA |  | CF Bell, White 24Vdc | Fulleon | 1
521601FULL-1601E | CFB6D24V RED XPRS | 521601FULL-1601E | 6 Inch Motorised Bell, 24Vdc, Red | 732 | cerere oferta | N | 1 | 0 | 1 | 0.1 | KG | NA | NA |  | CF Bell, Red 24Vdc | Fulleon | 1
235753 | CFI6-25/2/003 | 235753 | Intr diferential 25A,2P,30mA,6kA | 78 | cerere oferta | N | 1 | 2 | 60 | 0.22 | KG | 80X35X71 | 4015082357535 |  | 657 | PDC | 1
235756 | CFI6-25/2/05 | 235756 | Intr diferential 25A,2P,500mA,6kA | 78 | cerere oferta | N | 1 | 2 | 60 | 0.22 | KG | 80X35X71 | 4015082357566 |  | 657 | PDC | 1
235776 | CFI6-25/4/003 | 235776 | Intr diferential 25A,4P,30mA,6kA | 78 | cerere oferta | N | 1 | 4 | 30 | 0.32 | KG | 80X70X71 | 4015082357764 |  | 657 | PDC | 1
235777 | CFI6-25/4/01 | 235777 | Intr diferential 25A,4P,100mA,6kA | 78 | cerere oferta | N | 1 | 4 | 30 | 0.32 | KG | 80X70X71 | 4015082357771 |  | 657 | PDC | 1
235778 | CFI6-25/4/03 | 235778 | Intr diferential 25A,4P,300mA,6kA | 78 | cerere oferta | N | 1 | 4 | 30 | 0.32 | KG | 80X70X71 | 4015082357788 |  | 657 | PDC | 1
235760 | CFI6-40/2/003 | 235760 | Intr diferential 40A,2P,30mA,6kA | 78 | cerere oferta | N | 1 | 2 | 60 | 0.22 | KG | 80X35X71 | 4015082357603 |  | 657 | PDC | 1
235762 | CFI6-40/2/03 | 235762 | Intr diferential 40A,2P,300mA,6kA | 78 | cerere oferta | N | 1 | 2 | 60 | 0.22 | KG | 80X35X71 | 4015082357627 |  | 657 | PDC | 1
235784 | CFI6-40/4/003 | 235784 | Intr diferential 40A,4P,30mA,6kA | 78 | cerere oferta | N | 1 | 4 | 30 | 0.32 | KG | 80X70X71 | 4015082357849 |  | 657 | PDC | 1
235785 | CFI6-40/4/01 | 235785 | Intr diferential 40A,4P,100mA,6kA | 78 | cerere oferta | N | 1 | 4 | 30 | 0.32 | KG | 80X70X71 | 4015082357856 |  | 657 | PDC | 1
235768 | CFI6-63/2/003 | 235768 | Intr diferential 63A,2P,30mA,6kA | 78 | cerere oferta | N | 1 | 2 | 60 | 0.22 | KG | 80X35X71 | 4015082357689 |  | 657 | PDC | 1
235792 | CFI6-63/4/003 | 235792 | Intr diferential 63A,4P,30mA,6kA | 78 | cerere oferta | N | 1 | 4 | 30 | 0.32 | KG | 80X70X71 | 4015082357924 |  | 657 | PDC | 1
235793 | CFI6-63/4/01 | 235793 | Intr diferential 63A,4P,100mA,6kA | 78 | cerere oferta | N | 1 | 4 | 30 | 0.32 | KG | 80X70X71 | 4015082357931 |  | 657 | PDC | 1
235794 | CFI6-63/4/03 | 235794 | Intr diferential 63A,4P,300mA,6kA | 78 | cerere oferta | N | 1 | 4 | 30 | 0.32 | KG | 80X70X71 | 4015082357948 |  | 657 | PDC | 1
235795 | CFI6-63/4/05 | 235795 | Intr diferential 63A,4P,500mA,6kA | 78 | cerere oferta | N | 1 | 4 | 30 | 0.32 | KG | 80X70X71 | 4015082357955 |  | 657 | PDC | 1
CN109019 | CH70-24MCW-FW | CN109019 | CHIME STRB,SQ.,WALL,24 VDC,15/30/75/110CD,WHT | 732 | cerere oferta | N | 1 | 0 | 1 | 0.1 | KG | NA | NA |  | Wheelock , UL Range | Fulleon | 1
164333 | CHAZ-01/12 | 164333 | Heating Actuator 12fold | 91 | cerere oferta | N | 1 | 0 | 1 | 0.8 | KG | 40X74X326 | 4015081608638 |  | 613 | PDC | 1
171230 | CHCA-00/01 | 171230 | Smart Home Controller | 91 | cerere oferta | N | 1 | 0 | 1 | 0.455 | KG | 0 001X0 001X0 001 | 4015081677191 |  | 613 | PDC | 1
139790 | CHK0261 | 139790 | AC INPUT CHOKE CHK0261 | 50 | cerere oferta | N | 1 | 0 | 1 | 53 | KG | 230X354X357 | 4015081365647 |  | 696 | ICD | 1
139791 | CHK0400 | 139791 | AC INPUT CHOKE CHK0400 | 50 | cerere oferta | N | 1 | 0 | 1 | 84 | KG | 262X350X421 | 4015081365654 |  | 696 | ICD | 1
139792 | CHK0520 | 139792 | AC INPUT CHOKE CHK0520 | 50 | cerere oferta | N | 1 | 0 | 1 | 115 | KG | 244X497X446 | 4015081365661 |  | 696 | ICD | 1
109383 | CHSZ-02/02 | 109383 | Telecomanda 2 canale | 91 | cerere oferta | S | 1 | 1 | 60 | 0.059 | KG | 86X38X76 | 4015081089864 |  | 613 | PDC | 1
109384 | CHSZ-12/03 | 109384 | Telecomanda 12 canale | 91 | cerere oferta | S | 1 | 1 | 30 | 0.137 | KG | 220X28X76 | 4015081089871 |  | 613 | PDC | 1
118803 | CHSZ-12/04 | 118803 | Telecomanda 12 canale cu display | 91 | cerere oferta | N | 1 | 1 | 30 | 0.089 | KG | 220X28X76 | 4015081169535 |  | 613 | PDC | 1
156596 | CHVZ-01/03 | 156596 | Electrical Heating Valve RF | 91 | cerere oferta | N | 1 | 1 | 20 | 0.285 | KG | 113X91X77 | 4015081531868 |  | 613 | PDC | 1
179678 | CHVZ-01/04 | 179678 | Electrovana 230VAC | 91 | cerere oferta | N | 1 | 0 | 34 | 0.1 | KG | 0 001X0 001X0 001 | 4015081747382 |  | 613 | PDC | 1
289981 | CI/E-PKZ01-X | 289981 | Unitati pt. cutii | 57 | cerere oferta | S | 1 | 0 | 1 | 0.001 | KG | 158X117X80 | 4015082899813 |  | 293 | ICD | 1
289936 | CI/E-PKZ01-XG | 289936 | Unitati pt. cutii cu membr. De actionare | 57 | cerere oferta | S | 1 | 0 | 1 | 0.04 | KG | 158X117X80 | 4015082899363 |  | 293 | ICD | 1
289938 | CI/E-PKZ01-XPVS | 289938 | Unitati pt. cutii , cu buton ciuperca cu | 57 | cerere oferta | S | 1 | 0 | 1 | 0.1 | KG | 158X117X80 | 4015082899387 |  | 293 | ICD | 1
289937 | CI/E-PKZ01-XPVT | 289937 | Unitati pt. cutii , cu buton ciuperca cu | 57 | cerere oferta | S | 1 | 0 | 1 | 0.08 | KG | 158X117X80 | 4015082899370 |  | 293 | ICD | 1
289939 | CI/E-PKZ01-XSVB | 289939 | Unitati pt. cutii blocabil pe 0 | 57 | cerere oferta | S | 1 | 0 | 1 | 0.075 | KG | 158X117X80 | 4015082899394 |  | 293 | ICD | 1
289980 | CI/E-PKZ01-XSVB-V | 289980 | Unitati pt. cutii blocabil pe 0 in combi | 57 | cerere oferta | S | 1 | 0 | 1 | 0.001 | KG | 158X117X80 | 4015082899806 |  | 293 | ICD | 1
105725 | CI-00005-00 | 105725 | CI-00005-00 | 94 | cerere oferta | S | 1 | 0 | 1 | 0.725 | KG | 150X375X250 | 4015081055029 |  | 277 | PDC | 1
98208 | CI23-125 | 98208 | MOULDED ENCLOSURE CI23 | 94 | cerere oferta | S | 1 | 0 | 1 | 1.17 | KG | 150X188X250 | 4015080982081 |  | 277 | PDC | 1
2235 | CI23-125/T-NA | 2235 | MOULDED ENCLOSURE CI23 | 94 | cerere oferta | S | 1 | 0 | 1 | 2.157 | KG | 166X234X296 | 4015080022350 |  | 277 | PDC | 1
2234 | CI23-125-NA | 2234 | MOULDED ENCLOSURE CI23 | 94 | cerere oferta | S | 1 | 0 | 1 | 1.919 | KG | 150X234X296 | 4015080022343 |  | 277 | PDC | 1
12781 | CI23-150 | 12781 | MOULDED ENCLOSURE CI23 | 94 | cerere oferta | S | 1 | 0 | 1 | 1.28 | KG | 175X188X250 | 4015080127819 |  | 277 | PDC | 1
2236 | CI23-150/T-NA | 2236 | MOULDED ENCLOSURE CI23 | 94 | cerere oferta | S | 1 | 0 | 1 | 2.267 | KG | 191X234X296 | 4015080022367 |  | 277 | PDC | 1
2237 | CI23-150-NA | 2237 | MOULDED ENCLOSURE CI23 | 94 | cerere oferta | S | 1 | 0 | 1 | 2.029 | KG | 175X234X296 | 4015080022374 |  | 277 | PDC | 1
234059 | CI23-2210-150-NA | 234059 | CI23 insulated enclosure | 94 | cerere oferta | S | 1 | 0 | 1 | 1.6 | KG | 175X188X250 | 4015082340599 |  | 277 | PDC | 1
19570 | CI23E-125 | 19570 | MOULDED ENCLOSURE CI23 | 94 | cerere oferta | S | 1 | 0 | 1 | 1.294 | KG | 150X188X250 | 4015080195702 |  | 277 | PDC | 1
90152 | CI23E-125-RAL7032 | 90152 | MOULDED ENCLOSURE CI23 | 94 | cerere oferta | S | 1 | 0 | 1 | 1.304 | KG | 150X188X250 | 4015080901525 |  | 277 | PDC | 1
21943 | CI23E-150 | 21943 | MOULDED ENCLOSURE CI23 | 94 | cerere oferta | S | 1 | 0 | 1 | 1.444 | KG | 175X188X250 | 4015080219439 |  | 277 | PDC | 1
90153 | CI23E-150-RAL7032 | 90153 | MOULDED ENCLOSURE CI23 | 94 | cerere oferta | S | 1 | 0 | 1 | 1.454 | KG | 175X188X250 | 4015080901532 |  | 277 | PDC | 1
10408 | CI23X-125 | 10408 | MOULDED ENCLOSURE CI23 | 94 | cerere oferta | S | 1 | 0 | 1 | 1.612 | KG | 150X188X250 | 4015080104087 |  | 277 | PDC | 1
2210 | CI23X-125/T-NA | 2210 | MOULDED ENCLOSURE CI23 | 94 | cerere oferta | S | 1 | 0 | 1 | 1.743 | KG | 166X188X250 | 4015080022107 |  | 277 | PDC | 1
2209 | CI23X-125-NA | 2209 | MOULDED ENCLOSURE CI23 | 94 | cerere oferta | S | 1 | 0 | 1 | 1.5 | KG | 150X188X250 | 4015080022091 |  | 277 | PDC | 1
15154 | CI23X-150 | 15154 | MOULDED ENCLOSURE CI23 | 94 | cerere oferta | S | 1 | 0 | 1 | 1.728 | KG | 175X188X250 | 4015080151548 |  | 277 | PDC | 1
2211 | CI23X-150/T-NA | 2211 | MOULDED ENCLOSURE CI23 | 94 | cerere oferta | S | 1 | 0 | 1 | 1.857 | KG | 191X188X250 | 4015080022114 |  | 277 | PDC | 1
2212 | CI23X-150-NA | 2212 | MOULDED ENCLOSURE CI23 | 94 | cerere oferta | S | 1 | 0 | 1 | 1.6 | KG | 175X188X250 | 4015080022121 |  | 277 | PDC | 1
17527 | CI43-125 | 17527 | MOULDED ENCLOSURE CI43 | 94 | cerere oferta | S | 1 | 0 | 1 | 1.717 | KG | 150X375X250 | 4015080175278 |  | 277 | PDC | 1
2239 | CI43-125/T-NA | 2239 | MOULDED ENCLOSURE CI43 | 94 | cerere oferta | S | 1 | 0 | 1 | 3.125 | KG | 166X421X296 | 4015080022398 |  | 277 | PDC | 1
2238 | CI43-125-NA | 2238 | MOULDED ENCLOSURE CI43 | 94 | cerere oferta | S | 1 | 0 | 1 | 2.664 | KG | 150X421X296 | 4015080022381 |  | 277 | PDC | 1
22273 | CI43-150 | 22273 | MOULDED ENCLOSURE CI43 | 94 | cerere oferta | S | 1 | 0 | 1 | 1.822 | KG | 175X375X250 | 4015080222736 |  | 277 | PDC | 1
2240 | CI43-150/T-NA | 2240 | MOULDED ENCLOSURE CI43 | 94 | cerere oferta | S | 1 | 0 | 1 | 3.309 | KG | 191X421X296 | 4015080022404 |  | 277 | PDC | 1
2241 | CI43-150-NA | 2241 | MOULDED ENCLOSURE CI43 | 94 | cerere oferta | S | 1 | 0 | 1 | 2.852 | KG | 175X421X296 | 4015080022411 |  | 277 | PDC | 1
27019 | CI43-200 | 27019 | MOULDED ENCLOSURE CI43 | 94 | cerere oferta | S | 1 | 0 | 1 | 2.203 | KG | 225X375X250 | 4015080270195 |  | 277 | PDC | 1
2243 | CI43-200/T-NA | 2243 | MOULDED ENCLOSURE CI43 | 94 | cerere oferta | S | 1 | 0 | 1 | 3.561 | KG | 241X421X296 | 4015080022435 |  | 277 | PDC | 1
234061 | CI43-2000-150-NA | 234061 | CI43 insulated enclosure | 94 | cerere oferta | S | 1 | 0 | 1 | 2.434 | KG | 175X375X250 | 4015082340612 |  | 277 | PDC | 1
2242 | CI43-200-NA | 2242 | MOULDED ENCLOSURE CI43 | 94 | cerere oferta | S | 1 | 0 | 1 | 3.099 | KG | 225X421X296 | 4015080022428 |  | 277 | PDC | 1
234062 | CI43-2022-150-NA | 234062 | CI43 insulated enclosure | 94 | cerere oferta | S | 1 | 0 | 1 | 2.434 | KG | 175X375X250 | 4015082340629 |  | 277 | PDC | 1
234060 | CI43-2200-150-NA | 234060 | CI43 insulated enclosure | 94 | cerere oferta | S | 1 | 0 | 1 | 2.434 | KG | 175X375X250 | 4015082340605 |  | 277 | PDC | 1
234063 | CI43-2200-200-NA | 234063 | CI43 insulated enclosure | 94 | cerere oferta | S | 1 | 0 | 1 | 2.682 | KG | 225X375X250 | 4015082340636 |  | 277 | PDC | 1
93133 | CI43E-125 | 93133 | MOULDED ENCLOSURE CI43 | 94 | cerere oferta | S | 1 | 0 | 1 | 1.981 | KG | 150X375X250 | 4015080931331 |  | 277 | PDC | 1
90154 | CI43E-125-RAL7032 | 90154 | MOULDED ENCLOSURE CI43 | 94 | cerere oferta | S | 1 | 0 | 1 | 1.962 | KG | 150X375X250 | 4015080901549 |  | 277 | PDC | 1
95506 | CI43E-150 | 95506 | MOULDED ENCLOSURE CI43 | 94 | cerere oferta | S | 1 | 0 | 1 | 2.091 | KG | 175X375X250 | 4015080955061 |  | 277 | PDC | 1
90155 | CI43E-150-RAL7032 | 90155 | MOULDED ENCLOSURE CI43 | 94 | cerere oferta | S | 1 | 0 | 1 | 2.075 | KG | 175X375X250 | 4015080901556 |  | 277 | PDC | 1
97879 | CI43E-200 | 97879 | MOULDED ENCLOSURE CI43 | 94 | cerere oferta | S | 1 | 0 | 1 | 2.355 | KG | 225X375X250 | 4015080978794 |  | 277 | PDC | 1
90156 | CI43E-200-RAL7032 | 90156 | MOULDED ENCLOSURE CI43 | 94 | cerere oferta | S | 1 | 0 | 1 | 2.42 | KG | 225X375X250 | 4015080901563 |  | 277 | PDC | 1
19900 | CI43X-125 | 19900 | MOULDED ENCLOSURE CI43 | 94 | cerere oferta | S | 1 | 0 | 1 | 2.523 | KG | 150X375X250 | 4015080199007 |  | 277 | PDC | 1
2214 | CI43X-125/T-NA | 2214 | MOULDED ENCLOSURE CI43 | 94 | cerere oferta | S | 1 | 0 | 1 | 2.708 | KG | 166X375X250 | 4015080022145 |  | 277 | PDC | 1
2213 | CI43X-125-NA | 2213 | MOULDED ENCLOSURE CI43 | 94 | cerere oferta | S | 1 | 0 | 1 | 2.246 | KG | 150X375X250 | 4015080022138 |  | 277 | PDC | 1
24646 | CI43X-150 | 24646 | MOULDED ENCLOSURE CI43 | 94 | cerere oferta | S | 1 | 0 | 1 | 2.666 | KG | 175X375X250 | 4015080246466 |  | 277 | PDC | 1
2215 | CI43X-150/T-NA | 2215 | MOULDED ENCLOSURE CI43 | 94 | cerere oferta | S | 1 | 0 | 1 | 2.895 | KG | 191X375X250 | 4015080022152 |  | 277 | PDC | 1
2232 | CI43X-150-NA | 2232 | MOULDED ENCLOSURE CI43 | 94 | cerere oferta | S | 1 | 0 | 1 | 2.434 | KG | 175X375X250 | 4015080022329 |  | 277 | PDC | 1
29392 | CI43X-200 | 29392 | MOULDED ENCLOSURE CI43 | 94 | cerere oferta | S | 1 | 0 | 1 | 2.985 | KG | 225X375X250 | 4015080293927 |  | 277 | PDC | 1
2216 | CI43X-200/T-NA | 2216 | MOULDED ENCLOSURE CI43 | 94 | cerere oferta | S | 1 | 0 | 1 | 3.143 | KG | 241X375X250 | 4015080022169 |  | 277 | PDC | 1
2217 | CI43X-200-NA | 2217 | MOULDED ENCLOSURE CI43 | 94 | cerere oferta | S | 1 | 0 | 1 | 2.682 | KG | 225X375X250 | 4015080022176 |  | 277 | PDC | 1
12452 | CI44-125 | 12452 | MOULDED ENCLOSURE CI44 | 94 | cerere oferta | S | 1 | 0 | 1 | 2.523 | KG | 150X375X375 | 4015080124528 |  | 277 | PDC | 1
2244 | CI44-125/T-NA | 2244 | MOULDED ENCLOSURE CI44 | 94 | cerere oferta | S | 1 | 0 | 1 | 4.066 | KG | 166X421X421 | 4015080022442 |  | 277 | PDC | 1
2245 | CI44-125-NA | 2245 | MOULDED ENCLOSURE CI44 | 94 | cerere oferta | S | 1 | 0 | 1 | 3.397 | KG | 150X421X421 | 4015080022459 |  | 277 | PDC | 1
17198 | CI44-150 | 17198 | MOULDED ENCLOSURE CI44 | 94 | cerere oferta | S | 1 | 0 | 1 | 2.633 | KG | 175X375X375 | 4015080171980 |  | 277 | PDC | 1
2247 | CI44-150/T-NA | 2247 | MOULDED ENCLOSURE CI44 | 94 | cerere oferta | S | 1 | 0 | 1 | 4.282 | KG | 191X421X421 | 4015080022473 |  | 277 | PDC | 1
2246 | CI44-150-NA | 2246 | MOULDED ENCLOSURE CI44 | 94 | cerere oferta | S | 1 | 0 | 1 | 3.614 | KG | 175X421X421 | 4015080022466 |  | 277 | PDC | 1
21944 | CI44-200 | 21944 | MOULDED ENCLOSURE CI44 | 94 | cerere oferta | S | 1 | 0 | 1 | 3.128 | KG | 225X375X375 | 4015080219446 |  | 277 | PDC | 1
2248 | CI44-200/T-NA | 2248 | MOULDED ENCLOSURE CI44 | 94 | cerere oferta | S | 1 | 0 | 1 | 4.645 | KG | 241X421X421 | 4015080022480 |  | 277 | PDC | 1
2249 | CI44-200-NA | 2249 | MOULDED ENCLOSURE CI44 | 94 | cerere oferta | S | 1 | 0 | 1 | 3.976 | KG | 225X421X421 | 4015080022497 |  | 277 | PDC | 1
234064 | CI44-2200-150-NA | 234064 | CI44 insulated enclosure | 94 | cerere oferta | S | 1 | 0 | 1 | 3.113 | KG | 175X375X375 | 4015082340643 |  | 277 | PDC | 1
234066 | CI44-2200-200-NA | 234066 | CI44 insulated enclosure | 94 | cerere oferta | S | 1 | 0 | 1 | 3.475 | KG | 225X375X375 | 4015082340667 |  | 277 | PDC | 1
234067 | CI44-2200-250-NA | 234067 | CI44 insulated enclosure | 94 | cerere oferta | S | 1 | 0 | 1 | 3.737 | KG | 275X375X375 | 4015082340674 |  | 277 | PDC | 1
234065 | CI44-2220-150-NA | 234065 | CI44 insulated enclosure | 94 | cerere oferta | S | 1 | 0 | 1 | 3.113 | KG | 175X375X375 | 4015082340650 |  | 277 | PDC | 1
26690 | CI44-250 | 26690 | MOULDED ENCLOSURE CI44 | 94 | cerere oferta | S | 1 | 0 | 1 | 3.346 | KG | 275X375X375 | 4015080266907 |  | 277 | PDC | 1
2251 | CI44-250/T-NA | 2251 | MOULDED ENCLOSURE CI44 | 94 | cerere oferta | S | 1 | 0 | 1 | 4.907 | KG | 291X421X421 | 4015080022510 |  | 277 | PDC | 1
2250 | CI44-250-NA | 2250 | MOULDED ENCLOSURE CI44 | 94 | cerere oferta | S | 1 | 0 | 1 | 4.238 | KG | 275X421X421 | 4015080022503 |  | 277 | PDC | 1
31436 | CI44E-125 | 31436 | MOULDED ENCLOSURE CI44 | 94 | cerere oferta | S | 1 | 0 | 1 | 2.714 | KG | 150X375X375 | 4015080314363 |  | 277 | PDC | 1
90157 | CI44E-125-RAL7032 | 90157 | MOULDED ENCLOSURE CI44 | 94 | cerere oferta | S | 1 | 0 | 1 | 2.669 | KG | 150X375X375 | 4015080901570 |  | 277 | PDC | 1
33809 | CI44E-150 | 33809 | MOULDED ENCLOSURE CI44 | 94 | cerere oferta | S | 1 | 0 | 1 | 2.818 | KG | 175X375X375 | 4015080338093 |  | 277 | PDC | 1
90158 | CI44E-150-RAL7032 | 90158 | MOULDED ENCLOSURE CI44 | 94 | cerere oferta | S | 1 | 0 | 1 | 2.926 | KG | 175X375X375 | 4015080901587 |  | 277 | PDC | 1
36182 | CI44E-200 | 36182 | MOULDED ENCLOSURE CI44 | 94 | cerere oferta | S | 1 | 0 | 1 | 3.36 | KG | 225X375X375 | 4015080361824 |  | 277 | PDC | 1
90159 | CI44E-200-RAL7032 | 90159 | MOULDED ENCLOSURE CI44 | 94 | cerere oferta | S | 1 | 0 | 1 | 3.271 | KG | 225X375X375 | 4015080901594 |  | 277 | PDC | 1
90147 | CI44E-200-T | 90147 | MOULDED ENCLOSURE CI44 | 94 | cerere oferta | S | 1 | 0 | 1 | 3.5 | KG | 235X375X375 | 4015080901471 |  | 277 | PDC | 1
38555 | CI44E-250 | 38555 | MOULDED ENCLOSURE CI44 | 94 | cerere oferta | S | 1 | 0 | 1 | 3.658 | KG | 275X375X375 | 4015080385554 |  | 277 | PDC | 1
31765 | CI44X-125 | 31765 | MOULDED ENCLOSURE CI44 | 94 | cerere oferta | S | 1 | 0 | 1 | 3.195 | KG | 150X375X375 | 4015080317654 |  | 277 | PDC | 1
2233 | CI44X-125/T-NA | 2233 | MOULDED ENCLOSURE CI44 | 94 | cerere oferta | S | 1 | 0 | 1 | 3.565 | KG | 166X375X375 | 4015080022336 |  | 277 | PDC | 1
2218 | CI44X-125-NA | 2218 | MOULDED ENCLOSURE CI44 | 94 | cerere oferta | S | 1 | 0 | 1 | 2.896 | KG | 150X375X375 | 4015080022183 |  | 277 | PDC | 1
34138 | CI44X-150 | 34138 | MOULDED ENCLOSURE CI44 | 94 | cerere oferta | S | 1 | 0 | 1 | 3.364 | KG | 175X375X375 | 4015080341383 |  | 277 | PDC | 1
2222 | CI44X-150/T-NA | 2222 | MOULDED ENCLOSURE CI44 | 94 | cerere oferta | S | 1 | 0 | 1 | 3.781 | KG | 191X375X375 | 4015080022220 |  | 277 | PDC | 1
2219 | CI44X-150-NA | 2219 | MOULDED ENCLOSURE CI44 | 94 | cerere oferta | S | 1 | 0 | 1 | 3.113 | KG | 175X375X375 | 4015080022190 |  | 277 | PDC | 1
36511 | CI44X-200 | 36511 | MOULDED ENCLOSURE CI44 | 94 | cerere oferta | S | 1 | 0 | 1 | 3.36 | KG | 225X375X375 | 4015080365112 |  | 277 | PDC | 1
2221 | CI44X-200/T-NA | 2221 | MOULDED ENCLOSURE CI44 | 94 | cerere oferta | S | 1 | 0 | 1 | 4.104 | KG | 241X375X375 | 4015080022213 |  | 277 | PDC | 1
2220 | CI44X-200-NA | 2220 | MOULDED ENCLOSURE CI44 | 94 | cerere oferta | S | 1 | 0 | 1 | 3.475 | KG | 225X375X375 | 4015080022206 |  | 277 | PDC | 1
38884 | CI44X-250 | 38884 | MOULDED ENCLOSURE CI44 | 94 | cerere oferta | S | 1 | 0 | 1 | 3.747 | KG | 275X375X375 | 4015080388845 |  | 277 | PDC | 1
2223 | CI44X-250/T-NA | 2223 | MOULDED ENCLOSURE CI44 | 94 | cerere oferta | S | 1 | 0 | 1 | 4.405 | KG | 291X375X375 | 4015080022237 |  | 277 | PDC | 1
2224 | CI44X-250-NA | 2224 | MOULDED ENCLOSURE CI44 | 94 | cerere oferta | S | 1 | 0 | 1 | 3.737 | KG | 275X375X375 | 4015080022244 |  | 277 | PDC | 1
1896 | CI45-200 | 1896 | MOULDED ENCLOSURE CI45 | 94 | cerere oferta | S | 1 | 0 | 1 | 3.828 | KG | 225X375X500 | 4015080018964 |  | 277 | PDC | 1
1891 | CI45E-200 | 1891 | MOULDED ENCLOSURE CI45 | 94 | cerere oferta | S | 1 | 0 | 1 | 4.281 | KG | 225X375X500 | 4015080018919 |  | 277 | PDC | 1
90160 | CI45E-200-RAL7032 | 90160 | MOULDED ENCLOSURE CI45 | 94 | cerere oferta | S | 1 | 0 | 1 | 4.208 | KG | 225X375X500 | 4015080901600 |  | 277 | PDC | 1
98469 | CI45X-200 | 98469 | MOULDED ENCLOSURE CI45 | 94 | cerere oferta | S | 1 | 0 | 1 | 4.792 | KG | 225X375X500 | 4015080984696 |  | 277 | PDC | 1
78896 | CI48-200 | 78896 | MOULDED ENCLOSURE CI48 | 94 | cerere oferta | S | 1 | 0 | 1 | 4.85 | KG | 225X375X750 | 4015080788966 |  | 277 | PDC | 1
2256 | CI48-200/2T-NA | 2256 | MOULDED ENCLOSURE CI48 | 94 | cerere oferta | S | 1 | 0 | 1 | 7.995 | KG | 241X421X796 | 4015080022565 |  | 277 | PDC | 1
2252 | CI48-200/T-NA | 2252 | MOULDED ENCLOSURE CI48 | 94 | cerere oferta | S | 1 | 0 | 1 | 7.327 | KG | 241X421X796 | 4015080022527 |  | 277 | PDC | 1
2253 | CI48-200-NA | 2253 | MOULDED ENCLOSURE CI48 | 94 | cerere oferta | S | 1 | 0 | 1 | 6.658 | KG | 225X421X796 | 4015080022534 |  | 277 | PDC | 1
83642 | CI48-250 | 83642 | MOULDED ENCLOSURE CI48 | 94 | cerere oferta | S | 1 | 0 | 1 | 6.13 | KG | 275X375X750 | 4015080836421 |  | 277 | PDC | 1
2257 | CI48-250/2T-NA | 2257 | MOULDED ENCLOSURE CI48 | 94 | cerere oferta | S | 1 | 0 | 1 | 8.336 | KG | 291X421X796 | 4015080022572 |  | 277 | PDC | 1
2255 | CI48-250/T-NA | 2255 | MOULDED ENCLOSURE CI48 | 94 | cerere oferta | S | 1 | 0 | 1 | 7.668 | KG | 291X421X796 | 4015080022558 |  | 277 | PDC | 1
2254 | CI48-250-NA | 2254 | MOULDED ENCLOSURE CI48 | 94 | cerere oferta | S | 1 | 0 | 1 | 6.999 | KG | 275X421X796 | 4015080022541 |  | 277 | PDC | 1
24315 | CI-B | 24315 | SMALL ENCLOSURE CI-B | 94 | cerere oferta | S | 1 | 0 | 1 | 0.38 | KG | 128X87X149 | 4015080243151 |  | 293 | ICD | 1
29061 | CI-BOM | 29061 | Cutii neechipate | 57 | cerere oferta | S | 1 | 0 | 1 | 0.38 | KG | 128X87X149 | 4015080290612 |  | 293 | ICD | 1
31434 | CI-C | 31434 | SMALL ENCLOSURE CI-C | 94 | cerere oferta | S | 1 | 0 | 1 | 0.464 | KG | 128X110X165 | 4015080314349 |  | 293 | ICD | 1
36180 | CI-COM | 36180 | Cutii neechipate | 57 | cerere oferta | S | 2 | 0 | 1 | 0.464 | KG | 128X110X165 | 4015080361800 |  | 293 | ICD | 1
38553 | CI-D | 38553 | SMALL ENCLOSURE CI-D | 94 | cerere oferta | S | 1 | 0 | 1 | 0.635 | KG | 128X110X222 | 4015080385530 |  | 293 | ICD | 1
43299 | CI-DOM | 43299 | Cutii neechipate | 57 | cerere oferta | S | 2 | 0 | 1 | 0.635 | KG | 128X110X222 | 4015080432999 |  | 293 | ICD | 1
281924 | CI-K-00001-00 | 281924 | Cutii neechipate | 57 | cerere oferta | S | 1 | 0 | 1 | 0.429 | KG | 181X100X145 | 4015082819248 |  | 293 | ICD | 1
285682 | CI-K-00002-00 | 285682 | Cutii neechipate | 57 | cerere oferta | S | 1 | 0 | 1 | 0.429 | KG | 181X100X145 | 4015082856823 |  | 293 | ICD | 1
285290 | CI-K-00003-00 | 285290 | Cutii neechipate | 57 | cerere oferta | S | 1 | 0 | 1 | 0.002 | KG | 181X100X145 | 4015082852900 |  | 293 | ICD | 1
107514 | CI-K-00004-01 | 107514 | Cutii neechipate | 57 | cerere oferta | S | 100 | 0 | 1 | 0.429 | KG | 222X120X125 | 4015081072446 |  | 293 | ICD | 1
107897 | CI-K-00005-01 | 107897 | Cutii neechipate | 57 | cerere oferta | S | 1 | 0 | 1 | 0.429 | KG | 181X100X145 | 4015081075348 |  | 293 | ICD | 1
206881 | CI-K1-95-TS | 206881 | Cutie cu sina suport , neechipata | 57 | cerere oferta | S | 1 | 0 | 1 | 0.178 | KG | 137X80X95 | 4015082068813 |  | 293 | ICD | 1
102060 | CI-K1-COMBINATION-* | 102060 | Decupari si inscriptionari cu laser | 57 | cerere oferta | N | 1 | 0 | 1 | 0.001 | KG | 0 001X0 001X0 001 | 1004262 |  | 293 | ICD | 1
105853 | CI-K1H-95-TS | 105853 | Cutie cu sina suport , neechipata | 57 | cerere oferta | S | 1 | 0 | 1 | 0.169 | KG | 137X80X95 | 4015081056309 |  | 293 | ICD | 1
105854 | CI-K1H-T0-2 | 105854 | Insulated enclosure CI-K | 55 | cerere oferta | S | 1 | 0 | 1 | 0.169 | KG | 137X80X79 | 4015081056316 |  | 292 | ICD | 1
105855 | CI-K1H-T0-4 | 105855 | Insulated enclosure CI-K | 55 | cerere oferta | S | 1 | 0 | 1 | 0.198 | KG | 137X80X99 | 4015081056323 |  | 292 | ICD | 1
207435 | CI-K1-T0-2 | 207435 | Cutie din material izolant echipata | 57 | cerere oferta | S | 1 | 0 | 1 | 0.168 | KG | 137X80X79 | 4015082074357 |  | 292 | ICD | 1
207436 | CI-K1-T0-4 | 207436 | Cutie din material izolant echipata | 57 | cerere oferta | S | 1 | 0 | 1 | 0.205 | KG | 137X80X99 | 4015082074364 |  | 292 | ICD | 1
207631 | CI-K2-100-AD | 207631 | Cutie cu panou preg. Pt. montarea unui D | 57 | cerere oferta | S | 1 | 0 | 1 | 0.38 | KG | 181X100X100 | 4015082076313 |  | 293 | ICD | 1
206893 | CI-K2-100-M | 206893 | Cutie cu contrapanou , neechipate | 57 | cerere oferta | S | 1 | 0 | 1 | 0.498 | KG | 181X100X100 | 4015082068936 |  | 293 | ICD | 1
206882 | CI-K2-100-TS | 206882 | Cutie cu sina suport , neechipata | 57 | cerere oferta | S | 1 | 0 | 1 | 0.345 | KG | 181X100X100 | 4015082068820 |  | 293 | ICD | 1
207632 | CI-K2-145-AD | 207632 | Cutie cu panou preg. Pt. montarea unui D | 57 | cerere oferta | S | 1 | 0 | 1 | 0.46 | KG | 181X100X145 | 4015082076320 |  | 293 | ICD | 1
206894 | CI-K2-145-M | 206894 | Cutie cu contrapanou , neechipate | 57 | cerere oferta | S | 1 | 0 | 1 | 0.56 | KG | 181X100X145 | 4015082068943 |  | 293 | ICD | 1
206883 | CI-K2-145-TS | 206883 | Cutie cu sina suport , neechipata | 57 | cerere oferta | S | 1 | 0 | 1 | 0.495 | KG | 181X100X145 | 4015082068837 |  | 293 | ICD | 1
211107 | CI-K2-80-A | 211107 | Cutie cu decupare in capac | 57 | cerere oferta | S | 1 | 0 | 1 | 0.32 | KG | 181X100X100 | 4015082111076 |  | 293 | ICD | 1
211108 | CI-K2-80-K | 211108 | Cutie cu decupare in capac | 57 | cerere oferta | S | 1 | 0 | 1 | 0.342 | KG | 181X100X100 | 4015082111083 |  | 293 | ICD | 1
102061 | CI-K2-COMBINATION-* | 102061 | Decupari si inscriptionari cu laser | 57 | cerere oferta | N | 1 | 0 | 1 | 0.001 | KG | 0 001X0 001X0 001 | 1004261 |  | 293 | ICD | 1
229306 | CI-K2H-100-M | 229306 | Cutie cu contrapanou , neechipate | 57 | cerere oferta | S | 1 | 0 | 1 | 0.48 | KG | 181X100X100 | 4015082293062 |  | 293 | ICD | 1
229304 | CI-K2H-100-TS | 229304 | Cutie cu sina suport , neechipata | 57 | cerere oferta | S | 1 | 0 | 1 | 0.32 | KG | 181X100X100 | 4015082293048 |  | 293 | ICD | 1
229308 | CI-K2H-145-AD | 229308 | Cutie cu panou preg. Pt. montarea unui D | 57 | cerere oferta | S | 1 | 0 | 1 | 0.46 | KG | 181X100X145 | 4015082293086 |  | 293 | ICD | 1
229307 | CI-K2H-145-M | 229307 | Cutie cu contrapanou , neechipate | 57 | cerere oferta | S | 1 | 0 | 1 | 0.553 | KG | 181X100X145 | 4015082293079 |  | 293 | ICD | 1
229305 | CI-K2H-145-TS | 229305 | Cutie cu sina suport , neechipata | 57 | cerere oferta | S | 1 | 0 | 1 | 0.43 | KG | 181X100X145 | 4015082293055 |  | 293 | ICD | 1
229309 | CI-K2H-80-A | 229309 | Cutie cu capac cu balamale | 57 | cerere oferta | S | 1 | 0 | 1 | 0.34 | KG | 181X100X100 | 4015082293093 |  | 293 | ICD | 1
229310 | CI-K2H-80-K | 229310 | Cutie cu capac cu balamale | 57 | cerere oferta | S | 1 | 0 | 1 | 0.36 | KG | 181X100X100 | 4015082293109 |  | 293 | ICD | 1
105858 | CI-K2H-P1 | 105858 | Cutie cu stantari metrice decupabile | 57 | cerere oferta | S | 1 | 0 | 1 | 0.273 | KG | 181X100X84 | 4015081056354 |  | 293 | ICD | 1
260362 | CI-K2H-PKZ0 | 260362 | cutie din material izolant pentru PKZM0 | 33 | cerere oferta | S | 1 | 5.8 | 1 | 0.325 | KG | 105X100X180 | 4015082603625 |  | 293 | ICD | 1
260363 | CI-K2H-PKZ0-G | 260363 | cutie din material izolant pentru PKZM0 | 33 | cerere oferta | S | 1 | 5.8 | 1 | 0.389 | KG | 132X100X180 | 4015082603632 |  | 293 | ICD | 1
260364 | CI-K2H-PKZ0-GR | 260364 | cutie din material izolant pentru PKZM0 | 33 | cerere oferta | S | 1 | 5.8 | 1 | 0.389 | KG | 132X100X180 | 4015082603649 |  | 293 | ICD | 1
260365 | CI-K2H-PKZ0-GRV | 260365 | cutie din material izolant pentru PKZM0 | 33 | cerere oferta | S | 1 | 5.8 | 1 | 0.389 | KG | 132X100X180 | 4015082603656 |  | 293 | ICD | 1
260366 | CI-K2H-PKZ0-GV | 260366 | cutie din material izolant pentru PKZM0 | 33 | cerere oferta | S | 1 | 5.8 | 1 | 0.403 | KG | 132X100X180 | 4015082603663 |  | 293 | ICD | 1
269462 | CI-K2H-T3-2 | 269462 | Cutie cu stantari metrice decupabile | 57 | cerere oferta | S | 1 | 0 | 1 | 0.35 | KG | 181X100X84 | 4015082694623 |  | 293 | ICD | 1
105859 | CI-K2H-T3-4 | 105859 | Cutie cu stantari metrice decupabile | 57 | cerere oferta | S | 1 | 0 | 1 | 0.36 | KG | 181X100X100 | 4015081056361 |  | 293 | ICD | 1
105860 | CI-K2H-T3-5 | 105860 | Cutie cu stantari metrice decupabile | 57 | cerere oferta | S | 1 | 0 | 1 | 0.45 | KG | 181X100X145 | 4015081056378 |  | 293 | ICD | 1
207443 | CI-K2-P1 | 207443 | Cutie cu stantari metrice decupabile | 57 | cerere oferta | S | 1 | 0 | 1 | 0.285 | KG | 181X100X84 | 4015082074432 |  | 291 | ICD | 1
105861 | CI-K2-P1-NA | 105861 | Cutie cu stantari metrice decupabile | 57 | cerere oferta | S | 1 | 0 | 1 | 0.285 | KG | 181X100X84 | 4015081056385 |  | 291 | ICD | 1
219653 | CI-K2-PKZ0 | 219653 | cutie din material izolant pentru PKZM0 | 33 | cerere oferta | S | 1 | 5.8 | 1 | 0.33 | KG | 105X100X180 | 4015082196530 |  | 293 | ICD | 1
219654 | CI-K2-PKZ0-G | 219654 | cutie din material izolant pentru PKZM0 | 33 | cerere oferta | S | 1 | 5.8 | 1 | 0.415 | KG | 132X100X180 | 4015082196547 |  | 293 | ICD | 1
219655 | CI-K2-PKZ0-GR | 219655 | cutie din material izolant pentru PKZM0 | 33 | cerere oferta | S | 1 | 5.8 | 1 | 0.415 | KG | 132X100X180 | 4015082196554 |  | 293 | ICD | 1
219656 | CI-K2-PKZ0-GRV | 219656 | cutie din material izolant pentru PKZM0 | 33 | cerere oferta | S | 1 | 5.8 | 1 | 0.415 | KG | 132X100X180 | 4015082196561 |  | 293 | ICD | 1
219657 | CI-K2-PKZ0-GV | 219657 | cutie din material izolant pentru PKZM0 | 33 | cerere oferta | S | 1 | 5.8 | 1 | 0.415 | KG | 132X100X180 | 4015082196578 |  | 293 | ICD | 1
262680 | CI-K2-PKZ0-NA-G | 262680 | cutie din material izolant pentru PKZM0 | 33 | cerere oferta | S | 1 | 5.8 | 1 | 0.415 | KG | 132X100X180 | 4015082626808 |  | 293 | ICD | 1
262681 | CI-K2-PKZ0-NA-GR | 262681 | cutie din material izolant pentru PKZM0 | 33 | cerere oferta | S | 1 | 5.8 | 1 | 0.415 | KG | 132X100X180 | 4015082626815 |  | 293 | ICD | 1
262683 | CI-K2-PKZ0-NA-GRV | 262683 | cutie din material izolant pentru PKZM0 | 33 | cerere oferta | S | 1 | 5.8 | 1 | 0.415 | KG | 132X100X180 | 4015082626839 |  | 293 | ICD | 1
262682 | CI-K2-PKZ0-NA-GV | 262682 | cutie din material izolant pentru PKZM0 | 33 | cerere oferta | S | 1 | 5.8 | 1 | 0.415 | KG | 132X100X180 | 4015082626822 |  | 293 | ICD | 1
262040 | CI-K2-T0-1-NA | 262040 | Cutie cu membrana de trecere pt. cablu | 57 | cerere oferta | S | 1 | 0 | 1 | 0.3 | KG | 181X100X100 | 4015082620400 |  | 292 | ICD | 1
255918 | CI-K2-T0-2-NA | 255918 | Cutie cu membrana de trecere pt. cablu | 57 | cerere oferta | S | 1 | 0 | 1 | 0.3 | KG | 181X100X100 | 4015082559182 |  | 292 | ICD | 1
255920 | CI-K2-T0-4-NA | 255920 | Cutie cu membrana de trecere pt. cablu | 57 | cerere oferta | S | 1 | 0 | 1 | 0.45 | KG | 181X100X145 | 4015082559205 |  | 292 | ICD | 1
207437 | CI-K2-T3-2 | 207437 | Cutie cu membrana de trecere pt. cablu | 57 | cerere oferta | S | 1 | 0 | 1 | 0.33 | KG | 181X100X84 | 4015082074371 |  | 293 | ICD | 1
255919 | CI-K2-T3-2-NA | 255919 | Cutie cu membrana de trecere pt. cablu | 57 | cerere oferta | S | 1 | 0 | 1 | 0.33 | KG | 181X100X100 | 4015082559199 |  | 292 | ICD | 1
225325 | CI-K2-T3-4 | 225325 | Cutie cu membrana de trecere pt. cablu | 57 | cerere oferta | S | 1 | 0 | 1 | 0.36 | KG | 181X100X100 | 4015082253257 |  | 293 | ICD | 1
255921 | CI-K2-T3-4-NA | 255921 | Cutie cu membrana de trecere pt. cablu | 57 | cerere oferta | S | 1 | 0 | 1 | 0.36 | KG | 181X100X145 | 4015082559212 |  | 292 | ICD | 1
207438 | CI-K2-T3-5 | 207438 | Cutie cu membrana de trecere pt. cablu | 57 | cerere oferta | S | 1 | 0 | 1 | 0.45 | KG | 181X100X145 | 4015082074388 |  | 293 | ICD | 1
255922 | CI-K2-T3-5-NA | 255922 | Cutie cu membrana de trecere pt. cablu | 57 | cerere oferta | S | 1 | 0 | 1 | 0.45 | KG | 181X100X145 | 4015082559229 |  | 292 | ICD | 1
231228 | CI-K2X-100-M-NA | 231228 | Cutie cu contrapanou , neechipate | 57 | cerere oferta | S | 1 | 0 | 1 | 0.45 | KG | 181X100X100 | 4015082312282 |  | 293 | ICD | 1
231220 | CI-K2X-100-TS-NA | 231220 | Cutie cu sina suport , neechipata | 57 | cerere oferta | S | 1 | 0 | 1 | 0.32 | KG | 181X100X100 | 4015082312206 |  | 293 | ICD | 1
231229 | CI-K2X-145-M-NA | 231229 | Cutie cu contrapanou , neechipate | 57 | cerere oferta | S | 1 | 0 | 1 | 0.553 | KG | 181X100X145 | 4015082312299 |  | 293 | ICD | 1
231221 | CI-K2X-145-TS-NA | 231221 | Cutie cu sina suport , neechipata | 57 | cerere oferta | S | 1 | 0 | 1 | 0.43 | KG | 181X100X145 | 4015082312213 |  | 293 | ICD | 1
206895 | CI-K3-125-M | 206895 | Cutie cu contrapanou , neechipate | 57 | cerere oferta | S | 1 | 0 | 1 | 0.43 | KG | 222X120X125 | 4015082068950 |  | 293 | ICD | 1
206884 | CI-K3-125-TS | 206884 | Cutie cu sina suport , neechipata | 57 | cerere oferta | S | 1 | 0 | 1 | 0.61 | KG | 222X120X125 | 4015082068844 |  | 293 | ICD | 1
206896 | CI-K3-160-M | 206896 | Cutie cu contrapanou , neechipate | 57 | cerere oferta | S | 1 | 0 | 1 | 0.7 | KG | 222X120X160 | 4015082068967 |  | 293 | ICD | 1
206885 | CI-K3-160-TS | 206885 | Cutie cu sina suport , neechipata | 57 | cerere oferta | S | 1 | 0 | 1 | 0.58 | KG | 222X120X160 | 4015082068851 |  | 293 | ICD | 1
102062 | CI-K3-COMBINATION-* | 102062 | Decupari si inscriptionari cu laser | 57 | cerere oferta | N | 1 | 0 | 1 | 0.001 | KG | 0 001X0 001X0 001 | 1005034 |  | 293 | ICD | 1
207444 | CI-K3-P3-63 | 207444 | Cutie cu stantari metrice decupabile | 57 | cerere oferta | S | 1 | 0 | 1 | 0.55 | KG | 222X120X125 | 4015082074449 |  | 291 | ICD | 1
231230 | CI-K3X-125-M-NA | 231230 | Cutie cu contrapanou , neechipate | 57 | cerere oferta | S | 1 | 0 | 1 | 0.43 | KG | 222X120X125 | 4015082312305 |  | 293 | ICD | 1
231222 | CI-K3X-125-TS-NA | 231222 | Cutie cu sina suport , neechipata | 57 | cerere oferta | S | 1 | 0 | 1 | 0.61 | KG | 222X120X125 | 4015082312220 |  | 293 | ICD | 1
231231 | CI-K3X-160-M-NA | 231231 | Cutie cu contrapanou , neechipate | 57 | cerere oferta | S | 1 | 0 | 1 | 0.7 | KG | 222X120X160 | 4015082312312 |  | 293 | ICD | 1
231223 | CI-K3X-160-TS-NA | 231223 | Cutie cu sina suport , neechipata | 57 | cerere oferta | S | 1 | 0 | 1 | 0.58 | KG | 222X120X160 | 4015082312237 |  | 293 | ICD | 1
206897 | CI-K4-125-M | 206897 | Cutie cu contrapanou , neechipate | 57 | cerere oferta | S | 1 | 0 | 1 | 1.01 | KG | 240X160X125 | 4015082068974 |  | 293 | ICD | 1
206886 | CI-K4-125-TS | 206886 | Cutie cu sina suport , neechipata | 57 | cerere oferta | S | 1 | 0 | 1 | 0.8 | KG | 240X160X125 | 4015082068868 |  | 293 | ICD | 1
206898 | CI-K4-160-M | 206898 | Cutie cu contrapanou , neechipate | 57 | cerere oferta | S | 1 | 0 | 1 | 1.14 | KG | 240X160X160 | 4015082068981 |  | 293 | ICD | 1
206890 | CI-K4-160-TS | 206890 | Cutie cu sina suport , neechipata | 57 | cerere oferta | S | 1 | 0 | 1 | 0.93 | KG | 240X160X160 | 4015082068905 |  | 293 | ICD | 1
102063 | CI-K4-COMBINATION-* | 102063 | Decupari si inscriptionari cu laser | 57 | cerere oferta | N | 1 | 0 | 1 | 0.001 | KG | 0 001X0 001X0 001 | 1005033 |  | 293 | ICD | 1
207445 | CI-K4-P3-63 | 207445 | Cutie cu stantari metrice decupabile | 57 | cerere oferta | S | 1 | 0 | 1 | 0.695 | KG | 240X160X125 | 4015082074456 |  | 291 | ICD | 1
105862 | CI-K4-P3-NA | 105862 | Cutie cu stantari metrice decupabile | 57 | cerere oferta | S | 1 | 0 | 1 | 0.75 | KG | 240X160X125 | 4015081056392 |  | 291 | ICD | 1
225524 | CI-K4-PKZ4-G | 225524 | cutie din material izolant pentru PKZM4 | 33 | cerere oferta | S | 1 | 0 | 1 | 1.732 | KG | 240X160X220 | 4015082255244 |  | 293 | ICD | 1
225525 | CI-K4-PKZ4-GR | 225525 | cutie din material izolant pentru PKZM4 | 33 | cerere oferta | S | 1 | 0 | 1 | 1.755 | KG | 240X160X220 | 4015082255251 |  | 293 | ICD | 1
207439 | CI-K4-T5B-2 | 207439 | Cutie cu stantari metrice decupabile | 57 | cerere oferta | S | 1 | 0 | 1 | 0.65 | KG | 240X160X125 | 4015082074395 |  | 293 | ICD | 1
255923 | CI-K4-T5B-2-NA | 255923 | Cutie cu stantari metrice decupabile | 57 | cerere oferta | S | 1 | 0 | 1 | 0.97 | KG | 240X160X125 | 4015082559236 |  | 292 | ICD | 1
207440 | CI-K4-T5B-4 | 207440 | Cutie cu stantari metrice decupabile | 57 | cerere oferta | S | 1 | 0 | 1 | 0.88 | KG | 240X160X160 | 4015082074401 |  | 293 | ICD | 1
255925 | CI-K4-T5B-4-NA | 255925 | Cutie cu stantari metrice decupabile | 57 | cerere oferta | S | 1 | 0 | 1 | 0.97 | KG | 240X160X160 | 4015082559250 |  | 292 | ICD | 1
231232 | CI-K4X-125-M-NA | 231232 | Cutie cu contrapanou , neechipate | 57 | cerere oferta | S | 1 | 0 | 1 | 0.931 | KG | 240X160X125 | 4015082312329 |  | 293 | ICD | 1
231224 | CI-K4X-125-TS-NA | 231224 | Cutie cu sina suport , neechipata | 57 | cerere oferta | S | 1 | 0 | 1 | 0.723 | KG | 240X160X125 | 4015082312244 |  | 293 | ICD | 1
231233 | CI-K4X-160-M-NA | 231233 | Cutie cu contrapanou , neechipate | 57 | cerere oferta | S | 1 | 0 | 1 | 1.054 | KG | 240X160X160 | 4015082312336 |  | 293 | ICD | 1
231225 | CI-K4X-160-TS-NA | 231225 | Cutie cu sina suport , neechipata | 57 | cerere oferta | S | 1 | 0 | 1 | 0.846 | KG | 240X160X160 | 4015082312251 |  | 293 | ICD | 1
206899 | CI-K5-125-M | 206899 | Cutie cu contrapanou , neechipate | 57 | cerere oferta | S | 1 | 0 | 1 | 1.33 | KG | 280X200X125 | 4015082068998 |  | 293 | ICD | 1
206891 | CI-K5-125-TS | 206891 | Cutie cu sina suport , neechipata | 57 | cerere oferta | S | 1 | 0 | 1 | 0.91 | KG | 280X200X125 | 4015082068912 |  | 293 | ICD | 1
206900 | CI-K5-160-M | 206900 | Cutie cu contrapanou , neechipate | 57 | cerere oferta | S | 1 | 0 | 1 | 1.47 | KG | 280X200X125 | 4015082069001 |  | 293 | ICD | 1
206892 | CI-K5-160-TS | 206892 | Cutie cu sina suport , neechipata | 57 | cerere oferta | S | 1 | 0 | 1 | 1.05 | KG | 280X200X125 | 4015082068929 |  | 293 | ICD | 1
102064 | CI-K5-COMBINATION-* | 102064 | Decupari si inscriptionari cu laser | 57 | cerere oferta | N | 1 | 0 | 1 | 0.001 | KG | 0 001X0 001X0 001 | 1005032 |  | 293 | ICD | 1
207446 | CI-K5-P3-100 | 207446 | Cutie cu stantari metrice decupabile | 57 | cerere oferta | S | 1 | 0 | 1 | 1.078 | KG | 280X200X160 | 4015082074463 |  | 291 | ICD | 1
105863 | CI-K5-P3-NA | 105863 | Cutie cu stantari metrice decupabile | 57 | cerere oferta | S | 1 | 0 | 1 | 0.94 | KG | 280X200X160 | 4015081056408 |  | 291 | ICD | 1
207441 | CI-K5-T5-2 | 207441 | Cutie cu stantari metrice decupabile | 57 | cerere oferta | S | 1 | 0 | 1 | 1 | KG | 280X200X125 | 4015082074418 |  | 292 | ICD | 1
262042 | CI-K5-T5-2-NA | 262042 | Cutie cu stantari metrice decupabile | 57 | cerere oferta | S | 1 | 0 | 1 | 1 | KG | 280X200X125 | 4015082620424 |  | 292 | ICD | 1
207442 | CI-K5-T5-4 | 207442 | Cutie cu stantari metrice decupabile | 57 | cerere oferta | S | 1 | 0 | 1 | 1.355 | KG | 280X200X125 | 4015082074425 |  | 292 | ICD | 1
262041 | CI-K5-T5-4-NA | 262041 | Cutie cu stantari metrice decupabile | 57 | cerere oferta | S | 1 | 0 | 1 | 1.2 | KG | 280X200X125 | 4015082620417 |  | 292 | ICD | 1
231234 | CI-K5X-125-M-NA | 231234 | Cutie cu contrapanou , neechipate | 57 | cerere oferta | S | 1 | 0 | 1 | 1.403 | KG | 280X200X125 | 4015082312343 |  | 293 | ICD | 1
231226 | CI-K5X-125-TS-NA | 231226 | Cutie cu sina suport , neechipata | 57 | cerere oferta | S | 1 | 0 | 1 | 0.985 | KG | 280X200X125 | 4015082312268 |  | 293 | ICD | 1
231236 | CI-K5X-160-M-NA | 231236 | Cutie cu contrapanou , neechipate | 57 | cerere oferta | S | 1 | 0 | 1 | 1.547 | KG | 280X200X125 | 4015082312367 |  | 293 | ICD | 1
231227 | CI-K5X-160-TS-NA | 231227 | Cutie cu sina suport , neechipata | 57 | cerere oferta | S | 1 | 0 | 1 | 1.129 | KG | 280X200X125 | 4015082312275 |  | 293 | ICD | 1
281403 | CI-PKZ01 | 281403 | cutie din material izolant aparenta | 35 | cerere oferta | S | 1 | 0 | 1 | 0.25 | KG | 158X117X80 | 4015082814038 |  | 293 | ICD | 1
281404 | CI-PKZ01-G | 281404 | cutie din material izolant aparenta | 35 | cerere oferta | S | 1 | 0 | 1 | 0.25 | KG | 158X117X80 | 4015082814045 |  | 293 | ICD | 1
281407 | CI-PKZ01-PVS | 281407 | cutie din material izolant pentru PKZM01 | 33 | cerere oferta | S | 1 | 0 | 1 | 0.35 | KG | 158X172X80 | 4015082814076 |  | 293 | ICD | 1
281406 | CI-PKZ01-PVT | 281406 | cutie din material izolant pentru PKZM01 | 33 | cerere oferta | S | 1 | 0 | 1 | 0.3 | KG | 158X172X80 | 4015082814069 |  | 293 | ICD | 1
281405 | CI-PKZ01-SVB | 281405 | cutie din material izolant pentru PKZM01 | 33 | cerere oferta | S | 1 | 7.5 | 1 | 0.3 | KG | 158X130X80 | 4015082814052 |  | 293 | ICD | 1
281944 | CI-PKZ01-SVB-V | 281944 | cutie din material izolant pentru PKZM01 | 33 | cerere oferta | S | 1 | 0 | 1 | 0.391 | KG | 0 001X0 001X0 001 | 4015082819446 |  | 293 | ICD | 1
289934 | CI-PKZ01-X | 289934 | Cutie pt. montaj aparent | 57 | cerere oferta | S | 1 | 0 | 1 | 0.001 | KG | 158X117X80 | 4015082899349 |  | 293 | ICD | 1
260089 | CI-PKZ0-GM | 260089 | cutie din material izolant pentru PKZM0 | 33 | cerere oferta | S | 1 | 4.5 | 1 | 0.2 | KG | 125X80X160 | 4015082600891 |  | 293 | ICD | 1
260104 | CI-PKZ0-GRM | 260104 | cutie din material izolant pentru PKZM0 | 33 | cerere oferta | S | 1 | 4.5 | 1 | 0.2 | KG | 25X80X160 | 4015082601041 |  | 293 | ICD | 1
263525 | CI-PKZ0-GRVM | 263525 | cutie din material izolant pentru PKZM0 | 33 | cerere oferta | S | 1 | 4.5 | 1 | 0.2 | KG | 126X80X160 | 4015082635251 |  | 293 | ICD | 1
263526 | CI-PKZ0-GVM | 263526 | cutie din material izolant aparenta | 35 | cerere oferta | S | 1 | 4.5 | 1 | 0.2 | KG | 125X80X160 | 4015082635268 |  | 293 | ICD | 1
267083 | CI-PKZ0-M | 267083 | cutie din material izolant pentru PKZM0 | 33 | cerere oferta | S | 1 | 4.5 | 1 | 0.2 | KG | 98X80X160 | 4015082670832 |  | 293 | ICD | 1
118799 | CIZA-02/01 | 118799 | Impulse counting input 2-way S0 315mA/24 | 91 | cerere oferta | N | 1 | 1 | 30 | 0.073 | KG | 220X167X35 | 4015081169498 |  | 613 | PDC | 1
240696 | CJAU-01/02 | 240696 | Element actionare jaluzele | 91 | cerere oferta | S | 1 | 1 | 60 | 0.095 | KG | 86X38X76 | 4015082406967 |  | 613 | PDC | 1
109231 | CJAU-01/03 | 109231 | Actuator jaluzele 6A, functie protectie | 91 | cerere oferta | N | 1 | 1 | 60 | 0.098 | KG | 86X38X76 | 4015081088478 |  | 613 | PDC | 1
RO000000076663 | CK1018 | RO000000076663 | CK1018 | 100 | cerere oferta | N | 1 | 0 | 1 | 1 | KG | 0 001X0 001X0 001 | 9008790160929 |  | 278 | PDC | 1
RO000000019712 | CK816 | RO000000019712 | CK816 | 100 | cerere oferta | N | 1 | 0 | 1 | 22 | KG | 0 001X0 001X0 001 | 9008790160486 |  | 278 | PDC | 1
RO000000022085 | CK818 | RO000000022085 | CK818 | 100 | cerere oferta | N | 1 | 0 | 1 | 25 | KG | 0 001X0 001X0 001 | 9008790160509 |  | 278 | PDC | 1
241645 | CKN4-10/1N/B/001 | 241645 | Intr aut dif comb 10A,1P+N,caract B,10mA | 79 | cerere oferta | N | 1 | 2 | 60 | 0.203 | KG | 80X35X73 | 4015082416454 |  | 658 | PDC | 1
241646 | CKN4-10/1N/B/003 | 241646 | Intr aut dif comb 10A,1P+N,B,30mA,4,5kA | 79 | cerere oferta | N | 1 | 2 | 60 | 0.203 | KG | 80X35X73 | 4015082416461 |  | 658 | PDC | 1
241643 | CKN4-10/1N/B/01 | 241643 | Combined breaker | 79 | cerere oferta | N | 1 | 2 | 60 | 0.203 | KG | 80X35X73 | 4015082416430 |  | 658 | PDC | 1
241644 | CKN4-10/1N/B/03 | 241644 | Intr aut dif comb 10A,1P+N,B,300mA,4,5kA | 79 | cerere oferta | N | 1 | 2 | 60 | 0.203 | KG | 80X35X73 | 4015082416447 |  | 658 | PDC | 1
241705 | CKN4-10/1N/C/001 | 241705 | Intr aut dif comb 10A,1P+N,C,10mA 4,5kA | 79 | cerere oferta | S | 1 | 2 | 60 | 0.203 | KG | 80X35X73 | 4015082417055 |  | 658 | PDC | 1
241706 | CKN4-10/1N/C/003 | 241706 | Intr aut dif comb 10A,1P+N,C,30mA,4,5kA | 79 | cerere oferta | S | 1 | 2 | 60 | 0.203 | KG | 80X35X73 | 4015082417062 |  | 658 | PDC | 1
241886 | CKN4-10/1N/C/003-A | 241886 | Intr aut dif comb 10A,1P+N,C,30mA,4,5kA, | 79 | cerere oferta | N | 1 | 2 | 60 | 0.203 | KG | 80X35X73 | 4015082418861 |  | 658 | PDC | 1
241703 | CKN4-10/1N/C/01 | 241703 | Intr aut dif comb 10A,1P+N,caract C,100m | 79 | cerere oferta | N | 1 | 2 | 60 | 0.203 | KG | 80X35X73 | 4015082417031 |  | 658 | PDC | 1
241704 | CKN4-10/1N/C/03 | 241704 | Intr aut dif comb 10A,1P+N,C,300mA,4,5kA | 79 | cerere oferta | N | 1 | 2 | 60 | 0.203 | KG | 80X35X73 | 4015082417048 |  | 658 | PDC | 1
241884 | CKN4-10/1N/C/03-A | 241884 | Intr aut dif comb 10A,1P+N,C,300mA,4,5kA | 79 | cerere oferta | N | 1 | 2 | 60 | 0.203 | KG | 80X35X73 | 4015082418847 |  | 658 | PDC | 1
241656 | CKN4-13/1N/B/003 | 241656 | Intr aut dif comb 13A,1P+N,B,30mA,4,5kA | 79 | cerere oferta | N | 1 | 2 | 60 | 0.203 | KG | 80X35X73 | 4015082416560 |  | 658 | PDC | 1
241716 | CKN4-13/1N/C/003 | 241716 | Intr aut dif comb 13A,1P+N,C,30mA,4,5kA | 79 | cerere oferta | S | 1 | 2 | 60 | 0.203 | KG | 80X35X73 | 4015082417161 |  | 658 | PDC | 1
241714 | CKN4-13/1N/C/03 | 241714 | Intr aut dif comb 13A,1P+N,C,300mA,4,5kA | 79 | cerere oferta | N | 1 | 2 | 60 | 0.203 | KG | 80X35X73 | 4015082417147 |  | 658 | PDC | 1
241665 | CKN4-16/1N/B/001 | 241665 | Intr aut dif comb 16A,1P+N,caract B,10mA | 79 | cerere oferta | N | 1 | 2 | 60 | 0.203 | KG | 80X35X73 | 4015082416652 |  | 658 | PDC | 1
241666 | CKN4-16/1N/B/003 | 241666 | Intr aut dif comb 16A,1P+N,B,30mA,4,5kA | 79 | cerere oferta | N | 1 | 2 | 60 | 0.203 | KG | 80X35X73 | 4015082416669 |  | 658 | PDC | 1
241664 | CKN4-16/1N/B/03 | 241664 | Intr aut dif comb 16A,1P+N,B,300mA,4,5kA | 79 | cerere oferta | N | 1 | 2 | 60 | 0.203 | KG | 80X35X73 | 4015082416645 |  | 658 | PDC | 1
241725 | CKN4-16/1N/C/001 | 241725 | Intr aut dif comb 16A,1P+N,C,10mA,4,5kA | 79 | cerere oferta | S | 1 | 2 | 60 | 0.203 | KG | 80X35X73 | 4015082417253 |  | 658 | PDC | 1
241726 | CKN4-16/1N/C/003 | 241726 | Intr aut dif comb 16A,1P+N,C,30mA,4,5kA | 79 | cerere oferta | S | 1 | 2 | 60 | 0.203 | KG | 80X35X73 | 4015082417260 |  | 658 | PDC | 1
241906 | CKN4-16/1N/C/003-A | 241906 | Intr aut dif comb 16A,1P+N,C,30mA,4,5kA, | 79 | cerere oferta | N | 1 | 2 | 60 | 0.203 | KG | 80X35X73 | 4015082419066 |  | 658 | PDC | 1
241723 | CKN4-16/1N/C/01 | 241723 | Combined breaker | 79 | cerere oferta | N | 1 | 2 | 60 | 0.203 | KG | 80X35X73 | 4015082417239 |  | 658 | PDC | 1
241724 | CKN4-16/1N/C/03 | 241724 | Intr aut dif comb16A,1P+N,C,300mA,4,5kA | 79 | cerere oferta | N | 1 | 2 | 60 | 0.203 | KG | 80X35X73 | 4015082417246 |  | 658 | PDC | 1
241904 | CKN4-16/1N/C/03-A | 241904 | Intr aut dif comb 16A,1P+N,C,300mA,4,5kA | 79 | cerere oferta | N | 1 | 2 | 60 | 0.203 | KG | 80X35X73 | 4015082419042 |  | 658 | PDC | 1
241675 | CKN4-2/1N/C/001 | 241675 | Combined breaker | 79 | cerere oferta | N | 1 | 2 | 60 | 0.203 | KG | 80X35X73 | 4015082416751 |  | 658 | PDC | 1
241676 | CKN4-2/1N/C/003 | 241676 | Intr aut dif comb 2A,1P+N,C,30mA,4,5kA | 79 | cerere oferta | S | 1 | 2 | 60 | 0.203 | KG | 80X35X73 | 4015082416768 |  | 658 | PDC | 1
241674 | CKN4-2/1N/C/03 | 241674 | Intr aut dif comb 2a,1p+n,c,300ma,4,5ka | 79 | cerere oferta | S | 1 | 2 | 60 | 0.203 | KG | 80X35X73 | 4015082416744 |  | 658 | PDC | 1
241981 | CKN4-20/1N/B/003 | 241981 | Intr aut dif comb 20A,1P+N,B,30mA,4,5kA | 79 | cerere oferta | N | 1 | 2 | 60 | 0.203 | KG | 80X35X73 | 4015082419813 |  | 658 | PDC | 1
241983 | CKN4-20/1N/B/03 | 241983 | Intr aut dif comb 20A,1P+N,B,300mA,4,5kA | 79 | cerere oferta | N | 1 | 2 | 60 | 0.203 | KG | 80X35X73 | 4015082419837 |  | 658 | PDC | 1
241977 | CKN4-20/1N/C/003 | 241977 | Intr aut dif comb 20A,1P+N,C,30mA,4,5kA | 79 | cerere oferta | S | 1 | 2 | 60 | 0.203 | KG | 80X35X73 | 4015082419776 |  | 658 | PDC | 1
242073 | CKN4-20/1N/C/003-A | 242073 | Intr aut dif comb 20A,1P+N,C,30mA,4,5kA, | 79 | cerere oferta | N | 1 | 2 | 60 | 0.203 | KG | 80X35X73 | 4015082420734 |  | 658 | PDC | 1
241978 | CKN4-20/1N/C/01 | 241978 | Intr aut dif comb 20a,1p+n,c,100ma,4,5ka | 79 | cerere oferta | S | 1 | 2 | 60 | 0.203 | KG | 80X35X73 | 4015082419783 |  | 658 | PDC | 1
241979 | CKN4-20/1N/C/03 | 241979 | Intr aut dif comb 20A,1P+N,C,300mA,4,5kA | 79 | cerere oferta | N | 1 | 2 | 60 | 0.203 | KG | 80X35X73 | 4015082419790 |  | 658 | PDC | 1
242075 | CKN4-20/1N/C/03-A | 242075 | Intr aut dif comb 20A, P+N,C,300mA,4,5kA | 79 | cerere oferta | N | 1 | 2 | 60 | 0.203 | KG | 80X35X73 | 4015082420758 |  | 658 | PDC | 1
242005 | CKN4-25/1N/B/003 | 242005 | Intr aut dif comb 25A,1P+N,B,30mA,4,5kA | 79 | cerere oferta | N | 1 | 2 | 60 | 0.203 | KG | 80X35X73 | 4015082420055 |  | 658 | PDC | 1
242007 | CKN4-25/1N/B/03 | 242007 | Intr aut dif comb 25A,1P+N,B,300mA,4,5kA | 79 | cerere oferta | N | 1 | 2 | 60 | 0.203 | KG | 80X35X73 | 4015082420079 |  | 658 | PDC | 1
242001 | CKN4-25/1N/C/003 | 242001 | Intr aut dif comb 25A,1P+N,C,30mA,4,5kA | 79 | cerere oferta | S | 1 | 2 | 60 | 0.203 | KG | 80X35X73 | 4015082420017 |  | 658 | PDC | 1
242097 | CKN4-25/1N/C/003-A | 242097 | Intr aut dif comb 25A,1P+N,C,30mA,4,5kA, | 79 | cerere oferta | N | 1 | 2 | 60 | 0.203 | KG | 80X35X73 | 4015082420970 |  | 658 | PDC | 1
242002 | CKN4-25/1N/C/01 | 242002 | Intr aut dif comb 25a,1p+n,c,100ma,4,5ka | 79 | cerere oferta | S | 1 | 2 | 60 | 0.203 | KG | 80X35X73 | 4015082420024 |  | 658 | PDC | 1
242003 | CKN4-25/1N/C/03 | 242003 | Intr aut dif comb 25A,1P+N,C,300mA,4,5kA | 79 | cerere oferta | N | 1 | 2 | 60 | 0.203 | KG | 80X35X73 | 4015082420031 |  | 658 | PDC | 1
242099 | CKN4-25/1N/C/03-A | 242099 | Intr aut dif comb 25A,1P+N,C,300mA,4,5kA | 79 | cerere oferta | N | 1 | 2 | 60 | 0.203 | KG | 80X35X73 | 4015082420994 |  | 658 | PDC | 1
242029 | CKN4-32/1N/B/003 | 242029 | Intr aut dif comb 32A,1P+N,B,30mA,4,5kA | 79 | cerere oferta | N | 1 | 2 | 60 | 0.203 | KG | 80X35X73 | 4015082420291 |  | 658 | PDC | 1
242031 | CKN4-32/1N/B/03 | 242031 | Intr aut dif comb 32A,1P+N,B,300mA,4,5kA | 79 | cerere oferta | N | 1 | 2 | 60 | 0.203 | KG | 80X35X73 | 4015082420314 |  | 658 | PDC | 1
242025 | CKN4-32/1N/C/003 | 242025 | Intr aut dif comb 32A,1P+N,C,30mA,4,5kA | 79 | cerere oferta | S | 1 | 2 | 60 | 0.203 | KG | 80X35X73 | 4015082420253 |  | 658 | PDC | 1
242121 | CKN4-32/1N/C/003-A | 242121 | Intr aut dif comb 32A,1P+N,C,30mA,4,5kA, | 79 | cerere oferta | N | 1 | 2 | 60 | 0.203 | KG | 80X35X73 | 4015082421212 |  | 658 | PDC | 1
242026 | CKN4-32/1N/C/01 | 242026 | Intr aut dif comb 32A,1P+N,C,100mA,4,5kA | 79 | cerere oferta | N | 1 | 2 | 60 | 0.203 | KG | 80X35X73 | 4015082420260 |  | 658 | PDC | 1
242027 | CKN4-32/1N/C/03 | 242027 | Intr aut dif comb 32A,1P+N,C,300mA,4,5kA | 79 | cerere oferta | N | 1 | 2 | 60 | 0.203 | KG | 80X35X73 | 4015082420277 |  | 658 | PDC | 1
242123 | CKN4-32/1N/C/03-A | 242123 | Intr aut dif comb 32A,1P+N,C,300mA,4,5kA | 79 | cerere oferta | N | 1 | 2 | 60 | 0.203 | KG | 80X35X73 | 4015082421236 |  | 658 | PDC | 1
241685 | CKN4-4/1N/C/001 | 241685 | Intr aut dif comb 4A,1P+N,C,10mA,4,5kA | 79 | cerere oferta | N | 1 | 2 | 60 | 0.203 | KG | 80X35X73 | 4015082416850 |  | 658 | PDC | 1
241686 | CKN4-4/1N/C/003 | 241686 | Intr aut dif comb 4A,1P+N,C,30mA,4,5kA | 79 | cerere oferta | S | 1 | 2 | 60 | 0.203 | KG | 80X35X73 | 4015082416867 |  | 658 | PDC | 1
241684 | CKN4-4/1N/C/03 | 241684 | Intr aut dif comb 4a,1p+n,c,300ma,4,5ka | 79 | cerere oferta | S | 1 | 2 | 60 | 0.203 | KG | 80X35X73 | 4015082416843 |  | 658 | PDC | 1
242053 | CKN4-40/1N/B/003 | 242053 | Intr aut dif comb 40A,1P+N,B,30mA,4,5kA | 79 | cerere oferta | N | 1 | 2 | 60 | 0.203 | KG | 80X35X73 | 4015082420536 |  | 658 | PDC | 1
242049 | CKN4-40/1N/C/003 | 242049 | Intr aut dif comb 40A,1P+N,C,30mA,4,5kA | 79 | cerere oferta | S | 1 | 2 | 60 | 0.203 | KG | 80X35X73 | 4015082420499 |  | 658 | PDC | 1
242145 | CKN4-40/1N/C/003-A | 242145 | Combined breaker | 79 | cerere oferta | N | 1 | 2 | 60 | 0.203 | KG | 80X35X73 | 4015082421458 |  | 658 | PDC | 1
242051 | CKN4-40/1N/C/03 | 242051 | Intr aut dif comb 40A,1P+N,C,300mA,4,5kA | 79 | cerere oferta | N | 1 | 2 | 60 | 0.203 | KG | 80X35X73 | 4015082420512 |  | 658 | PDC | 1
241636 | CKN4-6/1N/B/003 | 241636 | Intr aut dif comb 6A,1P+N,B,30mA,4,5kA | 79 | cerere oferta | N | 1 | 2 | 60 | 0.203 | KG | 80X35X73 | 4015082416362 |  | 658 | PDC | 1
241695 | CKN4-6/1N/C/001 | 241695 | Intr aut dif comb 6A,1P+N,C,10mA,4,5kA | 79 | cerere oferta | S | 1 | 2 | 60 | 0.203 | KG | 80X35X73 | 4015082416959 |  | 658 | PDC | 1
241696 | CKN4-6/1N/C/003 | 241696 | Intr aut dif comb 6A,1P+N,C,30mA,4,5kA | 79 | cerere oferta | S | 1 | 2 | 60 | 0.203 | KG | 80X35X73 | 4015082416966 |  | 658 | PDC | 1
241876 | CKN4-6/1N/C/003-A | 241876 | Intr aut dif comb 6A,1P+N,C,30mA,4,5kA,t | 79 | cerere oferta | N | 1 | 2 | 60 | 0.203 | KG | 80X35X73 | 4015082418762 |  | 658 | PDC | 1
241694 | CKN4-6/1N/C/03 | 241694 | Intr aut dif comb 6A,1P+N,C,300mA,4,5kA | 79 | cerere oferta | N | 1 | 2 | 60 | 0.203 | KG | 80X35X73 | 4015082416942 |  | 658 | PDC | 1
241874 | CKN4-6/1N/C/03-A | 241874 | Intr aut dif comb 6A,1P+N,C,300mA,4,5kA, | 79 | cerere oferta | N | 1 | 2 | 60 | 0.203 | KG | 80X35X73 | 4015082418748 |  | 658 | PDC | 1
104928 | CKOZ-00/03 | 104928 | Interfata USB, control Internet | 91 | cerere oferta | S | 1 | 1 | 20 | 0.173 | KG | 135,000X103,000X76,000 | 4015081047352 |  | 613 | PDC | 1
104929 | CKOZ-00/04 | 104929 | Adaptor RS232, pentru interfata USB | 91 | cerere oferta | S | 1 | 0 | 12 | 0.063 | KG | 135,000X103,000X76,000 | 4015081047369 |  | 613 | PDC | 1
153008 | CKOZ-00/11 | 153008 | Communication-Interface RS232 locked | 91 | cerere oferta | N | 1 | 1 | 20 | 0.141 | KG | 135X103X76 | 4015081497447 |  | 613 | PDC | 1
164296 | CKOZ-00/12 | 164296 | External Receiver for heating a.12fold | 91 | cerere oferta | N | 1 | 1 | 20 | 0.168 | KG | 113X91X77 | 4015081608249 |  | 613 | PDC | 1
168548 | CKOZ-00/13 | 168548 | USB Configuration Stick | 91 | cerere oferta | N | 1 | 1 | 60 | 0.026 | KG | 0 001X0 001X0 001 | 4015081650323 |  | 613 | PDC | 1
168549 | CKOZ-00/14 | 168549 | USB Communication Stick | 91 | cerere oferta | N | 1 | 1 | 60 | 0.026 | KG | 0 001X0 001X0 001 | 4015081650330 |  | 613 | PDC | 1
29064 | CL2 | 29064 | ACC.INS.ENCLOSURE CI3-CI49 | 94 | cerere oferta | N | 20 | 0 | 1 | 0.064 | KG | 8X190X35 | 4015080290643 |  | 277 | PDC | 1
31437 | CL2-15 | 31437 | ACC.INS.ENCLOSURE CI3-CI49 | 94 | cerere oferta | N | 10 | 0 | 1 | 0.155 | KG | 15X190X35 | 4015080314370 |  | 277 | PDC | 1
33810 | CL3 | 33810 | ACC.INS.ENCLOSURE CI3-CI49 | 94 | cerere oferta | N | 20 | 0 | 1 | 0.086 | KG | 8X250X35 | 4015080338109 |  | 277 | PDC | 1
36183 | CL3-15 | 36183 | ACC.INS.ENCLOSURE CI3-CI49 | 94 | cerere oferta | N | 10 | 0 | 1 | 0.204 | KG | 15X250X35 | 4015080361831 |  | 277 | PDC | 1
38556 | CL4 | 38556 | ACC.INS.ENCLOSURE CI3-CI49 | 94 | cerere oferta | N | 20 | 0 | 1 | 0.126 | KG | 8X375X35 | 4015080385561 |  | 277 | PDC | 1
40929 | CL4-15 | 40929 | ACC.INS.ENCLOSURE CI3-CI49 | 94 | cerere oferta | N | 10 | 0 | 1 | 0.309 | KG | 15X375X35 | 4015080409298 |  | 277 | PDC | 1
ROWD5321000000 | CLI R 1 F. CLI C 1-3 | ROWD5321000000 | CLI R 1 F. CLI C 1-3 | 731 | cerere oferta | N | 1 | 0 | 1 | 1 | KG | 0 001X0 001X0 001 | 9008790593956 |  | 306 | ICD | 1
82881 | CL-PKZ0 | 82881 | modul limitator PKZM | 33 | cerere oferta | S | 1 | 2.5 | 1 | 0.201 | KG | 56X45X90 | 4015080828815 |  | 701 | ICD | 1
225398 | CL-PKZMC | 225398 | modul limitator PKZM | 33 | cerere oferta | S | 150 | 2.5 | 1 | 0.226 | KG | 56X45X90 | 4015082253981 |  | 701 | ICD | 1
247827 | CLS4-B10 | 247827 | Intreruptor automat 4,5kA B10 | 751 | cerere oferta | N | 12 | 1 | 120 | 0.122 | KG | 81X17,8X72 | 4015082478278 | X | 656 | PDC | 1
247851 | CLS4-B10/1N | 247851 | Intreruptor automat 4,5kA B10/1N | 751 | cerere oferta | N | 6 | 2 | 60 | 0.219 | KG | 81X35,6X72 | 4015082478513 | X | 656 | PDC | 1
247875 | CLS4-B10/2 | 247875 | Intreruptor automat 4,5kA B10/2 | 751 | cerere oferta | N | 6 | 2 | 60 | 0.244 | KG | 81X35,6X72 | 4015082478759 | X | 656 | PDC | 1
247899 | CLS4-B10/3 | 247899 | Intreruptor automat 4,5kA B10/3 | 751 | cerere oferta | N | 4 | 3 | 40 | 0.366 | KG | 81X53,4X72 | 4015082478995 | X | 656 | PDC | 1
247923 | CLS4-B10/3N | 247923 | Intreruptor automat 4,5kA B10/3N | 751 | cerere oferta | N | 3 | 4 | 30 | 0.463 | KG | 81X71,2X72 | 4015082479237 | X | 656 | PDC | 1
247876 | CLS4-B13/2 | 247876 | Intreruptor automat 4,5kA B13/2 | 751 | cerere oferta | N | 6 | 2 | 60 | 0.244 | KG | 81X35,6X72 | 4015082478766 | X | 656 | PDC | 1
247829 | CLS4-B16 | 247829 | Intreruptor automat 4,5kA B16 | 751 | cerere oferta | N | 12 | 1 | 120 | 0.122 | KG | 81X17,8X72 | 4015082478292 | X | 656 | PDC | 1
247877 | CLS4-B16/2 | 247877 | Intreruptor automat 4,5kA B16/2 | 751 | cerere oferta | N | 6 | 2 | 60 | 0.244 | KG | 81X35,6X72 | 4015082478773 | X | 656 | PDC | 1
247901 | CLS4-B16/3 | 247901 | Intreruptor automat 4,5kA B16/3 | 751 | cerere oferta | N | 4 | 3 | 40 | 0.366 | KG | 81X53,4X72 | 4015082479015 | X | 656 | PDC | 1
247925 | CLS4-B16/3N | 247925 | Intreruptor automat 4,5kA B16/3N | 751 | cerere oferta | N | 3 | 4 | 30 | 0.463 | KG | 81X71,2X72 | 4015082479251 | X | 656 | PDC | 1
247824 | CLS4-B2 | 247824 | Intreruptor automat 4,5kA B2 | 751 | cerere oferta | N | 12 | 1 | 120 | 0.122 | KG | 81X17,8X72 | 4015082478247 | X | 656 | PDC | 1
247872 | CLS4-B2/2 | 247872 | Intreruptor automat 4,5kA B2/2 | 751 | cerere oferta | N | 6 | 2 | 60 | 0.244 | KG | 81X35,6X72 | 4015082478728 | X | 656 | PDC | 1
247830 | CLS4-B20 | 247830 | Intreruptor automat 4,5kA B20 | 751 | cerere oferta | N | 12 | 1 | 120 | 0.122 | KG | 81X17,8X72 | 4015082478308 | X | 656 | PDC | 1
247878 | CLS4-B20/2 | 247878 | Intreruptor automat 4,5kA B20/2 | 751 | cerere oferta | N | 6 | 2 | 60 | 0.244 | KG | 81X35,6X72 | 4015082478780 | X | 656 | PDC | 1
247902 | CLS4-B20/3 | 247902 | Intreruptor automat 4,5kA B20/3 | 751 | cerere oferta | N | 4 | 3 | 40 | 0.366 | KG | 81X53,4X72 | 4015082479022 | X | 656 | PDC | 1
247831 | CLS4-B25 | 247831 | Intreruptor automat 4,5kA B25 | 751 | cerere oferta | N | 12 | 1 | 120 | 0.122 | KG | 81X17,8X72 | 4015082478315 | X | 656 | PDC | 1
247879 | CLS4-B25/2 | 247879 | Intreruptor automat 4,5kA B25/2 | 751 | cerere oferta | N | 6 | 2 | 60 | 0.244 | KG | 81X35,6X72 | 4015082478797 | X | 656 | PDC | 1
247903 | CLS4-B25/3 | 247903 | Intreruptor automat 4,5kA B25/3 | 751 | cerere oferta | N | 4 | 3 | 40 | 0.366 | KG | 81X53,4X72 | 4015082479039 | X | 656 | PDC | 1
247927 | CLS4-B25/3N | 247927 | Intreruptor automat 4,5kA B25/3N | 751 | cerere oferta | N | 3 | 4 | 30 | 0.463 | KG | 81X71,2X72 | 4015082479275 | X | 656 | PDC | 1
247832 | CLS4-B32 | 247832 | Intreruptor automat 4,5kA B32 | 751 | cerere oferta | N | 12 | 1 | 120 | 0.122 | KG | 81X17,8X72 | 4015082478322 | X | 656 | PDC | 1
247904 | CLS4-B32/3 | 247904 | Intreruptor automat 4,5kA B32/3 | 751 | cerere oferta | N | 4 | 3 | 40 | 0.366 | KG | 81X53,4X72 | 4015082479046 | X | 656 | PDC | 1
247825 | CLS4-B4 | 247825 | Intreruptor automat 4,5kA B4 | 751 | cerere oferta | N | 12 | 1 | 120 | 0.122 | KG | 81X17,8X72 | 4015082478254 | X | 656 | PDC | 1
247833 | CLS4-B40 | 247833 | Intreruptor automat 4,5kA B40 | 751 | cerere oferta | N | 12 | 1 | 120 | 0.122 | KG | 81X17,8X72 | 4015082478339 | X | 656 | PDC | 1
247905 | CLS4-B40/3 | 247905 | Intreruptor automat 4,5kA B40/3 | 751 | cerere oferta | N | 4 | 3 | 40 | 0.366 | KG | 81X53,4X72 | 4015082479053 | X | 656 | PDC | 1
247826 | CLS4-B6 | 247826 | Intreruptor automat 4,5kA B6 | 751 | cerere oferta | N | 12 | 1 | 120 | 0.122 | KG | 81X17,8X72 | 4015082478261 | X | 656 | PDC | 1
247874 | CLS4-B6/2 | 247874 | Intreruptor automat 4,5kA B6/2 | 751 | cerere oferta | N | 6 | 2 | 60 | 0.244 | KG | 81X35,6X72 | 4015082478742 | X | 656 | PDC | 1
247898 | CLS4-B6/3 | 247898 | Intreruptor automat 4,5kA B6/3 | 751 | cerere oferta | N | 4 | 3 | 40 | 0.366 | KG | 81X53,4X72 | 4015082478988 | X | 656 | PDC | 1
247922 | CLS4-B6/3N | 247922 | Intreruptor automat 4,5kA B6/3N | 751 | cerere oferta | N | 3 | 4 | 30 | 0.463 | KG | 81X71,2X72 | 4015082479220 | X | 656 | PDC | 1
247907 | CLS4-B63/3 | 247907 | Intreruptor automat 4,5kA B63/3 | 751 | cerere oferta | N | 4 | 3 | 40 | 0.366 | KG | 81X53,4X72 | 4015082479077 | X | 656 | PDC | 1
247839 | CLS4-C10 | 247839 | Intreruptor automat 4,5kA C10 | 751 | cerere oferta | S | 12 | 1 | 120 | 0.122 | KG | 81X17,8X72 | 4015082478391 | X | 656 | PDC | 1
247863 | CLS4-C10/1N | 247863 | Intreruptor automat 4,5kA C10/1N | 751 | cerere oferta | S | 6 | 2 | 60 | 0.219 | KG | 81X35,6X72 | 4015082478636 | X | 656 | PDC | 1
247887 | CLS4-C10/2 | 247887 | Intreruptor automat 4,5kA C10/2 | 751 | cerere oferta | S | 6 | 2 | 60 | 0.244 | KG | 81X35,6X72 | 4015082478872 | X | 656 | PDC | 1
247935 | CLS4-C10/3N | 247935 | Intreruptor automat 4,5kA C10/3N | 751 | cerere oferta | S | 3 | 4 | 30 | 0.463 | KG | 81X71,2X72 | 4015082479350 | X | 656 | PDC | 1
247960 | CLS4-C10/4 | 247960 | Intreruptor automat 4,5kA C10/4 | 751 | cerere oferta | S | 3 | 4 | 30 | 0.487 | KG | 81X71,2X72 | 4015082479602 | X | 656 | PDC | 1
247841 | CLS4-C16 | 247841 | Intreruptor automat 4,5kA C16 | 751 | cerere oferta | S | 12 | 1 | 120 | 0.122 | KG | 81X17,8X72 | 4015082478414 | X | 656 | PDC | 1
247865 | CLS4-C16/1N | 247865 | Intreruptor automat 4,5kA C16/1N | 751 | cerere oferta | S | 6 | 2 | 60 | 0.219 | KG | 81X35,6X72 | 4015082478650 | X | 656 | PDC | 1
247889 | CLS4-C16/2 | 247889 | Intreruptor automat 4,5kA C16/2 | 751 | cerere oferta | S | 6 | 2 | 60 | 0.244 | KG | 81X35,6X72 | 4015082478896 | X | 656 | PDC | 1
247913 | CLS4-C16/3 | 247913 | Intreruptor automat 4,5kA C16/3 | 751 | cerere oferta | S | 4 | 3 | 40 | 0.366 | KG | 81X53,4X72 | 4015082479138 | X | 656 | PDC | 1
247937 | CLS4-C16/3N | 247937 | Intreruptor automat 4,5kA C16/3N | 751 | cerere oferta | S | 3 | 4 | 30 | 0.463 | KG | 81X71,2X72 | 4015082479374 | X | 656 | PDC | 1
247962 | CLS4-C16/4 | 247962 | Intreruptor automat 4,5kA C16/4 | 751 | cerere oferta | S | 3 | 4 | 30 | 0.487 | KG | 81X71,2X72 | 4015082479626 | X | 656 | PDC | 1
247836 | CLS4-C2 | 247836 | Intreruptor automat 4,5kA C2 | 751 | cerere oferta | S | 12 | 1 | 120 | 0.122 | KG | 81X17,8X72 | 4015082478360 | X | 656 | PDC | 1
247860 | CLS4-C2/1N | 247860 | Intreruptor automat 4,5kA C2/1N | 751 | cerere oferta | S | 6 | 2 | 60 | 0.219 | KG | 81X35,6X72 | 4015082478605 | X | 656 | PDC | 1
247908 | CLS4-C2/3 | 247908 | Intreruptor automat 4,5kA C2/3 | 751 | cerere oferta | S | 4 | 3 | 40 | 0.366 | KG | 81X53,4X72 | 4015082479084 | X | 656 | PDC | 1
247842 | CLS4-C20 | 247842 | Intreruptor automat 4,5kA C20 | 751 | cerere oferta | S | 12 | 1 | 120 | 0.122 | KG | 81X17,8X72 | 4015082478421 | X | 656 | PDC | 1
247866 | CLS4-C20/1N | 247866 | Intreruptor automat 4,5kA C20/1N | 751 | cerere oferta | S | 6 | 2 | 60 | 0.219 | KG | 81X35,6X72 | 4015082478667 | X | 656 | PDC | 1
247890 | CLS4-C20/2 | 247890 | Intreruptor automat 4,5kA C20/2 | 751 | cerere oferta | S | 6 | 2 | 60 | 0.244 | KG | 81X35,6X72 | 4015082478902 | X | 656 | PDC | 1
247914 | CLS4-C20/3 | 247914 | Intreruptor automat 4,5kA C20/3 | 751 | cerere oferta | S | 4 | 3 | 40 | 0.366 | KG | 81X53,4X72 | 4015082479145 | X | 656 | PDC | 1
247938 | CLS4-C20/3N | 247938 | Intreruptor automat 4,5kA C20/3N | 751 | cerere oferta | S | 3 | 4 | 30 | 0.463 | KG | 81X71,2X72 | 4015082479381 | X | 656 | PDC | 1
247867 | CLS4-C25/1N | 247867 | Intreruptor automat 4,5kA C25/1N | 751 | cerere oferta | S | 6 | 2 | 60 | 0.219 | KG | 81X35,6X72 | 4015082478674 | X | 656 | PDC | 1
247891 | CLS4-C25/2 | 247891 | Intreruptor automat 4,5kA C25/2 | 751 | cerere oferta | S | 6 | 2 | 60 | 0.244 | KG | 81X35,6X72 | 4015082478919 | X | 656 | PDC | 1
247915 | CLS4-C25/3 | 247915 | Intreruptor automat 4,5kA C25/3 | 751 | cerere oferta | S | 4 | 3 | 40 | 0.366 | KG | 81X53,4X72 | 4015082479152 | X | 656 | PDC | 1
247939 | CLS4-C25/3N | 247939 | Intreruptor automat 4,5kA C25/3N | 751 | cerere oferta | S | 3 | 4 | 30 | 0.463 | KG | 81X71,2X72 | 4015082479398 | X | 656 | PDC | 1
247964 | CLS4-C25/4 | 247964 | Intreruptor automat 4,5kA C25/4 | 751 | cerere oferta | S | 3 | 4 | 30 | 0.487 | KG | 81X71,2X72 | 4015082479640 | X | 656 | PDC | 1
247844 | CLS4-C32 | 247844 | Intreruptor automat 4,5kA C32 | 751 | cerere oferta | S | 12 | 1 | 120 | 0.122 | KG | 81X17,8X72 | 4015082478445 | X | 656 | PDC | 1
247868 | CLS4-C32/1N | 247868 | Intreruptor automat 4,5kA C32/1N | 751 | cerere oferta | S | 6 | 2 | 60 | 0.219 | KG | 81X35,6X72 | 4015082478681 | X | 656 | PDC | 1
247892 | CLS4-C32/2 | 247892 | Intreruptor automat 4,5kA C32/2 | 751 | cerere oferta | S | 6 | 2 | 60 | 0.244 | KG | 81X35,6X72 | 4015082478926 | X | 656 | PDC | 1
247916 | CLS4-C32/3 | 247916 | Intreruptor automat 4,5kA C32/3 | 751 | cerere oferta | S | 4 | 3 | 40 | 0.366 | KG | 81X53,4X72 | 4015082479169 | X | 656 | PDC | 1
247940 | CLS4-C32/3N | 247940 | Intreruptor automat 4,5kA C32/3N | 751 | cerere oferta | S | 3 | 4 | 30 | 0.463 | KG | 81X71,2X72 | 4015082479404 | X | 656 | PDC | 1
247965 | CLS4-C32/4 | 247965 | Intreruptor automat 4,5kA C32/4 | 751 | cerere oferta | S | 3 | 4 | 30 | 0.487 | KG | 81X71,2X72 | 4015082479657 | X | 656 | PDC | 1
247837 | CLS4-C4 | 247837 | Intreruptor automat 4,5kA C4 | 751 | cerere oferta | S | 12 | 1 | 120 | 0.122 | KG | 81X17,8X72 | 4015082478377 | X | 656 | PDC | 1
247861 | CLS4-C4/1N | 247861 | Intreruptor automat 4,5kA C4/1N | 751 | cerere oferta | S | 6 | 2 | 60 | 0.219 | KG | 81X35,6X72 | 4015082478612 | X | 656 | PDC | 1
247909 | CLS4-C4/3 | 247909 | Intreruptor automat 4,5kA C4/3 | 751 | cerere oferta | S | 4 | 3 | 40 | 0.366 | KG | 81X53,4X72 | 4015082479091 | X | 656 | PDC | 1
247845 | CLS4-C40 | 247845 | Intreruptor automat 4,5kA C40 | 751 | cerere oferta | S | 12 | 1 | 120 | 0.122 | KG | 81X17,8X72 | 4015082478452 | X | 656 | PDC | 1
247869 | CLS4-C40/1N | 247869 | Intreruptor automat 4,5kA C40/1N | 751 | cerere oferta | S | 6 | 2 | 60 | 0.219 | KG | 81X35,6X72 | 4015082478698 | X | 656 | PDC | 1
247893 | CLS4-C40/2 | 247893 | Intreruptor automat 4,5kA C40/2 | 751 | cerere oferta | S | 6 | 2 | 60 | 0.244 | KG | 81X35,6X72 | 4015082478933 | X | 656 | PDC | 1
247917 | CLS4-C40/3 | 247917 | Intreruptor automat 4,5kA C40/3 | 751 | cerere oferta | S | 4 | 3 | 40 | 0.366 | KG | 81X53,4X72 | 4015082479176 | X | 656 | PDC | 1
247941 | CLS4-C40/3N | 247941 | Intreruptor automat 4,5kA C40/3N | 751 | cerere oferta | S | 3 | 4 | 30 | 0.463 | KG | 81X71,2X72 | 4015082479411 | X | 656 | PDC | 1
247966 | CLS4-C40/4 | 247966 | Intreruptor automat 4,5kA C40/4 | 751 | cerere oferta | S | 3 | 4 | 30 | 0.487 | KG | 81X71,2X72 | 4015082479664 | X | 656 | PDC | 1
247846 | CLS4-C50 | 247846 | Intreruptor automat 4,5kA C50 | 751 | cerere oferta | S | 12 | 1 | 120 | 0.122 | KG | 81X17,8X72 | 4015082478469 | X | 656 | PDC | 1
247894 | CLS4-C50/2 | 247894 | Intreruptor automat 4,5kA C50/2 | 751 | cerere oferta | S | 6 | 2 | 60 | 0.244 | KG | 81X35,6X72 | 4015082478940 | X | 656 | PDC | 1
247918 | CLS4-C50/3 | 247918 | Intreruptor automat 4,5kA C50/3 | 751 | cerere oferta | S | 4 | 3 | 40 | 0.366 | KG | 81X53,4X72 | 4015082479183 | X | 656 | PDC | 1
247942 | CLS4-C50/3N | 247942 | Intreruptor automat 4,5kA C50/3N | 751 | cerere oferta | S | 3 | 4 | 30 | 0.463 | KG | 81X71,2X72 | 4015082479428 | X | 656 | PDC | 1
247838 | CLS4-C6 | 247838 | Intreruptor automat 4,5kA C6 | 751 | cerere oferta | S | 12 | 1 | 120 | 0.122 | KG | 81X17,8X72 | 4015082478384 | X | 656 | PDC | 1
247886 | CLS4-C6/2 | 247886 | Intreruptor automat 4,5kA C6/2 | 751 | cerere oferta | S | 6 | 2 | 60 | 0.244 | KG | 81X35,6X72 | 4015082478865 | X | 656 | PDC | 1
247910 | CLS4-C6/3 | 247910 | Intreruptor automat 4,5kA C6/3 | 751 | cerere oferta | S | 4 | 3 | 40 | 0.366 | KG | 81X53,4X72 | 4015082479107 | X | 656 | PDC | 1
247871 | CLS4-C63/1N | 247871 | Intreruptor automat 4,5kA C63/1N | 751 | cerere oferta | S | 6 | 2 | 60 | 0.219 | KG | 81X35,6X72 | 4015082478711 | X | 656 | PDC | 1
247895 | CLS4-C63/2 | 247895 | Intreruptor automat 4,5kA C63/2 | 751 | cerere oferta | S | 6 | 2 | 60 | 0.244 | KG | 81X35,6X72 | 4015082478957 | X | 656 | PDC | 1
247919 | CLS4-C63/3 | 247919 | Intreruptor automat 4,5kA C63/3 | 751 | cerere oferta | S | 4 | 3 | 40 | 0.366 | KG | 81X53,4X72 | 4015082479190 | X | 656 | PDC | 1
247943 | CLS4-C63/3N | 247943 | Intreruptor automat 4,5kA C63/3N | 751 | cerere oferta | S | 3 | 4 | 30 | 0.463 | KG | 81X71,2X72 | 4015082479435 | X | 656 | PDC | 1
247968 | CLS4-C63/4 | 247968 | Intreruptor automat 4,5kA C63/4 | 751 | cerere oferta | S | 3 | 4 | 30 | 0.487 | KG | 81X71,2X72 | 4015082479688 | X | 656 | PDC | 1
106172 | CMD(220-240VAC) | 106172 | Contactor monitoring device | 41 | cerere oferta | N | 1 | 1.4 | 1 | 0.138 | KG | 103X23X83 | 4015081059423 |  | 703 | ICD | 1
106170 | CMD(24VDC) | 106170 | Releu de supraveghere a contactorului | 41 | cerere oferta | N | 1 | 1.4 | 1 | 0.13 | KG | 103X23X83 | 4015081059409 |  | 703 | ICD | 1
292260 | CMMZ-00/07 | 292260 | Modul RC | 91 | cerere oferta | S | 1 | 0 | 60 | 7 | G | 140X80X12 | 4015082922603 |  | 613 | PDC | 1
106291 | CMMZ-00/08 | 106291 | Sursa de alimentare pentru detectorul de | 91 | cerere oferta | S | 1 | 1 | 60 | 0.084 | KG | 87,000X73,000X75,000 | 4015081060603 |  | 613 | PDC | 1
106292 | CMMZ-00/09 | 106292 | Montant pentru detectorul de miscare | 91 | cerere oferta | S | 1 | 0 | 60 | 0.026 | KG | 86,000X38,000X76,000 | 4015081060610 |  | 613 | PDC | 1
110771 | CMMZ-00/11 | 110771 | Adaptor perete cu magnet pentru telecoma | 91 | cerere oferta | S | 1 | 0 | 60 | 8.05 | G | 86X38X76 | 4015081102891 |  | 613 | PDC | 1
110772 | CMMZ-00/12 | 110772 | Sursa de alimentare pentru unitatea de i | 91 | cerere oferta | S | 1 | 0 | 20 | 0.114 | KG | 135X103X76 | 4015081103201 |  | 613 | PDC | 1
110773 | CMMZ-00/13 | 110773 | Sursa de alimentare pentru unitatea de i | 91 | cerere oferta | S | 1 | 0 | 60 | 0.092 | KG | 135X103X76 | 4015081103218 |  | 613 | PDC | 1
118865 | CMMZ-00/16 | 118865 | Spare Connectors for Home-Manager | 91 | cerere oferta | N | 1 | 0 | 60 | 0.029 | KG | 86X38X76 | 4015081170159 |  | 613 | PDC | 1
118866 | CMMZ-00/17 | 118866 | adaptor electrovana | 91 | cerere oferta | N | 1 | 0 | 60 | 8.12 | G | 86X38X76 | 4015081170166 |  | 613 | PDC | 1
118867 | CMMZ-00/18 | 118867 | adaptor electrovana | 91 | cerere oferta | N | 1 | 0 | 60 | 0.019 | KG | 86X38X76 | 4015081170173 |  | 613 | PDC | 1
126039 | CMMZ-00/22 | 126039 | Push-Button Base Plate for #Push-button | 91 | cerere oferta | N | 10 | 0 | 300 | 6.02 | G | 93X74X76 | 4015081236268 |  | 613 | PDC | 1
137290 | CMMZ-00/24 | 137290 | Adhesive Strips - for push button | 91 | cerere oferta | N | 20 | 0 | 1200 | 0.16 | G | 86X38X76 | 4015081323272 |  | 613 | PDC | 1
137293 | CMMZ-00/27 | 137293 | Cover Foil - White | 91 | cerere oferta | N | 10 |  | 10 | 1.3 | G |  | 4015081340804 |  | 613 | PDC | 10
137294 | CMMZ-00/28 | 137294 | Cover Foil - Grey | 91 | cerere oferta | N | 10 | 0 | 600 | 1.3 | G | 86X38X76 | 4015081340811 |  | 613 | PDC | 1
135529 | CMMZ-00/30 | 135529 | Din-Rail-Clip | 91 | cerere oferta | N | 10 | 0 | 600 | 3.65 | G | 100X90X45 | 4015081323265 |  | 613 | PDC | 1
155449 | CMMZ-00/32 | 155449 | Poweradapter, Mini USB, EU | 91 | cerere oferta | N | 1 | 0 | 20 | 0.08 | KG | 113X90X80 | 4015081521593 |  | 613 | PDC | 1
155451 | CMMZ-00/34 | 155451 | Cabel: USB / Mini-USB | 91 | cerere oferta | N | 1 | 0 | 30 | 0.034 | KG | 217X75X30 | 4015081521616 |  | 613 | PDC | 1
155452 | CMMZ-00/35 | 155452 | LAN Cabel CAT5 shielded | 91 | cerere oferta | N | 1 | 0 | 30 | 0.029 | KG | 217X75X30 | 4015081521623 |  | 613 | PDC | 1
156597 | CMMZ-00/36 | 156597 | Adapter 5 for El.Heating Valve RF | 91 | cerere oferta | N | 1 | 0 | 60 | 0.013 | KG | 86X37X75 | 4015081531875 |  | 613 | PDC | 1
171810 | CMMZ-00/37 | 171810 | British Standard Plug | 91 | cerere oferta | N | 1 | 0 | 1 | 0.034 | KG | 0 001X0 001X0 001 | 4015081683444 |  | 613 | PDC | 1
137405 | CMUC230/25-04 | 137405 | Installation Contactor | 82 | cerere oferta | S | 1 | 2 | 60 | 0.22 | KG | 85X35X60 | 4015081341870 |  | 664 | PDC | 1
137403 | CMUC230/25-22 | 137403 | Installation Contactor | 82 | cerere oferta | S | 1 | 2 | 60 | 0.22 | KG | 85X35X60 | 4015081341856 |  | 664 | PDC | 1
137401 | CMUC230/25-31 | 137401 | Installation Contactor | 82 | cerere oferta | S | 1 | 2 | 60 | 0.22 | KG | 85X35X60 | 4015081341832 |  | 664 | PDC | 1
137309 | CMUC230/25-40 | 137309 | Installation Contactor | 82 | cerere oferta | S | 1 | 2 | 60 | 0.22 | KG | 85X35X60 | 4015081341818 |  | 664 | PDC | 1
137404 | CMUC24/25-04 | 137404 | Installation Contactor | 82 | cerere oferta | S | 1 | 2 | 60 | 0.22 | KG | 85X35X60 | 4015081341863 |  | 664 | PDC | 1
137402 | CMUC24/25-22 | 137402 | Installation Contactor | 82 | cerere oferta | S | 1 | 2 | 60 | 0.22 | KG | 85X35X60 | 4015081341849 |  | 664 | PDC | 1
137400 | CMUC24/25-31 | 137400 | Installation Contactor | 82 | cerere oferta | S | 1 | 2 | 60 | 0.22 | KG | 85X35X60 | 4015081341825 |  | 664 | PDC | 1
137308 | CMUC24/25-40 | 137308 | Installation Contactor | 82 | cerere oferta | S | 1 | 2 | 60 | 0.22 | KG | 85X35X60 | 4015081341801 |  | 664 | PDC | 1
112905 | CNP-10/300-CS | 112905 | Copertina protectie ploaie cutii metalic | 100 | cerere oferta | N | 1 | 0 | 1 | 5.11 | KG | 300X1000X1 | 4015081124435 |  | 278 | PDC | 1
ROSOB000112905 | CNP-10/300-CS-RO | ROSOB000112905 | CNP-10/300-CS-RO | 100 | cerere oferta | N | 1 | 0 | 1 | 5.11 | KG | 300X1000X1 | 9008790529429 |  | 278 | PDC | 1
112906 | CNP-12/250-CS | 112906 | Copertina protectie ploaie cutii metalic | 100 | cerere oferta | N | 1 | 0 | 1 | 5.26 | KG | 250X1200X1 | 4015081124442 |  | 278 | PDC | 1
ROSOB000112906 | CNP-12/250-CS-RO | ROSOB000112906 | CNP-12/250-CS-RO | 100 | cerere oferta | N | 1 | 0 | 1 | 5.26 | KG | 250X1200X1 | 9008790529436 |  | 278 | PDC | 1
112890 | CNP-2/150-CS | 112890 | Copertina protectie ploaie cutii metalic | 100 | cerere oferta | N | 1 | 0 | 1 | 0.08 | KG | 150X200X1 | 4015081121984 |  | 278 | PDC | 1
ROSOB000112890 | CNP-2/150-CS-RO | ROSOB000112890 | CNP-2/150-CS-RO | 100 | cerere oferta | N | 1 | 0 | 1 | 0.08 | KG | 150X200X1 | 9008790528972 |  | 278 | PDC | 1
112891 | CNP-3/150-CS | 112891 | Copertina protectie ploaie cutii metalic | 100 | cerere oferta | N | 1 | 0 | 1 | 1 | KG | 150X300X1 | 4015081121991 |  | 278 | PDC | 1
ROSOB000112891 | CNP-3/150-CS-RO | ROSOB000112891 | CNP-3/150-CS-RO | 100 | cerere oferta | N | 1 | 0 | 1 | 1 | KG | 150X300X1 | 9008790528989 |  | 278 | PDC | 1
112892 | CNP-3/200-CS | 112892 | Copertina protectie ploaie cutii metalic | 100 | cerere oferta | N | 1 | 0 | 1 | 1.15 | KG | 200X300X1 | 4015081124305 |  | 278 | PDC | 1
ROSOB000112892 | CNP-3/200-CS-RO | ROSOB000112892 | CNP-3/200-CS-RO | 100 | cerere oferta | N | 1 | 0 | 1 | 1.15 | KG | 200X300X1 | 9008790528996 |  | 278 | PDC | 1
112893 | CNP-4/150-CS | 112893 | Copertina protectie ploaie cutii metalic | 100 | cerere oferta | N | 1 | 0 | 1 | 1.41 | KG | 150X400X1 | 4015081124312 |  | 278 | PDC | 1
ROSOB000112893 | CNP-4/150-CS-RO | ROSOB000112893 | CNP-4/150-CS-RO | 100 | cerere oferta | N | 1 | 0 | 1 | 1.41 | KG | 150X400X1 | 9008790529306 |  | 278 | PDC | 1
112894 | CNP-4/200-CS | 112894 | Copertina protectie ploaie cutii metalic | 100 | cerere oferta | N | 1 | 0 | 1 | 1.42 | KG | 200X400X1 | 4015081124329 |  | 278 | PDC | 1
ROSOB000112894 | CNP-4/200-CS-RO | ROSOB000112894 | CNP-4/200-CS-RO | 100 | cerere oferta | N | 1 | 0 | 1 | 1.42 | KG | 200X400X1 | 9008790529313 |  | 278 | PDC | 1
112895 | CNP-4/250-CS | 112895 | Copertina protectie ploaie cutii metalic | 100 | cerere oferta | N | 1 | 0 | 1 | 2.01 | KG | 250X400X1 | 4015081124336 |  | 278 | PDC | 1
ROSOB000112895 | CNP-4/250-CS-RO | ROSOB000112895 | CNP-4/250-CS-RO | 100 | cerere oferta | N | 1 | 0 | 1 | 2.01 | KG | 250X400X1 | 9008790529320 |  | 278 | PDC | 1
112896 | CNP-5/150-CS | 112896 | Copertina protectie ploaie cutii metalic | 100 | cerere oferta | N | 1 | 0 | 1 | 1.7 | KG | 150X500X1 | 4015081124343 |  | 278 | PDC | 1
ROSOB000112896 | CNP-5/150-CS-RO | ROSOB000112896 | CNP-5/150-CS-RO | 100 | cerere oferta | N | 1 | 0 | 1 | 1.7 | KG | 150X500X1 | 9008790529337 |  | 278 | PDC | 1
112897 | CNP-5/200-CS | 112897 | Copertina protectie ploaie cutii metalic | 100 | cerere oferta | N | 1 | 0 | 1 | 2.06 | KG | 200X500X1 | 4015081124350 |  | 278 | PDC | 1
ROSOB000112897 | CNP-5/200-CS-RO | ROSOB000112897 | CNP-5/200-CS-RO | 100 | cerere oferta | N | 1 | 0 | 1 | 2.06 | KG | 200X500X1 | 9008790529344 |  | 278 | PDC | 1
112898 | CNP-5/250-CS | 112898 | Copertina protectie ploaie cutii metalic | 100 | cerere oferta | N | 1 | 0 | 1 | 2.42 | KG | 250X500X1 | 4015081124367 |  | 278 | PDC | 1
ROSOB000112898 | CNP-5/250-CS-RO | ROSOB000112898 | CNP-5/250-CS-RO | 100 | cerere oferta | N | 1 | 0 | 1 | 2.42 | KG | 250X500X1 | 9008790529351 |  | 278 | PDC | 1
112899 | CNP-6/200-CS | 112899 | Copertina protectie ploaie cutii metalic | 100 | cerere oferta | N | 1 | 0 | 1 | 2.41 | KG | 200X600X1 | 4015081124374 |  | 278 | PDC | 1
ROSOB000112899 | CNP-6/200-CS-RO | ROSOB000112899 | CNP-6/200-CS-RO | 100 | cerere oferta | N | 1 | 0 | 1 | 2.41 | KG | 200X600X1 | 9008790529368 |  | 278 | PDC | 1
112900 | CNP-6/250-CS | 112900 | Copertina protectie ploaie cutii metalic | 100 | cerere oferta | N | 1 | 0 | 1 | 2.82 | KG | 250X600X1 | 4015081124381 |  | 278 | PDC | 1
ROSOB000112900 | CNP-6/250-CS-RO | ROSOB000112900 | CNP-6/250-CS-RO | 100 | cerere oferta | N | 1 | 0 | 1 | 2.82 | KG | 250X600X1 | 9008790529375 |  | 278 | PDC | 1
112901 | CNP-6/300-CS | 112901 | Copertina protectie ploaie cutii metalic | 100 | cerere oferta | N | 1 | 0 | 1 | 3.26 | KG | 300X600X1 | 4015081124398 |  | 278 | PDC | 1
ROSOB000112901 | CNP-6/300-CS-RO | ROSOB000112901 | CNP-6/300-CS-RO | 100 | cerere oferta | N | 1 | 0 | 1 | 3.26 | KG | 300X600X1 | 9008790529382 |  | 278 | PDC | 1
112902 | CNP-8/200-CS | 112902 | Copertina protectie ploaie cutii metalic | 100 | cerere oferta | N | 1 | 0 | 1 | 3.09 | KG | 200X800X1 | 4015081124404 |  | 278 | PDC | 1
ROSOB000112902 | CNP-8/200-CS-RO | ROSOB000112902 | CNP-8/200-CS-RO | 100 | cerere oferta | N | 1 | 0 | 1 | 3.09 | KG | 200X800X1 | 9008790529399 |  | 278 | PDC | 1
112903 | CNP-8/250-CS | 112903 | Copertina protectie ploaie cutii metalic | 100 | cerere oferta | N | 1 | 0 | 1 | 3.63 | KG | 250X800X1 | 4015081124411 |  | 278 | PDC | 1
ROSOB000112903 | CNP-8/250-CS-RO | ROSOB000112903 | CNP-8/250-CS-RO | 100 | cerere oferta | N | 1 | 0 | 1 | 3.63 | KG | 250X800X1 | 9008790529405 |  | 278 | PDC | 1
112904 | CNP-8/300-CS | 112904 | Copertina protectie ploaie cutii metalic | 100 | cerere oferta | N | 1 | 0 | 1 | 4.24 | KG | 300X800X1 | 4015081124428 |  | 278 | PDC | 1
ROSOB000112904 | CNP-8/300-CS-RO | ROSOB000112904 | CNP-8/300-CS-RO | 100 | cerere oferta | N | 1 | 0 | 1 | 4.24 | KG | 300X800X1 | 9008790529412 |  | 278 | PDC | 1
226984 | COBOX | 226984 | Ethernet communication with PS40 system | 10 | cerere oferta | N | 1 | 0 | 1 | 0.125 | KG | 90X36X60 | 4015082269845 |  | 202 | IAB | 1
1314336 | CODMV1250/1600/2000A3P | 1314336 | Change-over Mechn. DMV1250/1600/2000A3P | 73 | cerere oferta | N | 1 | 0 | 1 | 2.3 | KG | 650X160X37 | 8711426531017 |  | 761 | ICD | 1
1314314 | CODMV160N | 1314314 | Change-over Mechanism DMV160N | 73 | cerere oferta | N | 1 | 0 | 1 | 0.9 | KG | 275X90X50 | 8711426103498 |  | 761 | ICD | 1
1314682 | CODMV630N/1000N | 1314682 | Change-over Mechanism DMV630N/1000N | 73 | cerere oferta | N | 1 | 0 | 1 | 2.48 | KG | 49X19X5 | 8711426181762 |  | 761 | ICD | 1
1314884 | CODMVS160N/400N | 1314884 | Change-over Mechanism DMVS160N/400N | 73 | cerere oferta | N | 1 | 0 | 1 | 1.2 | KG | 374X54X99 | 8711426741768 |  | 761 | ICD | 1
139853 | COM-DPM-MC2 | 139853 | Komm-baugr. Profibus-DP-Master (12MBaud) | 2 | cerere oferta | N | 1 | 0 | 1 | 0.112 | KG | 145X108X20 | 7640130092495 |  | 201 | IAB | 1
139852 | COM-EIB2-TP | 139852 | Komm-baugr. EIB (3rd release) . | 2 | cerere oferta | N | 1 | 0 | 1 | 0.112 | KG | 145X108X20 | 7640130110120 |  | 201 | IAB | 1
139850 | COM-MPB1-TP | 139850 | Komm-baugr. Multiprotokollboard . | 2 | cerere oferta | N | 1 | 0 | 1 | 0.112 | KG | 145X108X20 | 7640130092389 |  | 201 | IAB | 1
139849 | COM-PDP-TP | 139849 | Komm-baugr. Profibus-DP-Slave (12MBaud). | 2 | cerere oferta | N | 1 | 0 | 1 | 0.112 | KG | 145X108X20 | 7640130092372 |  | 201 | IAB | 1
ROSE0000000002 | Condensator 12,5 Kvar Electronicon | ROSE0000000002 | Condensator 12,5 Kvar Electronicon | 70 | cerere oferta | N | 1 | 0 | 1 | 6 | KG | 0 001X0 001X0 001 | 9008790190698 |  | 393 | ICD | 1
ROSE0000000001 | Condensator 25 Kvar Electronicon | ROSE0000000001 | Condensator 25 Kvar Electronicon | 70 | cerere oferta | N | 1 | 0 | 1 | 6 | KG | 0 001X0 001X0 001 | 9008790190681 |  | 393 | ICD | 1
ROSE0000000006 | Condensator 7,5 Kvar Electronicon | ROSE0000000006 | Condensator 7,5 Kvar Electronicon | 70 | cerere oferta | N | 1 | 0 | 1 | 1 | KG | 0 001X0 001X0 001 | 9008790320347 |  | 393 | ICD | 1
ROALF000000078 | Condensator JCS 525-15-D | ROALF000000078 | Condensator JCS 525-15-D 19.03.103 | 70 | cerere oferta | N | 1 | 0 | 1 | 1 | KG | 0 001X0 001X0 001 | 9008790731945 |  | 393 | ICD | 1
O-BK1 | CONVERSION KIT 36W 1H | O-BK1 | Kit de conversie universal, surse fluorescente TL&CFL, max 36W, 60 min | 732 | cerere oferta | N | 1 | 0 | 1 | 0.37 | Kg | 220X83X36 | 5205050900514 |  | EML | Safety | 1
O-BK3 | CONVERSION KIT 36W 3H | O-BK3 | Kit de conversie universal, surse fluorescente TL&CFL, max 36W, 180 min | 732 | cerere oferta | N | 1 | 0 | 1 | 0.59 | Kg | 300X95X45 | 5205050901627 |  | EML | Safety | 1
O-CK1 | CONVERSION KIT 58W 1H | O-CK1 | Kit de conversie universal, surse fluorescente TL&CFL, max 58W, 60 min | 732 | cerere oferta | N | 1 | 0 | 1 | 0.41 | Kg | 220X83X36 | 5205050900989 |  | EML | Safety | 1
O-CK3 | CONVERSION KIT 58W 3H | O-CK3 | Kit de conversie universal, surse fluorescente TL&CFL, max 58W, 180 min | 732 | cerere oferta | N | 1 | 0 | 1 | 0.71 | Kg | 300X95X4 5 | 5205050901634 |  | EML | Safety | 1
O-TK1 | CONVERSION KIT FOR T5 80Wmax 1H | O-TK1 | Kit de conversie surse fluorescente TL5, max 80W, 60 min | 732 | cerere oferta | N | 1 | 0 | 1 | 0.65 | Kg | 300X95X4 5 | 5205050901856 |  | EML | Safety | 1
1319334 | COUP10X10MM | 1319334 | Coupling Link 10x10mm | 73 | cerere oferta | N | 1 | 0 | 1 | 0.084 | KG | 200X120X10 | 8711426715479 |  | 761 | ICD | 1
1319336 | COUP12X12MM | 1319336 | Coupling Link 12x12mm | 73 | cerere oferta | N | 1 | 0 | 1 | 0.084 | KG | 180X110X20 | 8711426215573 |  | 761 | ICD | 1
1318685 | COUP4K12/4K14 | 1318685 | Shaft Coupling 4K12/4K14 | 73 | cerere oferta | N | 1 | 0 | 1 | 0.09 | KG | 200X120X20 | 8711426661929 |  | 761 | ICD | 1
1319833 | COUP6X6MM | 1319833 | Coupling Link 6x6mm | 73 | cerere oferta | N | 1 | 0 | 1 | 0.031 | KG | 200X120X11 | 8711426545274 |  | 761 | ICD | 1
1319332 | COUP8X8MM | 1319332 | Coupling Link 8x8mm | 73 | cerere oferta | N | 1 | 0 | 1 | 0.03 | KG | 200X115X11 | 8711426105379 |  | 761 | ICD | 1
590032FULL-0098 | COVER FOR SQ/M WHITE PACK OF 5 | 590032FULL-0098 | Squashni Micro Cover White (pack of 5) | 732 | cerere oferta | N | 1 | 0 | 1 | 0.1 | KG | NA | NA |  | Base Sounder, SQM Base sndr | Fulleon | 1
590002FULL-0037 | COVER FOR SQ-H | 590002FULL-0037 | Squashni Cover White | 732 | cerere oferta | N | 1 | 0 | 1 | 0.1 | KG | NA | NA |  | Base Sounder, Squashni Base sndr Cover | Fulleon | 1
590003FULL-0046 | COVER FOR SQ-R | 590003FULL-0046 | Squashni Cover Red | 732 | cerere oferta | N | 1 | 0 | 1 | 0.1 | KG | NA | NA |  | Base Sounder, Squashni Base sndr Cover | Fulleon | 1
590001FULL-0069 | COVER FOR SQ-W | 590001FULL-0069 | Squashni Cover White | 732 | cerere oferta | N | 1 | 0 | 1 | 0.1 | KG | NA | NA |  | Base Sounder, Squashni Base sndr Cover | Fulleon | 1
1314331 | COVERDCM/DMM40/63 | 1314331 | Protective Cover DCM/DMM40/63 | 73 | cerere oferta | N | 1 | 0 | 1 | 0.017 | KG | 200X120X40 | 8711426700642 |  | 761 | ICD | 1
1314330 | COVERDMM125 | 1314330 | Protective Cover DMM 125 | 73 | cerere oferta | N | 1 | 0 | 1 | 0.024 | KG | 205X120X40 | 8711426840645 |  | 761 | ICD | 1
1314230 | COVERDMV160 | 1314230 | Protective Cover DMV160N | 73 | cerere oferta | N | 1 | 0 | 1 | 0.045 | KG | 208X130X51 | 8711426761667 |  | 761 | ICD | 1
1314830 | COVERDMV630N/1000N | 1314830 | Protective Cover DMV630N/1000N | 73 | cerere oferta | N | 1 | 0 | 1 | 0.107 | KG | 385X190X50 | 8711426641761 |  | 761 | ICD | 1
1314735 | COVERDMVS160N/400N | 1314735 | Protective cover DMVS160N/400N | 73 | cerere oferta | N | 1 | 0 | 1 | 0.062 | KG | 410X205X52 | 8711426441767 |  | 761 | ICD | 1
173443 | CPAD-00/185 | 173443 | Easy Expand (2xActuator ON/OFF) | 91 | cerere oferta | N | 1 | 1 | 20 | 0.2 | KG | 0 001X0 001X0 001 | 4015081698509 |  | 613 | PDC | 1
173444 | CPAD-00/186 | 173444 | Easy Renovation (Actuator ON/OFF-BI+buto | 91 | cerere oferta | N | 1 | 1 | 20 | 0.14 | KG | 0 001X0 001X0 001 | 4015081698516 |  | 613 | PDC | 1
173448 | CPAD-00/190 | 173448 | Easy-Switch (Multi Language) | 91 | cerere oferta | N | 1 | 1 | 20 | 0.14 | KG | 0 001X0 001X0 001 | 4015081698554 |  | 613 | PDC | 1
173738 | CPAD-00/191 | 173738 | Easy Dim 55mm, gloss white | 91 | cerere oferta | N | 1 | 1 | 20 | 0.14 | KG | 0 001X0 001X0 001 | 4015081701681 |  | 613 | PDC | 1
173739 | CPAD-00/192 | 173739 | Easy Shading 55mm, gloss white | 91 | cerere oferta | N | 1 | 1 | 20 | 0.14 | KG | 0 001X0 001X0 001 | 4015081701698 |  | 613 | PDC | 1
173411 | CPAD-00/193 | 173411 | Push Button single, without LED | 91 | cerere oferta | N | 1 | 1 | 20 | 0.29 | KG | 0 001X0 001X0 001 | 4015081698127 |  | 613 | PDC | 1
173412 | CPAD-00/194 | 173412 | Push Button double, without LED | 91 | cerere oferta | N | 1 | 1 | 1 | 0.29 | KG | 0 001X0 001X0 001 | 4015081698134 |  | 613 | PDC | 1
173413 | CPAD-00/195 | 173413 | Push Button quadruple, without LED | 91 | cerere oferta | N | 1 | 1 | 20 | 0.29 | KG | 0 001X0 001X0 001 | 4015081698141 |  | 613 | PDC | 1
112390 | CPAD-00/93 | 112390 | CPAD-00/93 | 91 | cerere oferta | S | 1 | 0 | 1 | 0.457 | KG | 165X354X80 | 4015081119509 |  | 613 | PDC | 1
112391 | CPAD-00/94 | 112391 | Pachet telecomanda | 91 | cerere oferta | S | 1 | 1 | 1 | 0.09 | KG | 108X210X35 | 4015081119516 |  | 613 | PDC | 1
206740 | C-PKZ0-K | 206740 | accesorii PKZ0 | 33 | cerere oferta | S | 10 | 2.5 | 1 | 0.069 | KG | 14X44X195 | 4015082067403 |  | 701 | ICD | 1
126066 | CRAZ-01/01 | 126066 | CRAZ-01/01 | 91 | cerere oferta | N | 1 | 0 | 5 | 13.1 | G | 90X90X20 | 4015081236534 |  | 611 | PDC | 1
118781 | CRCA-00/04 | 118781 | Termostat de camera | 91 | cerere oferta | N | 1 | 1 | 30 | 0.132 | KG | 86X38X76 | 4015081169313 |  | 613 | PDC | 1
118782 | CRCA-00/05 | 118782 | Termostat de camera, eco switch, umidita | 91 | cerere oferta | N | 1 | 1 | 30 | 0.132 | KG | 86X38X76 | 4015081169320 |  | 613 | PDC | 1
125961 | CRCA-00/06 | 125961 | Room Controller Temp 0-40°C pt. Radiatoa | 91 | cerere oferta | N | 1 | 1 | 30 | 0.091 | KG | 86X78X76 | 4015081235582 |  | 613 | PDC | 1
125962 | CRCA-00/07 | 125962 | Room Controller Temp 0-40°C, Umiditate 1 | 91 | cerere oferta | N | 1 | 1 | 1 | 0.1 | KG | 86X78X76 | 4015081235599 |  | 613 | PDC | 1
118785 | CRMA-00/05 | 118785 | Room Manager without Bluetooth white | 91 | cerere oferta | N | 1 | 1 | 1 | 0.235 | KG | 220X167X35 | 4015081169351 |  | 613 | PDC | 1
118789 | CRMA-00/09 | 118789 | Room Manager without Bluetooth silver | 91 | cerere oferta | N | 1 | 1 | 1 | 0.235 | KG | 220X167X35 | 4015081169399 |  | 613 | PDC | 1
118793 | CRMA-00/13 | 118793 | Room Manager with Bluetooth white | 91 | cerere oferta | N | 1 | 1 | 1 | 0.235 | KG | 220X167X35 | 4015081169436 |  | 613 | PDC | 1
118797 | CRMA-00/17 | 118797 | Room Manager with Bluetooth silver | 91 | cerere oferta | N | 1 | 1 | 1 | 0.235 | KG | 220X167X35 | 4015081169474 |  | 613 | PDC | 1
172943 | CROU-00/01-S | 172943 | CROU-00/01-S | 91 | cerere oferta | N | 1 | 1 | 60 | 0.028 | KG | 0 001X0 001X0 001 | 4015081695317 |  | 613 | PDC | 1
172944 | CROU-00/01-SL | 172944 | CROU-00/01-SL | 91 | cerere oferta | N | 1 | 1 | 60 | 0.028 | KG | 0 001X0 001X0 001 | 4015081695324 |  | 613 | PDC | 1
ROSOB000009252 | CS-1010/275 -2 usi | ROSOB000009252 | Cutie metalica IP55, 1000x1000x275 2 | 100 | cerere oferta | N | 1 | 0 | 1 | 62 | KG | 0 001X0 001X0 001 | 9008790276040 |  | 278 | PDC | 1
111716 | CS-1010/300 | 111716 | Cutie metalica IP65, 1000x1000x300 | 100 | cerere oferta | N | 1 | 0 | 1 | 68 | KG | 300X1000X1000 | 4015081112753 |  | 278 | PDC | 1
ROSOB000111716 | CS-1010/300-RO | ROSOB000111716 | Cutie metalica IP55, 1000x1000x300 | 100 | cerere oferta | N | 1 | 0 | 1 | 68 | KG | 300X1000X1000 | 9008790529177 |  | 278 | PDC | 1
111712 | CS-106/250 | 111712 | Cutie metalica IP65, 1000x600x250 | 100 | cerere oferta | N | 1 | 0 | 1 | 43.05 | KG | 250X600X1000 | 4015081112715 |  | 278 | PDC | 1
ROSOB000111712 | CS-106/250-RO | ROSOB000111712 | Cutie metalica IP55, 1000x600x250 | 100 | cerere oferta | N | 1 | 0 | 1 | 43.05 | KG | 250X600X1000 | 9008790529139 |  | 278 | PDC | 1
111713 | CS-106/300 | 111713 | Cutie metalica IP65, 1000x600x300 | 100 | cerere oferta | N | 1 | 0 | 1 | 44.76 | KG | 300X600X1000 | 4015081112722 |  | 278 | PDC | 1
ROSOB000111713 | CS-106/300-RO | ROSOB000111713 | Cutie metalica IP55, 1000x600x300 | 100 | cerere oferta | N | 1 | 0 | 1 | 44.76 | KG | 300X600X1000 | 9008790529146 |  | 278 | PDC | 1
111714 | CS-108/250 | 111714 | Cutie metalica IP65, 1000x800x250 | 100 | cerere oferta | N | 1 | 0 | 1 | 54.53 | KG | 250X800X1000 | 4015081112739 |  | 278 | PDC | 1
ROSOB000111714 | CS-108/250-RO | ROSOB000111714 | Cutie metalica IP55, 1000x800x250 | 100 | cerere oferta | N | 1 | 0 | 1 | 54.53 | KG | 250X800X1000 | 9008790529153 |  | 278 | PDC | 1
111715 | CS-108/300 | 111715 | Cutie metalica IP65, 1000x800x300 | 100 | cerere oferta | N | 1 | 0 | 1 | 56.8 | KG | 300X800X1000 | 4015081112746 |  | 278 | PDC | 1
ROSOB000111715 | CS-108/300-RO | ROSOB000111715 | Cutie metalica IP55, 1000x800x300 | 100 | cerere oferta | N | 1 | 0 | 1 | 56.8 | KG | 300X800X1000 | 9008790529160 |  | 278 | PDC | 1
111719 | CS-1210/300 | 111719 | Cutie metalica IP65, 1200x1000x300 | 100 | cerere oferta | N | 1 | 0 | 1 | 83.15 | KG | 300X1000X1200 | 4015081112784 |  | 278 | PDC | 1
ROSOB000111719 | CS-1210/300-RO | ROSOB000111719 | Cutie metalica IP55, 1200x1000x300 | 100 | cerere oferta | N | 1 | 0 | 1 | 83.15 | KG | 300X1000X1200 | 9008790529207 |  | 278 | PDC | 1
111720 | CS-1212/250 | 111720 | Cutie metalica IP65, 1200x1200x250 | 100 | cerere oferta | N | 1 | 0 | 1 | 87.6 | KG | 250X1200X1200 | 4015081112791 |  | 278 | PDC | 1
ROSOB000111720 | CS-1212/250-RO | ROSOB000111720 | Cutie metalica IP55, 1200x1200x250 | 100 | cerere oferta | N | 1 | 0 | 1 | 87.6 | KG | 250X1200X1200 | 9008790529214 |  | 278 | PDC | 1
ROSOB000009253 | CS-1212/275 -2 usi | ROSOB000009253 | Cutie metalica IP55, 1200x1200x275 2 | 100 | cerere oferta | N | 1 | 0 | 1 | 90 | KG | 0 001X0 001X0 001 | 9008790276057 |  | 278 | PDC | 1
111717 | CS-126/250 | 111717 | Cutie metalica IP65, 1200x600x250 | 100 | cerere oferta | N | 1 | 0 | 1 | 49.54 | KG | 250X600X1200 | 4015081112760 |  | 278 | PDC | 1
ROSOB000111717 | CS-126/250-RO | ROSOB000111717 | Cutie metalica IP55, 1200x600x250 | 100 | cerere oferta | N | 1 | 0 | 1 | 49.54 | KG | 250X600X1200 | 9008790529184 |  | 278 | PDC | 1
111718 | CS-128/300 | 111718 | Cutie metalica IP65, 1200x800x300 | 100 | cerere oferta | N | 1 | 0 | 1 | 67.66 | KG | 300X800X1200 | 4015081112777 |  | 278 | PDC | 1
ROSOB000111718 | CS-128/300-RO | ROSOB000111718 | Cutie metalica IP55, 1200x800x300 | 100 | cerere oferta | N | 1 | 0 | 1 | 67.66 | KG | 300X800X1200 | 9008790529191 |  | 278 | PDC | 1
547013FULL-0772X | CS200/SV/R/32 | 547013FULL-0772X | CS 200, Red Base, Tone 32 | 732 | cerere oferta | N | 1 | 0 | 1 | 0.1 | KG | NA | NA |  | CS 200, Red Base | Fulleon | 1
111646 | CS-2520/150 | 111646 | Cutie metalica IP65, 250x200x150 | 100 | cerere oferta | N | 1 | 0 | 1 | 3.5 | KG | 150X200X250 | 4015081112050 |  | 278 | PDC | 1
ROSOB000111646 | CS-2520/150-RO | ROSOB000111646 | Cutie metalica IP55, 250x200x150 | 100 | cerere oferta | N | 1 | 0 | 1 | 3.5 | KG | 150X200X250 | 9008790528620 |  | 278 | PDC | 1
111647 | CS-32/150 | 111647 | Cutie metalica IP65, 300x200x150 | 100 | cerere oferta | N | 1 | 0 | 1 | 4.07 | KG | 150X200X300 | 4015081112067 |  | 278 | PDC | 1
ROSOB000111647 | CS-32/150-RO | ROSOB000111647 | Cutie metalica IP55, 300x200x150 | 100 | cerere oferta | N | 1 | 0 | 1 | 4.07 | KG | 150X200X300 | 9008790528637 |  | 278 | PDC | 1
111648 | CS-33/150 | 111648 | Cutie metalica IP65, 300x300x150 | 100 | cerere oferta | N | 1 | 0 | 1 | 5.61 | KG | 150X300X300 | 4015081112074 |  | 278 | PDC | 1
ROSOB000111648 | CS-33/150-RO | ROSOB000111648 | Cutie metalica IP55, 300x300x150 | 100 | cerere oferta | N | 1 | 0 | 1 | 5.61 | KG | 150X300X300 | 9008790528644 |  | 278 | PDC | 1
111649 | CS-33/200 | 111649 | Cutie metalica IP65, 300x300x200 | 100 | cerere oferta | N | 1 | 0 | 1 | 6.3 | KG | 200X300X300 | 4015081112081 |  | 278 | PDC | 1
ROSOB000111649 | CS-33/200-RO | ROSOB000111649 | Cutie metalica IP55, 300x300x200 | 100 | cerere oferta | N | 1 | 0 | 1 | 6.3 | KG | 200X300X300 | 9008790528651 |  | 278 | PDC | 1
111680 | CS-34/200 | 111680 | Cutie metalica IP65, 300x400x200 | 100 | cerere oferta | N | 1 | 0 | 1 | 7.72 | KG | 200X400X300 | 4015081112098 |  | 278 | PDC | 1
ROSOB000111680 | CS-34/200-RO | ROSOB000111680 | Cutie metalica IP55, 300x400x200 | 100 | cerere oferta | N | 1 | 0 | 1 | 7.72 | KG | 200X400X300 | 9008790528668 |  | 278 | PDC | 1
111681 | CS-43/150 | 111681 | Cutie metalica IP65, 400x300x150 | 100 | cerere oferta | N | 1 | 0 | 1 | 6.95 | KG | 150X300X400 | 4015081112401 |  | 278 | PDC | 1
ROSOB000111681 | CS-43/150-RO | ROSOB000111681 | Cutie metalica IP55, 400x300x150 | 100 | cerere oferta | N | 1 | 0 | 1 | 6.95 | KG | 150X300X400 | 9008790528675 |  | 278 | PDC | 1
111682 | CS-43/200 | 111682 | Cutie metalica IP65, 400x300x200 | 100 | cerere oferta | N | 1 | 0 | 1 | 7.79 | KG | 200X300X400 | 4015081112418 |  | 278 | PDC | 1
ROSOB000111682 | CS-43/200-RO | ROSOB000111682 | Cutie metalica IP55, 400x300x200 | 100 | cerere oferta | N | 1 | 0 | 1 | 7.79 | KG | 200X300X400 | 9008790528682 |  | 278 | PDC | 1
111683 | CS-44/150 | 111683 | Cutie metalica IP65, 400x400x150 | 100 | cerere oferta | N | 1 | 0 | 1 | 8.72 | KG | 150X400X400 | 4015081112425 |  | 278 | PDC | 1
ROSOB000111683 | CS-44/150-RO | ROSOB000111683 | Cutie metalica IP55, 400x400x150 | 100 | cerere oferta | N | 1 | 0 | 1 | 8.72 | KG | 150X400X400 | 9008790528699 |  | 278 | PDC | 1
111684 | CS-44/200 | 111684 | Cutie metalica IP65, 400x400x200 | 100 | cerere oferta | N | 1 | 0 | 1 | 9.68 | KG | 200X400X400 | 4015081112432 |  | 278 | PDC | 1
ROSOB000111684 | CS-44/200-RO | ROSOB000111684 | Cutie metalica IP55, 400x400x200 | 100 | cerere oferta | N | 1 | 0 | 1 | 9.68 | KG | 200X400X400 | 9008790528903 |  | 278 | PDC | 1
111685 | CS-46/200 | 111685 | Cutie metalica IP65, 400x600x200 | 100 | cerere oferta | N | 1 | 0 | 1 | 13.73 | KG | 200X600X400 | 4015081112449 |  | 278 | PDC | 1
ROSOB000111685 | CS-46/200-RO | ROSOB000111685 | Cutie metalica IP55, 400x600x200 | 100 | cerere oferta | N | 1 | 0 | 1 | 13.73 | KG | 200X600X400 | 9008790528910 |  | 278 | PDC | 1
111686 | CS-46/250 | 111686 | Cutie metalica IP65, 400x600x250 | 100 | cerere oferta | N | 1 | 0 | 1 | 14.89 | KG | 250X600X400 | 4015081112456 |  | 278 | PDC | 1
ROSOB000111686 | CS-46/250-RO | ROSOB000111686 | Cutie metalica IP55, 400x600x250 | 100 | cerere oferta | N | 1 | 0 | 1 | 14.89 | KG | 250X600X400 | 9008790528927 |  | 278 | PDC | 1
111687 | CS-46/300 | 111687 | Cutie metalica IP65, 400x600x300 | 100 | cerere oferta | N | 1 | 0 | 1 | 15.89 | KG | 300X600X400 | 4015081112463 |  | 278 | PDC | 1
ROSOB000111687 | CS-46/300-RO | ROSOB000111687 | Cutie metalica IP55, 400x600x300 | 100 | cerere oferta | N | 1 | 0 | 1 | 16.29 | KG | 300X600X400 | 9008790528934 |  | 278 | PDC | 1
ROSOB000009743 | CS-48/400 | ROSOB000009743 | Cutie metalica IP55, 400x800x400 | 100 | cerere oferta | N | 1 | 0 | 1 | 1 | KG | 0 001X0 001X0 001 | 9008790168772 |  | 278 | PDC | 1
111688 | CS-54/150 | 111688 | Cutie metalica IP65, 500x400x150 | 100 | cerere oferta | N | 1 | 0 | 1 | 10.4 | KG | 150X400X500 | 4015081112470 |  | 278 | PDC | 1
ROSOB000111688 | CS-54/150-RO | ROSOB000111688 | Cutie metalica IP55, 500x400x150 | 100 | cerere oferta | N | 1 | 0 | 1 | 10.4 | KG | 150X400X500 | 9008790528941 |  | 278 | PDC | 1
111689 | CS-54/200 | 111689 | Cutie metalica IP65, 500x400x200 | 100 | cerere oferta | N | 1 | 0 | 1 | 11.33 | KG | 200X400X500 | 4015081112487 |  | 278 | PDC | 1
ROSOB000111689 | CS-54/200-RO | ROSOB000111689 | Cutie metalica IP55, 500x400x200 | 100 | cerere oferta | N | 1 | 0 | 1 | 11.33 | KG | 200X400X500 | 9008790528958 |  | 278 | PDC | 1
111690 | CS-54/250 | 111690 | Cutie metalica IP65,500x400x250 | 100 | cerere oferta | N | 1 | 0 | 1 | 12.28 | KG | 250X400X500 | 4015081112494 |  | 278 | PDC | 1
ROSOB000111690 | CS-54/250-RO | ROSOB000111690 | Cutie metalica IP55,500x400x250 | 100 | cerere oferta | N | 1 | 0 | 1 | 12.28 | KG | 250X400X500 | 9008790528811 |  | 278 | PDC | 1
111691 | CS-55/250 | 111691 | Cutie metalica IP65, 500x500x250 | 100 | cerere oferta | N | 1 | 0 | 1 | 14.87 | KG | 250X500X500 | 4015081112500 |  | 278 | PDC | 1
ROSOB000111691 | CS-55/250-RO | ROSOB000111691 | Cutie metalica IP55, 500x500x250 | 100 | cerere oferta | N | 1 | 0 | 1 | 14.87 | KG | 250X500X500 | 9008790528828 |  | 278 | PDC | 1
111692 | CS-64/150 | 111692 | Cutie metalica IP65, 600x400x150 | 100 | cerere oferta | N | 1 | 0 | 1 | 12.35 | KG | 150X400X600 | 4015081112517 |  | 278 | PDC | 1
ROSOB000111692 | CS-64/150-RO | ROSOB000111692 | Cutie metalica IP55, 600x400x150 | 100 | cerere oferta | N | 1 | 0 | 1 | 12.35 | KG | 150X400X600 | 9008790528835 |  | 278 | PDC | 1
111693 | CS-64/200 | 111693 | Cutie metalica IP65, 600x400x200 | 100 | cerere oferta | N | 1 | 0 | 1 | 13.32 | KG | 200X400X600 | 4015081112524 |  | 278 | PDC | 1
ROSOB000111693 | CS-64/200-RO | ROSOB000111693 | Cutie metalica IP55, 600x400x200 | 100 | cerere oferta | N | 1 | 0 | 1 | 13.32 | KG | 200X400X600 | 9008790528842 |  | 278 | PDC | 1
111694 | CS-64/250 | 111694 | Cutie metalica IP65, 600x400x250 | 100 | cerere oferta | N | 1 | 0 | 1 | 14.89 | KG | 250X400X600 | 4015081112531 |  | 278 | PDC | 1
ROSOB000111694 | CS-64/250-RO | ROSOB000111694 | Cutie metalica IP55, 600x400x250 | 100 | cerere oferta | N | 1 | 0 | 1 | 14.89 | KG | 250X400X600 | 9008790528859 |  | 278 | PDC | 1
111695 | CS-65/150 | 111695 | Cutie metalica IP65, 600x500x150 | 100 | cerere oferta | N | 1 | 0 | 1 | 15.48 | KG | 150X500X600 | 4015081112548 |  | 278 | PDC | 1
ROSOB000111695 | CS-65/150-RO | ROSOB000111695 | Cutie metalica IP55, 600x500x150 | 100 | cerere oferta | N | 1 | 0 | 1 | 15.48 | KG | 150X500X600 | 9008790528866 |  | 278 | PDC | 1
111696 | CS-65/200 | 111696 | Cutie metalica IP65, 600x500x200 | 100 | cerere oferta | N | 1 | 0 | 1 | 16.59 | KG | 200X500X600 | 4015081112555 |  | 278 | PDC | 1
ROSOB000111696 | CS-65/200-RO | ROSOB000111696 | Cutie metalica IP55, 600x500x200 | 100 | cerere oferta | N | 1 | 0 | 1 | 16.59 | KG | 200X500X600 | 9008790528873 |  | 278 | PDC | 1
111697 | CS-65/250 | 111697 | Cutie metalica IP65, 600x500x250 | 100 | cerere oferta | N | 1 | 0 | 1 | 17.86 | KG | 250X500X600 | 4015081112562 |  | 278 | PDC | 1
ROSOB000111697 | CS-65/250-RO | ROSOB000111697 | Cutie metalica IP55, 600x500x250 | 100 | cerere oferta | N | 1 | 0 | 1 | 17.87 | KG | 250X500X600 | 9008790528880 |  | 278 | PDC | 1
111698 | CS-66/200 | 111698 | Cutie metalica IP65, 600x600x200 | 100 | cerere oferta | N | 1 | 0 | 1 | 22.22 | KG | 200X600X600 | 4015081112579 |  | 278 | PDC | 1
ROSOB000111698 | CS-66/200-RO | ROSOB000111698 | Cutie metalica IP55, 600x600x200 | 100 | cerere oferta | N | 1 | 0 | 1 | 22.22 | KG | 200X600X600 | 9008790528897 |  | 278 | PDC | 1
111699 | CS-66/250 | 111699 | Cutie metalica IP65, 600x600x250 | 100 | cerere oferta | N | 1 | 0 | 1 | 23.37 | KG | 250X600X600 | 4015081112586 |  | 278 | PDC | 1
ROSOB000111699 | CS-66/250-RO | ROSOB000111699 | Cutie metalica IP55, 600x600x250 | 100 | cerere oferta | N | 1 | 0 | 1 | 23.37 | KG | 250X600X600 | 9008790529009 |  | 278 | PDC | 1
111700 | CS-66/300 | 111700 | Cutie metalica IP65, 600x600x300 | 100 | cerere oferta | N | 1 | 0 | 1 | 25.17 | KG | 300X600X600 | 4015081112593 |  | 278 | PDC | 1
ROSOB000111700 | CS-66/300-RO | ROSOB000111700 | Cutie metalica IP55, 600x600x300 | 100 | cerere oferta | N | 1 | 0 | 1 | 25.17 | KG | 300X600X600 | 9008790529016 |  | 278 | PDC | 1
111701 | CS-68/300 | 111701 | Cutie metalica IP65, 600x800x300 | 100 | cerere oferta | N | 1 | 0 | 1 | 34.75 | KG | 300X800X600 | 4015081112609 |  | 278 | PDC | 1
ROSOB000111701 | CS-68/300-RO | ROSOB000111701 | Cutie metalica IP55, 600x800x300 | 100 | cerere oferta | N | 1 | 0 | 1 | 34.75 | KG | 300X800X600 | 9008790529023 |  | 278 | PDC | 1
111702 | CS-75/200 | 111702 | Cutie metalica IP65, 700x500x200 | 100 | cerere oferta | N | 1 | 0 | 1 | 21.33 | KG | 200X500X700 | 4015081112616 |  | 278 | PDC | 1
ROSOB000111702 | CS-75/200-RO | ROSOB000111702 | Cutie metalica IP55, 700x500x200 | 100 | cerere oferta | N | 1 | 0 | 1 | 21.33 | KG | 200X500X700 | 9008790529030 |  | 278 | PDC | 1
111703 | CS-75/250 | 111703 | Cutie metalica IP65, 700x500x250 | 100 | cerere oferta | N | 1 | 0 | 1 | 23.07 | KG | 250X500X700 | 4015081112623 |  | 278 | PDC | 1
ROSOB000111703 | CS-75/250-RO | ROSOB000111703 | Cutie metalica IP55, 700x500x250 | 100 | cerere oferta | N | 1 | 0 | 1 | 23.07 | KG | 250X500X700 | 9008790529047 |  | 278 | PDC | 1
111711 | CS-810/300 | 111711 | Cutie metalica IP65, 800x1000x300 | 100 | cerere oferta | N | 1 | 0 | 1 | 54.4 | KG | 300X1000X800 | 4015081112708 |  | 278 | PDC | 1
ROSOB000111711 | CS-810/300-RO | ROSOB000111711 | Cutie metalica IP55, 800x1000x300 | 100 | cerere oferta | N | 1 | 0 | 1 | 54.4 | KG | 300X1000X800 | 9008790529122 |  | 278 | PDC | 1
111704 | CS-84/200 | 111704 | Cutie metalica IP65, 800x400x200 | 100 | cerere oferta | N | 1 | 0 | 1 | 22.29 | KG | 200X400X800 | 4015081112630 |  | 278 | PDC | 1
ROSOB000111704 | CS-84/200-RO | ROSOB000111704 | Cutie metalica IP55, 800x400x200 | 100 | cerere oferta | N | 1 | 0 | 1 | 22.29 | KG | 200X400X800 | 9008790529054 |  | 278 | PDC | 1
111705 | CS-84/250 | 111705 | Cutie metalica IP65, 800x400x250 | 100 | cerere oferta | N | 1 | 0 | 1 | 23.72 | KG | 250X400X800 | 4015081112647 |  | 278 | PDC | 1
ROSOB000111705 | CS-84/250-RO | ROSOB000111705 | Cutie metalica IP55, 800x400x250 | 100 | cerere oferta | N | 1 | 0 | 1 | 23.72 | KG | 250X400X800 | 9008790529061 |  | 278 | PDC | 1
111706 | CS-86/200 | 111706 | Cutie metalica IP65, 800x600x200 | 100 | cerere oferta | N | 1 | 0 | 1 | 31.05 | KG | 200X600X800 | 4015081112654 |  | 278 | PDC | 1
ROSOB000111706 | CS-86/200-RO | ROSOB000111706 | Cutie metalica IP55, 800x600x200 | 100 | cerere oferta | N | 1 | 0 | 1 | 31.05 | KG | 200X600X800 | 9008790529078 |  | 278 | PDC | 1
111707 | CS-86/250 | 111707 | Cutie metalica IP65, 800x600x250 | 100 | cerere oferta | N | 1 | 0 | 1 | 32.72 | KG | 250X600X800 | 4015081112661 |  | 278 | PDC | 1
ROSOB000111707 | CS-86/250-RO | ROSOB000111707 | Cutie metalica IP55, 800x600x250 | 100 | cerere oferta | N | 1 | 0 | 1 | 32.72 | KG | 250X600X800 | 9008790529085 |  | 278 | PDC | 1
111708 | CS-86/300 | 111708 | Cutie metalica IP65, 800x600x300 | 100 | cerere oferta | N | 1 | 0 | 1 | 34.6 | KG | 300X600X800 | 4015081112678 |  | 278 | PDC | 1
ROSOB000111708 | CS-86/300-RO | ROSOB000111708 | Cutie metalica IP55, 800x600x300 | 100 | cerere oferta | N | 1 | 0 | 1 | 34.6 | KG | 300X600X800 | 9008790529092 |  | 278 | PDC | 1
111709 | CS-88/200 | 111709 | Cutie metalica IP65, 800x800x200 | 100 | cerere oferta | N | 1 | 0 | 1 | 40.53 | KG | 200X800X800 | 4015081112685 |  | 278 | PDC | 1
ROSOB000111709 | CS-88/200-RO | ROSOB000111709 | Cutie metalica IP55, 800x800x200 | 100 | cerere oferta | N | 1 | 0 | 1 | 40.53 | KG | 200X800X800 | 9008790529108 |  | 278 | PDC | 1
ROSOB000112921 | CS-88/250-RO | ROSOB000112921 | CS-88/250-RO | 100 | cerere oferta | N | 1 | 0 | 1 | 1 | KG | 0 001X0 001X0 001 | 9008790688577 |  | 278 | PDC | 1
111710 | CS-88/300 | 111710 | Cutie metalica IP65, 800x800x300 | 100 | cerere oferta | N | 1 | 0 | 1 | 44.57 | KG | 300X800X800 | 4015081112692 |  | 278 | PDC | 1
ROSOB000111710 | CS-88/300-RO | ROSOB000111710 | Cutie metalica IP55, 800x800x300 | 100 | cerere oferta | N | 1 | 0 | 1 | 44.57 | KG | 300X800X800 | 9008790529115 |  | 278 | PDC | 1
240699 | CSAP-01/01 | 240699 | Priza telecomandata on/off | 91 | cerere oferta | S | 1 | 1 | 12 | 0.183 | KG | 133X101X75 | 4015082406998 |  | 613 | PDC | 1
240700 | CSAP-01/02 | 240700 | Priza telecomandata on/off | 91 | cerere oferta | S | 1 | 1 | 12 | 0.12 | KG | 133X101X75 | 4015082407001 |  | 613 | PDC | 1
109374 | CSAP-01/04 | 109374 | CSAP-01/04 | 91 | cerere oferta | N | 1 | 1 | 12 | 0.18 | KG | 135X103X76 | 4015081089772 |  | 613 | PDC | 1
136262 | CSAR3F3CY2202 | 136262 | cable 3pin, AC, angled/open, 2m | 59 | cerere oferta | S | 1 | 0 | 1 | 0.09 | KG | 165 1X165 1X12 7 | 4015081330553 |  | 226 | ICD | 1
136263 | CSAR3F3CY2205 | 136263 | cable 3pin, AC, angled/open, 5m | 59 | cerere oferta | S | 1 | 0 | 1 | 0.09 | KG | 165 1X165 1X12 7 | 4015081330560 |  | 226 | ICD | 1
136264 | CSAR3F3CY2210 | 136264 | cable 3pin, AC, angled/open, 10m | 59 | cerere oferta | S | 1 | 0 | 1 | 0.52 | KG | 190 5X190 5X38 1 | 4015081330577 |  | 226 | ICD | 1
136265 | CSAS3F3CY2202 | 136265 | cable 3pin, AC, straight/open, 2m | 59 | cerere oferta | S | 1 | 0 | 1 | 0.09 | KG | 165 1X165 1X12 7 | 4015081330584 |  | 226 | ICD | 1
136266 | CSAS3F3CY2205 | 136266 | cable 3pin, AC, straight/open, 5m | 59 | cerere oferta | S | 1 | 0 | 1 | 0.41 | KG | 203 2X177 8X38 1 | 4015081330591 |  | 226 | ICD | 1
136267 | CSAS3F3CY2210 | 136267 | cable 3pin, AC, straight/open, 10m | 59 | cerere oferta | S | 1 | 0 | 1 | 0.23 | KG | 152 4X152 4X44 45 | 4015081330607 |  | 226 | ICD | 1
136268 | CSAS4A4CY2202 | 136268 | cable 4pin, AC, straight/open, 2m | 59 | cerere oferta | S | 1 | 0 | 1 | 0.23 | KG | 152 4X152 4X44 45 | 4015081330614 |  | 226 | ICD | 1
136269 | CSAS4A4CY2205 | 136269 | cable 4pin, AC, straight/open, 5m | 59 | cerere oferta | S | 1 | 0 | 1 | 0.09 | KG | 165 1X165 1X12 7 | 4015081330621 |  | 226 | ICD | 1
136312 | CSAS4A4CY2210 | 136312 | cable 4pin, AC, straight/open, 10m | 59 | cerere oferta | S | 1 | 0 | 1 | 0.41 | KG | 203 2X177 8X38 1 | 4015081330942 |  | 226 | ICD | 1
172937 | CSAU-01/01-10 | 172937 | Switching Actuator 10A | 91 | cerere oferta | N | 1 | 1 | 60 | 0.038 | KG | 0 001X0 001X0 001 | 4015081695256 |  | 613 | PDC | 1
172938 | CSAU-01/01-10I | 172938 | CSAU-01/01-10I | 91 | cerere oferta | N | 1 | 1 | 60 | 0.041 | KG | 0 001X0 001X0 001 | 4015081695263 |  | 613 | PDC | 1
172939 | CSAU-01/01-10IE | 172939 | CSAU-01/01-10IE | 91 | cerere oferta | N | 1 | 1 | 60 | 0.041 | KG | 0 001X0 001X0 001 | 4015081695270 |  | 613 | PDC | 1
172940 | CSAU-01/01-16 | 172940 | CSAU-01/01-16 | 91 | cerere oferta | N | 1 | 1 | 60 | 0.041 | KG | 0 001X0 001X0 001 | 4015081695287 |  | 613 | PDC | 1
172941 | CSAU-01/01-16I | 172941 | CSAU-01/01-16I | 91 | cerere oferta | N | 1 | 1 | 60 | 0.044 | KG | 0 001X0 001X0 001 | 4015081695294 |  | 613 | PDC | 1
172942 | CSAU-01/01-16IE | 172942 | CSAU-01/01-16IE | 91 | cerere oferta | N | 1 | 1 | 60 | 0.044 | KG | 0 001X0 001X0 001 | 4015081695300 |  | 613 | PDC | 1
240694 | CSAU-01/02 | 240694 | Element on/off, liber de potential | 91 | cerere oferta | S | 1 | 1 | 60 | 0.082 | KG | 86X38X76 | 4015082406943 |  | 613 | PDC | 1
240695 | CSAU-01/03 | 240695 | Element on/off, toti polii | 91 | cerere oferta | S | 1 | 1 | 60 | 0.084 | KG | 86X38X76 | 4015082406950 |  | 613 | PDC | 1
121080 | CSAU-01/04 | 121080 | Actuator on/off, toti polii, mod buton s | 91 | cerere oferta | N | 1 | 1 | 60 | 0.056 | KG | 86X38X76 | 4015081189106 |  | 613 | PDC | 1
136271 | CSDR4 | 136271 | female plug 4 pol. angled | 59 | cerere oferta | S | 1 | 0 | 1 | 0.02 | KG | 69 85X19 05X12 7 | 4015081330638 |  | 226 | ICD | 1
136272 | CSDR4A3CY2202 | 136272 | cable 4pin/3-wire, DC, angled/open, 2m | 59 | cerere oferta | S | 1 | 0 | 1 | 0.09 | KG | 165 1X165 1X12 7 | 4015081330645 |  | 226 | ICD | 1
136273 | CSDR4A3CY2205 | 136273 | cable 4pin/3-wire, DC, angled/open, 5m | 59 | cerere oferta | S | 1 | 0 | 1 | 0.32 | KG | 165 1X165 1X25 4 | 4015081330652 |  | 226 | ICD | 1
136274 | CSDR4A3CY2205-LN | 136274 | cable 4pin/3-wire, DC, angled/open, 5m, | 59 | cerere oferta | S | 1 | 0 | 1 | 0.52 | KG | 190 5X190 5X38 1 | 4015081330669 |  | 226 | ICD | 1
136275 | CSDR4A3CY2205-LP | 136275 | cable 4pin/3-wire, DC, angled/open, 5m, | 59 | cerere oferta | S | 1 | 0 | 1 | 0.52 | KG | 190 5X190 5X25 4 | 4015081330676 |  | 226 | ICD | 1
136276 | CSDR4A3CY2210 | 136276 | cable 4pin/3-wire, DC, angled/open, 10m | 59 | cerere oferta | S | 1 | 0 | 1 | 0.41 | KG | 203 2X177 8X38 1 | 4015081330683 |  | 226 | ICD | 1
136313 | CSDR4A4CY2201.5-D | 136313 | cable 4pin, DC, straight/angled, 1.5m | 59 | cerere oferta | S | 1 | 0 | 1 | 0.27 | KG | 177 8X152 4X25 4 | 4015081330959 |  | 226 | ICD | 1
136278 | CSDR4A4CY2201-D | 136278 | cable 4pin, DC, straight/angled, 1m | 59 | cerere oferta | S | 1 | 0 | 1 | 0.27 | KG | 177 8X152 4X25 4 | 4015081330690 |  | 226 | ICD | 1
136279 | CSDR4A4CY2202 | 136279 | cable 4pin, DC, angled/open, 2m | 59 | cerere oferta | S | 1 | 0 | 1 | 0.23 | KG | 152 4X152 4X44 45 | 4015081330706 |  | 226 | ICD | 1
136315 | CSDR4A4CY2203-D | 136315 | cable 4pin, DC, straight/angled, 3m | 59 | cerere oferta | S | 1 | 0 | 1 | 0.09 | KG | 165 1X165 1X12 7 | 4015081330973 |  | 226 | ICD | 1
136282 | CSDR4A4CY2205 | 136282 | cable 4pin, DC, angled/open, 5m | 59 | cerere oferta | S | 1 | 0 | 1 | 0.32 | KG | 165 1X165 1X25 4 | 4015081330713 |  | 226 | ICD | 1
136283 | CSDR4A4CY2205-D | 136283 | cable 4pin, DC, straight/angled, 5m | 59 | cerere oferta | S | 1 | 0 | 1 | 0.27 | KG | 177 8X152 4X25 4 | 4015081330720 |  | 226 | ICD | 1
136284 | CSDR4A4CY2210 | 136284 | cable 4pin, DC, angled/open, 10m | 59 | cerere oferta | S | 1 | 0 | 1 | 0.41 | KG | 203 2X177 8X38 1 | 4015081330737 |  | 226 | ICD | 1
136285 | CSDRM4 | 136285 | male plug 4 pol. angled | 59 | cerere oferta | S | 1 | 0 | 1 | 0.02 | KG | 69 85X19 05X12 7 | 4015081330744 |  | 226 | ICD | 1
136286 | CSDS4 | 136286 | female plug 4 pol. straight | 59 | cerere oferta | S | 1 | 0 | 1 | 0.02 | KG | 69 85X19 05X12 7 | 4015081330751 |  | 226 | ICD | 1
136287 | CSDS4A3CY2202 | 136287 | cable 4pin/3-wire, DC, straight/open, 2m | 59 | cerere oferta | S | 1 | 0 | 1 | 0.09 | KG | 165 1X165 1X12 7 | 4015081330768 |  | 226 | ICD | 1
136288 | CSDS4A3CY2205 | 136288 | cable 4pin/3-wire, DC, straight/open, 5m | 59 | cerere oferta | S | 1 | 0 | 1 | 0.41 | KG | 203 2X177 8X38 1 | 4015081330775 |  | 226 | ICD | 1
136289 | CSDS4A3CY2210 | 136289 | cable 4pin/3-wire, DC, straight/open, 10 | 59 | cerere oferta | S | 1 | 0 | 1 | 0.52 | KG | 190 5X190 5X38 1 | 4015081330782 |  | 226 | ICD | 1
136316 | CSDS4A4CY2201.5-D | 136316 | cable 4pin, DC, straight/straight, 1.5m | 59 | cerere oferta | S | 1 | 0 | 1 | 0.27 | KG | 177 79X152 39X25 39 | 4015081330980 |  | 226 | ICD | 1
136291 | CSDS4A4CY2201-D | 136291 | cable 4pin, DC, straight/straight, 1m | 59 | cerere oferta | S | 1 | 0 | 1 | 0.27 | KG | 177 8X152 4X25 4 | 4015081330799 |  | 226 | ICD | 1
136292 | CSDS4A4CY2202 | 136292 | cable 4pin, DC, straight/open, 2m | 59 | cerere oferta | S | 1 | 0 | 1 | 0.09 | KG | 165 1X165 1X12 7 | 4015081330805 |  | 226 | ICD | 1
136293 | CSDS4A4CY2203-D | 136293 | cable 4pin, DC, straight/straight, 3m | 59 | cerere oferta | S | 1 | 0 | 1 | 0.27 | KG | 177 8X152 4X25 4 | 4015081330812 |  | 226 | ICD | 1
136294 | CSDS4A4CY2205 | 136294 | cable 4pin, DC, straight/open, 5m | 59 | cerere oferta | S | 1 | 0 | 1 | 0.172 | KG | 203 2X177 8X38 1 | 4015081330829 |  | 226 | ICD | 1
136295 | CSDS4A4CY2205-D | 136295 | cable 4pin, DC, straight/straight, 5m | 59 | cerere oferta | S | 1 | 0 | 1 | 0.52 | KG | 190 5X190 5X38 1 | 4015081330836 |  | 226 | ICD | 1
136296 | CSDS4A4CY2210 | 136296 | cable 4pin, DC, straight/open, 10m | 59 | cerere oferta | S | 1 | 0 | 1 | 0.52 | KG | 190 5X190 5X38 1 | 4015081330843 |  | 226 | ICD | 1
136297 | CSDSM4 | 136297 | male plug 4 pol. straight | 59 | cerere oferta | S | 1 | 0 | 1 | 0.02 | KG | 76 2X76 2X14 8 | 4015081330850 |  | 226 | ICD | 1
265643 | CSEZ-01/01 | 265643 | SENZOR TEMPERATURA | 91 | cerere oferta | S | 1 | 0 | 60 | 0.048 | KG | 86X38X76 | 4015082656430 |  | 613 | PDC | 1
104922 | CSEZ-01/06 | 104922 | Contact magnetic de geam | 91 | cerere oferta | S | 1 | 0 | 60 | 0.042 | KG | 86,000X38,000X76,000 | 4015081047291 |  | 613 | PDC | 1
104923 | CSEZ-01/07 | 104923 | Window-Contact,built-in | 91 | cerere oferta | S | 1 | 0 | 60 | 0.048 | KG | 86,000X38,000X76,000 | 4015081047307 |  | 613 | PDC | 1
109379 | CSEZ-01/14 | 109379 | Senzor crepuscular, analogic, IP20 | 91 | cerere oferta | S | 1 | 0 | 60 | 0.043 | KG | 130X130X15 | 4015081089826 |  | 613 | PDC | 1
109380 | CSEZ-01/15 | 109380 | Senzor crepuscular, analogic, IP54 | 91 | cerere oferta | S | 1 | 0 | 60 | 0.062 | KG | 130X130X15 | 4015081089833 |  | 613 | PDC | 1
109381 | CSEZ-01/16 | 109381 | Senzor de calitatea aerului | 91 | cerere oferta | S | 1 | 0 | 30 | 0.065 | KG | 86X38X76 | 4015081089840 |  | 613 | PDC | 1
109382 | CSEZ-01/17 | 109382 | Senzor de umiditate si temperatura, exte | 91 | cerere oferta | S | 1 | 0 | 30 | 0.082 | KG | 120X50X45 | 4015081089857 |  | 613 | PDC | 1
110748 | CSEZ-01/18 | 110748 | Senzor de inundatie | 91 | cerere oferta | S | 1 | 0 | 30 | 0.182 | KG | 105X60X40 | 4015081102860 |  | 613 | PDC | 1
110749 | CSEZ-01/19 | 110749 | Detector de fum | 91 | cerere oferta | S | 1 | 0 | 20 | 0.204 | KG | 125X125X68 | 4015081102877 |  | 613 | PDC | 1
110770 | CSEZ-01/20 | 110770 | Unitate integrare detector de fum | 91 | cerere oferta | S | 1 | 1 | 60 | 1.54 | G | 86X38X76 | 4015081102884 |  | 613 | PDC | 1
118802 | CSEZ-01/24 | 118802 | Living Room Enclosure | 91 | cerere oferta | N | 1 | 0 | 30 | 0.047 | KG | 90X90X36 | 4015081169528 |  | 613 | PDC | 1
121790 | CSEZ-01/25 | 121790 | Window-Contact (surface-mounted) | 91 | cerere oferta | N | 1 | 0 | 60 | 5 | G | 86X38X76 | 4015081196029 |  | 613 | PDC | 1
177263 | CSEZ-01/36 | 177263 | Temperature Sensor | 91 | cerere oferta | N | 1 | 0 | 1 | 0.05 | KG | 0 001X0 001X0 001 | 4015081717156 |  | 613 | PDC | 1
118807 | CSGZ-01/02 | 118807 | Flashing Light Signal Emitter | 91 | cerere oferta | N | 1 | 0 | 1 | 0.45 | KG | 126X126X140 | 4015081169573 |  | 613 | PDC | 1
118806 | CSGZ-02/01 | 118806 | Modul semnalizare acustica si vizuala | 91 | cerere oferta | N | 1 | 0 | 1 | 1.65 | KG | 190X352X140 | 4015081169566 |  | 613 | PDC | 1
95853 | CS-TE | 95853 | ACCESS. CONTACTORS/REL., CS-TE | 56 | cerere oferta | S | 10 | 1.4 | 1 | 8 | G | 10X23X75 | 4015080958536 |  | 703 | ICD | 1
265641 | CTAA-01/01 | 265641 | Intrerupator simplu fara fir , Niko | 91 | cerere oferta | S | 1 | 1 | 60 | 0.028 | KG | 86X38X76 | 4015082656416 |  | 613 | PDC | 1
290271 | CTAA-01/02 | 290271 | Intrerupator simplu fara fir , C100 | 91 | cerere oferta | S | 1 | 1 | 60 | 0.07 | KG | 86X36X76 | 4015082902711 |  | 613 | PDC | 1
125969 | CTAA-01/04 | 125969 | Push Button single, without LED | 91 | cerere oferta | N | 1 | 1 | 60 | 0.029 | KG | 86X38X76 | 4015081236169 |  | 613 | PDC | 1
126032 | CTAA-01/04-LED | 126032 | Push Button single, with LED | 91 | cerere oferta | N | 1 | 1 | 60 | 0.029 | KG | 86X38X76 | 4015081236190 |  | 613 | PDC | 1
265642 | CTAA-02/01 | 265642 | CTAA-02/01 | 91 | cerere oferta | S | 1 | 1 | 60 | 0.03 | KG | 86X38X76 | 4015082656423 |  | 613 | PDC | 1
126030 | CTAA-02/04 | 126030 | Push Button double, without LED | 91 | cerere oferta | N | 1 | 1 | 60 | 0.029 | KG | 86X38X76 | 4015081236176 |  | 613 | PDC | 1
126033 | CTAA-02/04-LED | 126033 | Push Button double, with LED | 91 | cerere oferta | N | 1 | 1 | 60 | 0.029 | KG | 86X38X76 | 4015081236206 |  | 613 | PDC | 1
126031 | CTAA-04/04 | 126031 | Push Button quadruple, without LED | 91 | cerere oferta | N | 1 | 1 | 60 | 0.029 | KG | 86X38X76 | 4015081236183 |  | 613 | PDC | 1
126034 | CTAA-04/04-LED | 126034 | CTAA-04/04-LED | 91 | cerere oferta | N | 1 | 1 | 60 | 0.029 | KG | 86X38X76 | 4015081236213 |  | 613 | PDC | 1
265628 | CTEU-02/01 | 265628 | Unitate de intrare temperatura | 91 | cerere oferta | S | 1 | 1 | 60 | 0.062 | KG | 86X38X76 | 4015082656287 |  | 613 | PDC | 1
215269 | CU12X10 | 215269 | Bara cupru | 73 | cerere oferta | N | 5 | 0 | 1 | 1.61 | KG | 1500X12X10 | 4015082152697 |  | 279 | PDC | 1
34121 | CU12X5 | 34121 | Bara cupru | 73 | cerere oferta | N | 10 | 0 | 1 | 0.81 | KG | 1500X12X5 | 4015080341215 |  | 279 | PDC | 1
5093 | CU12X5-2250 | 5093 | Bara cupru | 73 | cerere oferta | N | 10 | 0 | 1 | 1.21 | KG | 2250X12X5 | 4015080050933 |  | 279 | PDC | 1
215271 | CU15X10 | 215271 | Bara cupru | 73 | cerere oferta | N | 5 | 0 | 1 | 2 | KG | 1500X15X10 | 4015082152710 |  | 279 | PDC | 1
215270 | CU15X5 | 215270 | Bara cupru | 73 | cerere oferta | N | 10 | 0 | 1 | 1 | KG | 1500X15X5 | 4015082152703 |  | 279 | PDC | 1
41719 | CU20X10 | 41719 | Bara cupru | 73 | cerere oferta | N | 5 | 0 | 1 | 2.68 | KG | 1500X20X10 | 4015080417194 |  | 279 | PDC | 1
9839 | CU20X10-2250 | 9839 | Bara cupru | 73 | cerere oferta | N | 5 | 0 | 1 | 4.01 | KG | 2250X20X10 | 4015080098393 |  | 279 | PDC | 1
44092 | CU20X5 | 44092 | Bara cupru | 73 | cerere oferta | N | 10 | 0 | 1 | 1.34 | KG | 1500X20X5 | 4015080440925 |  | 279 | PDC | 1
7466 | CU20X5-2250 | 7466 | Bara cupru | 73 | cerere oferta | N | 10 | 0 | 1 | 2.01 | KG | 2250X20X5 | 4015080074663 |  | 279 | PDC | 1
32703 | CU20X5-2500 | 32703 | MOULDED ENCLOSURE,CUSTOMER | 94 | cerere oferta | N | 1 | 0 | 1 | 2.15 | KG | 5X2500X20 | 4015080327035 |  | 279 | PDC | 1
51211 | CU30X10 | 51211 | Bara cupru | 73 | cerere oferta | N | 1 | 0 | 1 | 4.02 | KG | 1500X30X10 | 4015080512110 |  | 279 | PDC | 1
63076 | CU40X10 | 63076 | Bara cupru | 73 | cerere oferta | N | 3 | 0 | 1 | 5.34 | KG | 1500X40X10 | 4015080630760 |  | 279 | PDC | 1
80739 | CU-BAND10X16X0,8-BK | 80739 | bara cupru flexibila | 73 | cerere oferta | N | 5 | 0 | 1 | 2.563 | KG | 2000X15X20 | 4015080807391 |  | 279 | PDC | 1
79736 | CU-BAND10X16X0,8-BU | 79736 | bara cupru flexibila | 73 | cerere oferta | N | 5 | 0 | 1 | 2.563 | KG | 2000X15X20 | 4015080797364 |  | 279 | PDC | 1
80698 | CU-BAND10X16X0,8-GNYE | 80698 | bara cupru flexibila | 73 | cerere oferta | N | 5 | 0 | 1 | 2.563 | KG | 2000X15X20 | 4015080806981 |  | 279 | PDC | 1
119037 | CU-BAND10X40X1-BK | 119037 | CU-BAND BLACK | 73 | cerere oferta | N | 3 | 0 | 1 | 7.35 | KG | 2000X40X10 | 4015081171743 |  | 279 | PDC | 1
119038 | CU-BAND10X50X1-BK | 119038 | CU-BAND BLACK | 73 | cerere oferta | N | 2 | 0 | 1 | 9.1 | KG | 2000X50X10 | 4015081171750 |  | 279 | PDC | 1
80923 | CU-BAND11X21X1-BK | 80923 | bara cupru flexibila | 73 | cerere oferta | N | 5 | 0 | 1 | 4.578 | KG | 200X25X15 | 4015080809234 |  | 279 | PDC | 1
80769 | CU-BAND11X21X1-BU | 80769 | bara cupru flexibila | 73 | cerere oferta | N | 5 | 0 | 1 | 4.578 | KG | 200X25X15 | 4015080807698 |  | 279 | PDC | 1
80836 | CU-BAND11X21X1-GNYE | 80836 | bara cupru flexibila | 73 | cerere oferta | N | 5 | 0 | 1 | 4.578 | KG | 2000X25X15 | 4015080808367 |  | 279 | PDC | 1
81167 | CU-BAND3X9X0,8-BK | 81167 | bara cupru flexibila | 73 | cerere oferta | N | 20 | 0 | 1 | 0.518 | KG | 2000X15X6 | 4015080811671 |  | 279 | PDC | 1
80960 | CU-BAND3X9X0,8-BU | 80960 | bara cupru flexibila | 73 | cerere oferta | N | 20 | 0 | 1 | 0.518 | KG | 2000X15X6 | 4015080809609 |  | 279 | PDC | 1
81006 | CU-BAND3X9X0,8-GNYE | 81006 | bara cupru flexibila | 73 | cerere oferta | N | 20 | 0 | 1 | 0.518 | KG | 2000X15X6 | 4015080810063 |  | 279 | PDC | 1
81209 | CU-BAND4X16X0,8-BK | 81209 | bara cupru flexibila | 73 | cerere oferta | N | 10 | 0 | 1 | 1.119 | KG | 2000X20X8 | 4015080812098 |  | 279 | PDC | 1
32350 | CU-BAND4X16X0,8-BU | 32350 | bara cupru flexibila | 73 | cerere oferta | N | 10 | 0 | 1 | 1.165 | KG | 2000X20X8 | 4015080323501 |  | 279 | PDC | 1
119032 | CU-BAND5X24X1-BK | 119032 | CU-BAND BLACK | 73 | cerere oferta | N | 5 | 0 | 1 | 2.3 | KG | 2000X24X5 | 4015081171590 |  | 279 | PDC | 1
81310 | CU-BAND6X16X0,8-BK | 81310 | bara cupru flexibila | 73 | cerere oferta | N | 10 | 0 | 1 | 1.565 | KG | 2000X20X9 | 4015080813101 |  | 279 | PDC | 1
81222 | CU-BAND6X16X0,8-BU | 81222 | bara cupru flexibila | 73 | cerere oferta | N | 10 | 0 | 1 | 1.565 | KG | 2000X20X9 | 4015080812227 |  | 279 | PDC | 1
81275 | CU-BAND6X16X0,8-GNYE | 81275 | bara cupru flexibila | 73 | cerere oferta | N | 10 | 0 | 1 | 1.565 | KG | 2000X20X9 | 4015080812753 |  | 279 | PDC | 1
81414 | CU-BAND6X9X0,8-BK | 81414 | bara cupru flexibila | 73 | cerere oferta | N | 10 | 0 | 1 | 0.964 | KG | 2000X12X9 | 4015080814146 |  | 279 | PDC | 1
81344 | CU-BAND6X9X0,8-BU | 81344 | bara cupru flexibila | 73 | cerere oferta | N | 10 | 0 | 1 | 0.964 | KG | 2000X12X9 | 4015080813446 |  | 279 | PDC | 1
81367 | CU-BAND6X9X0,8-GNYE | 81367 | bara cupru flexibila | 73 | cerere oferta | N | 10 | 0 | 1 | 0.964 | KG | 2000X13X9 | 4015080813675 |  | 279 | PDC | 1
81515 | CU-BAND9X9X0,8-BK | 81515 | bara cupru flexibila | 73 | cerere oferta | N | 10 | 0 | 1 | 1.311 | KG | 2000X12X9 | 4015080815150 |  | 279 | PDC | 1
81436 | CU-BAND9X9X0,8-BU | 81436 | bara cupru flexibila | 73 | cerere oferta | N | 10 | 0 | 1 | 1.366 | KG | 2000X12X9 | 4015080814368 |  | 279 | PDC | 1
81485 | CU-BAND9X9X0,8-GNYE | 81485 | bara cupru flexibila | 73 | cerere oferta | N | 10 | 0 | 1 | 1.366 | KG | 2000X12X9 | 4015080814856 |  | 279 | PDC | 1
107166 | CU-BAR-500/T | 107166 | CU-BAR-500/T | 85 | cerere oferta | S | 32 | 0 | 1 | 10.44 | KG | 2400X30X40 | 4015081069293 |  | 279 | PDC | 1
107167 | CU-BAR-720/T | 107167 | CU-BAR-720/T | 85 | cerere oferta | S | 32 | 0 | 1 | 15.4 | KG | 2400X30X40 | 4015081069309 |  | 279 | PDC | 1
126042 | CWIZ-01/01 | 126042 | Rocker single, without LED, white | 91 | cerere oferta | N | 10 | 0 | 200 | 6.91 | G | 86X38X76 | 4015081236299 |  | 613 | PDC | 1
126054 | CWIZ-01/01-LED | 126054 | CWIZ-01/01-LED | 91 | cerere oferta | N | 10 | 0 | 200 | 7.16 | G | 86X38X76 | 4015081236411 |  | 613 | PDC | 1
126043 | CWIZ-01/02 | 126043 | CWIZ-01/02 | 91 | cerere oferta | N | 10 | 0 | 200 | 6.76 | G | 86X38X76 | 4015081236305 |  | 613 | PDC | 1
126055 | CWIZ-01/02-LED | 126055 | CWIZ-01/02-LED | 91 | cerere oferta | N | 10 | 0 | 200 | 6.86 | G | 86X38X76 | 4015081236428 |  | 613 | PDC | 1
126044 | CWIZ-01/03 | 126044 | CWIZ-01/03 | 91 | cerere oferta | N | 10 | 0 | 200 | 7.09 | G | 86X38X76 | 4015081236312 |  | 613 | PDC | 1
126056 | CWIZ-01/03-LED | 126056 | CWIZ-01/03-LED | 91 | cerere oferta | N | 10 | 0 | 200 | 7.19 | G | 86X38X76 | 4015081236435 |  | 613 | PDC | 1
126045 | CWIZ-01/04 | 126045 | CWIZ-01/04 | 91 | cerere oferta | N | 10 | 0 | 200 | 6.78 | G | 86X38X76 | 4015081236329 |  | 613 | PDC | 1
126057 | CWIZ-01/04-LED | 126057 | Rocker single, with LED, anthracite | 91 | cerere oferta | N | 20 | 0 | 200 | 6.77 | G | 86X38X76 | 4015081236442 |  | 613 | PDC | 1
147589 | CWIZ-01/11 | 147589 | CWIZ-01/11 | 91 | cerere oferta | N | 10 | 0 | 200 | 6.91 | G | 86X38X76 | 4015081440399 |  | 613 | PDC | 1
147601 | CWIZ-01/11-LED | 147601 | CWIZ-01/11-LED | 91 | cerere oferta | N | 10 | 0 | 200 | 7.16 | G | 86X38X76 | 4015081440610 |  | 613 | PDC | 1
147590 | CWIZ-01/12 | 147590 | CWIZ-01/12 | 91 | cerere oferta | N | 10 | 0 | 200 | 6.76 | G | 86X38X76 | 4015081440504 |  | 613 | PDC | 1
147602 | CWIZ-01/12-LED | 147602 | CWIZ-01/12-LED | 91 | cerere oferta | N | 10 | 0 | 200 | 6.86 | G | 86X38X76 | 4015081440627 |  | 613 | PDC | 1
147591 | CWIZ-01/13 | 147591 | CWIZ-01/13 | 91 | cerere oferta | N | 10 | 0 | 200 | 7.09 | G | 86X38X76 | 4015081440511 |  | 613 | PDC | 1
147603 | CWIZ-01/13-LED | 147603 | CWIZ-01/13-LED | 91 | cerere oferta | N | 10 | 0 | 200 | 7.19 | G | 86X38X76 | 4015081440634 |  | 613 | PDC | 1
147592 | CWIZ-01/14 | 147592 | CWIZ-01/14 | 91 | cerere oferta | N | 10 | 0 | 200 | 6.78 | G | 86X38X76 | 4015081440528 |  | 613 | PDC | 1
147604 | CWIZ-01/14-LED | 147604 | CWIZ-01/14-LED | 91 | cerere oferta | N | 10 | 0 | 200 | 6.77 | G | 86X38X76 | 4015081440641 |  | 613 | PDC | 1
147613 | CWIZ-01/21 | 147613 | CWIZ-01/21 | 91 | cerere oferta | N | 10 | 0 | 200 | 6.91 | G | 86X38X76 | 4015081440733 |  | 613 | PDC | 1
147625 | CWIZ-01/21-LED | 147625 | CWIZ-01/21-LED | 91 | cerere oferta | N | 10 | 0 | 200 | 7.16 | G | 86X38X76 | 4015081440856 |  | 613 | PDC | 1
147614 | CWIZ-01/22 | 147614 | CWIZ-01/22 | 91 | cerere oferta | N | 10 | 0 | 200 | 6.76 | G | 86X38X76 | 4015081440740 |  | 613 | PDC | 1
147626 | CWIZ-01/22-LED | 147626 | CWIZ-01/22-LED | 91 | cerere oferta | N | 10 | 0 | 200 | 6.86 | G | 86X38X76 | 4015081440863 |  | 613 | PDC | 1
147615 | CWIZ-01/23 | 147615 | CWIZ-01/23 | 91 | cerere oferta | N | 10 | 0 | 200 | 7.09 | G | 86X38X76 | 4015081440757 |  | 613 | PDC | 1
147627 | CWIZ-01/23-LED | 147627 | CWIZ-01/23-LED | 91 | cerere oferta | N | 10 | 0 | 200 | 7.19 | G | 86X38X76 | 4015081440870 |  | 613 | PDC | 1
147616 | CWIZ-01/24 | 147616 | CWIZ-01/24 | 91 | cerere oferta | N | 10 | 0 | 200 | 6.78 | G | 86X38X76 | 4015081440764 |  | 613 | PDC | 1
147628 | CWIZ-01/24-LED | 147628 | CWIZ-01/24-LED | 91 | cerere oferta | N | 10 | 0 | 200 | 6.77 | G | 86X38X76 | 4015081440887 |  | 613 | PDC | 1
172985 | CWIZ-01/31 | 172985 | CWIZ-01/31 | 91 | cerere oferta | N | 1 | 0 | 10 | 0.125 | KG | 0 001X0 001X0 001 | 4015081695768 |  | 611 | PDC | 1
172988 | CWIZ-01/32 | 172988 | CWIZ-01/32 | 91 | cerere oferta | N | 1 | 0 | 10 | 0.125 | KG | 0 001X0 001X0 001 | 4015081695799 |  | 611 | PDC | 1
172991 | CWIZ-01/33 | 172991 | Rocker single, glossy silver | 91 | cerere oferta | N | 1 | 0 | 10 | 0.125 | KG | 0 001X0 001X0 001 | 4015081695829 |  | 611 | PDC | 1
172994 | CWIZ-01/41 | 172994 | CWIZ-01/41 | 91 | cerere oferta | N | 1 | 0 | 10 | 0.125 | KG | 0 001X0 001X0 001 | 4015081695850 |  | 611 | PDC | 1
172997 | CWIZ-01/42 | 172997 | CWIZ-01/42 | 91 | cerere oferta | N | 1 | 0 | 10 | 0.125 | KG | 0 001X0 001X0 001 | 4015081695881 |  | 611 | PDC | 1
173000 | CWIZ-01/43 | 173000 | Rocker single, glossy silver, 1/0 | 91 | cerere oferta | N | 1 | 0 | 10 | 0.125 | KG | 0 001X0 001X0 001 | 4015081695911 |  | 611 | PDC | 1
173003 | CWIZ-01/51 | 173003 | CWIZ-01/51 | 91 | cerere oferta | N | 1 | 0 | 10 | 0.125 | KG | 0 001X0 001X0 001 | 4015081695942 |  | 611 | PDC | 1
173006 | CWIZ-01/52 | 173006 | CWIZ-01/52 | 91 | cerere oferta | N | 1 | 0 | 10 | 0.125 | KG | 0 001X0 001X0 001 | 4015081695973 |  | 611 | PDC | 1
173009 | CWIZ-01/53 | 173009 | Rocker single, glossy silver, Shutter | 91 | cerere oferta | N | 1 | 0 | 10 | 0.125 | KG | 0 001X0 001X0 001 | 4015081696000 |  | 611 | PDC | 1
126046 | CWIZ-02/01 | 126046 | Rocker double, without LED, white | 91 | cerere oferta | N | 10 | 0 | 200 | 7.2 | G | 86X38X76 | 4015081236336 |  | 613 | PDC | 1
126058 | CWIZ-02/01-LED | 126058 | CWIZ-02/01-LED | 91 | cerere oferta | N | 10 | 0 | 200 | 7.22 | G | 86X38X76 | 4015081236459 |  | 613 | PDC | 1
126047 | CWIZ-02/02 | 126047 | CWIZ-02/02 | 91 | cerere oferta | N | 10 | 0 | 200 | 6.95 | G | 86X38X76 | 4015081236343 |  | 613 | PDC | 1
126059 | CWIZ-02/02-LED | 126059 | CWIZ-02/02-LED | 91 | cerere oferta | N | 10 | 0 | 200 | 6.96 | G | 86X38X76 | 4015081236466 |  | 613 | PDC | 1
126048 | CWIZ-02/03 | 126048 | CWIZ-02/03 | 91 | cerere oferta | N | 10 | 0 | 200 | 7.31 | G | 86X38X76 | 4015081236350 |  | 613 | PDC | 1
126060 | CWIZ-02/03-LED | 126060 | CWIZ-02/03-LED | 91 | cerere oferta | N | 10 | 0 | 200 | 7.29 | G | 86X38X76 | 4015081236473 |  | 613 | PDC | 1
126049 | CWIZ-02/04 | 126049 | CWIZ-02/04 | 91 | cerere oferta | N | 10 | 0 | 200 | 6.92 | G | 86X38X76 | 4015081236367 |  | 613 | PDC | 1
126061 | CWIZ-02/04-LED | 126061 | Rocker double, with LED, anthracite | 91 | cerere oferta | N | 10 | 0 | 200 | 6.9 | G | 86X38X76 | 4015081236480 |  | 613 | PDC | 1
147593 | CWIZ-02/11 | 147593 | CWIZ-02/11 | 91 | cerere oferta | N | 10 | 0 | 200 | 7.2 | G | 86X38X76 | 4015081440535 |  | 613 | PDC | 1
147605 | CWIZ-02/11-LED | 147605 | CWIZ-02/11-LED | 91 | cerere oferta | N | 10 | 0 | 200 | 7.22 | G | 86X38X76 | 4015081440658 |  | 613 | PDC | 1
147594 | CWIZ-02/12 | 147594 | CWIZ-02/12 | 91 | cerere oferta | N | 10 | 0 | 200 | 6.95 | G | 86X38X76 | 4015081440542 |  | 613 | PDC | 1
147606 | CWIZ-02/12-LED | 147606 | CWIZ-02/12-LED | 91 | cerere oferta | N | 10 | 0 | 200 | 6.96 | G | 86X38X76 | 4015081440665 |  | 613 | PDC | 1
147595 | CWIZ-02/13 | 147595 | CWIZ-02/13 | 91 | cerere oferta | N | 10 | 0 | 200 | 7.31 | G | 86X38X76 | 4015081440559 |  | 613 | PDC | 1
147607 | CWIZ-02/13-LED | 147607 | CWIZ-02/13-LED | 91 | cerere oferta | N | 10 | 0 | 200 | 7.29 | G | 86X38X76 | 4015081440672 |  | 613 | PDC | 1
147596 | CWIZ-02/14 | 147596 | CWIZ-02/14 | 91 | cerere oferta | N | 10 | 0 | 200 | 6.92 | G | 86X38X76 | 4015081440566 |  | 613 | PDC | 1
147608 | CWIZ-02/14-LED | 147608 | CWIZ-02/14-LED | 91 | cerere oferta | N | 10 | 0 | 200 | 6.9 | G | 86X38X76 | 4015081440689 |  | 613 | PDC | 1
147617 | CWIZ-02/21 | 147617 | CWIZ-02/21 | 91 | cerere oferta | N | 10 | 0 | 200 | 7.2 | G | 86X38X76 | 4015081440771 |  | 613 | PDC | 1
147629 | CWIZ-02/21-LED | 147629 | CWIZ-02/21-LED | 91 | cerere oferta | N | 10 | 0 | 200 | 7.22 | G | 86X38X76 | 4015081440894 |  | 613 | PDC | 1
147618 | CWIZ-02/22 | 147618 | CWIZ-02/22 | 91 | cerere oferta | N | 10 | 0 | 200 | 6.95 | G | 86X38X76 | 4015081440788 |  | 613 | PDC | 1
147630 | CWIZ-02/22-LED | 147630 | CWIZ-02/22-LED | 91 | cerere oferta | N | 10 | 0 | 200 | 6.56 | G | 86X38X76 | 4015081440900 |  | 613 | PDC | 1
147619 | CWIZ-02/23 | 147619 | CWIZ-02/23 | 91 | cerere oferta | N | 10 | 0 | 200 | 7.31 | G | 86X38X76 | 4015081440795 |  | 613 | PDC | 1
147631 | CWIZ-02/23-LED | 147631 | CWIZ-02/23-LED | 91 | cerere oferta | N | 10 | 0 | 200 | 7.22 | G | 86X38X76 | 4015081440917 |  | 613 | PDC | 1
147620 | CWIZ-02/24 | 147620 | CWIZ-02/24 | 91 | cerere oferta | N | 10 | 0 | 200 | 6.92 | G | 86X38X76 | 4015081440801 |  | 613 | PDC | 1
147632 | CWIZ-02/24-LED | 147632 | CWIZ-02/24-LED | 91 | cerere oferta | N | 10 | 0 | 200 | 6.9 | G | 86X38X76 | 4015081440924 |  | 613 | PDC | 1
172986 | CWIZ-02/31 | 172986 | CWIZ-02/31 | 91 | cerere oferta | N | 1 | 0 | 10 | 0.125 | KG | 0 001X0 001X0 001 | 4015081695775 |  | 611 | PDC | 1
172989 | CWIZ-02/32 | 172989 | CWIZ-02/32 | 91 | cerere oferta | N | 1 | 0 | 10 | 0.125 | KG | 0 001X0 001X0 001 | 4015081695805 |  | 611 | PDC | 1
172992 | CWIZ-02/33 | 172992 | Rocker double, glossy silver | 91 | cerere oferta | N | 1 | 0 | 10 | 0.125 | KG | 0 001X0 001X0 001 | 4015081695836 |  | 611 | PDC | 1
172995 | CWIZ-02/41 | 172995 | CWIZ-02/41 | 91 | cerere oferta | N | 1 | 0 | 10 | 0.125 | KG | 0 001X0 001X0 001 | 4015081695867 |  | 611 | PDC | 1
172998 | CWIZ-02/42 | 172998 | CWIZ-02/42 | 91 | cerere oferta | N | 1 | 0 | 10 | 0.125 | KG | 0 001X0 001X0 001 | 4015081695898 |  | 611 | PDC | 1
173001 | CWIZ-02/43 | 173001 | Rocker double, glossy silver, 1/0 | 91 | cerere oferta | N | 1 | 0 | 10 | 0.125 | KG | 0 001X0 001X0 001 | 4015081695928 |  | 611 | PDC | 1
173004 | CWIZ-02/51 | 173004 | CWIZ-02/51 | 91 | cerere oferta | N | 1 | 0 | 10 | 0.125 | KG | 0 001X0 001X0 001 | 4015081695959 |  | 611 | PDC | 1
173007 | CWIZ-02/52 | 173007 | CWIZ-02/52 | 91 | cerere oferta | N | 1 | 0 | 10 | 0.125 | KG | 0 001X0 001X0 001 | 4015081695980 |  | 611 | PDC | 1
173010 | CWIZ-02/53 | 173010 | Rocker double, glossy silver, Shutter | 91 | cerere oferta | N | 1 | 0 | 10 | 0.125 | KG | 0 001X0 001X0 001 | 4015081696017 |  | 611 | PDC | 1
126050 | CWIZ-04/01 | 126050 | Rocker quadruple, without LED, white | 91 | cerere oferta | N | 10 | 0 | 200 | 7.13 | G | 86X38X76 | 4015081236374 |  | 613 | PDC | 1
126062 | CWIZ-04/01-LED | 126062 | CWIZ-04/01-LED | 91 | cerere oferta | N | 10 | 0 | 200 | 7.05 | G | 86X38X76 | 4015081236497 |  | 613 | PDC | 1
126051 | CWIZ-04/02 | 126051 | CWIZ-04/02 | 91 | cerere oferta | N | 10 | 0 | 200 | 6.9 | G | 86X38X76 | 4015081236381 |  | 613 | PDC | 1
126063 | CWIZ-04/02-LED | 126063 | CWIZ-04/02-LED | 91 | cerere oferta | N | 10 | 0 | 200 | 6.84 | G | 86X38X76 | 4015081236503 |  | 613 | PDC | 1
126052 | CWIZ-04/03 | 126052 | CWIZ-04/03 | 91 | cerere oferta | N | 10 | 0 | 200 | 7.25 | G | 86X38X76 | 4015081236398 |  | 613 | PDC | 1
126064 | CWIZ-04/03-LED | 126064 | CWIZ-04/03-LED | 91 | cerere oferta | N | 10 | 0 | 200 | 7.17 | G | 86X38X76 | 4015081236510 |  | 613 | PDC | 1
126053 | CWIZ-04/04 | 126053 | CWIZ-04/04 | 91 | cerere oferta | N | 10 | 0 | 200 | 6.83 | G | 86X38X76 | 4015081236404 |  | 613 | PDC | 1
126065 | CWIZ-04/04-LED | 126065 | CWIZ-04/04-LED | 91 | cerere oferta | N | 10 | 0 | 200 | 6.82 | G | 86X38X76 | 4015081236527 |  | 613 | PDC | 1
147597 | CWIZ-04/11 | 147597 | CWIZ-04/11 | 91 | cerere oferta | N | 10 | 0 | 200 | 7.13 | G | 86X38X76 | 4015081440573 |  | 613 | PDC | 1
147609 | CWIZ-04/11-LED | 147609 | CWIZ-04/11-LED | 91 | cerere oferta | N | 10 | 0 | 200 | 7.05 | G | 86X38X76 | 4015081440696 |  | 613 | PDC | 1
147598 | CWIZ-04/12 | 147598 | CWIZ-04/12 | 91 | cerere oferta | N | 10 | 0 | 200 | 6.9 | G | 86X38X76 | 4015081440580 |  | 613 | PDC | 1
147610 | CWIZ-04/12-LED | 147610 | CWIZ-04/12-LED | 91 | cerere oferta | N | 10 | 0 | 200 | 6.84 | G | 86X38X76 | 4015081440702 |  | 613 | PDC | 1
147599 | CWIZ-04/13 | 147599 | CWIZ-04/13 | 91 | cerere oferta | N | 10 | 0 | 200 | 7.25 | G | 86X38X76 | 4015081440597 |  | 613 | PDC | 1
147611 | CWIZ-04/13-LED | 147611 | CWIZ-04/13-LED | 91 | cerere oferta | N | 10 | 0 | 200 | 7.17 | G | 86X38X76 | 4015081440719 |  | 613 | PDC | 1
147600 | CWIZ-04/14 | 147600 | Rocker quad, without LED, anth, 1/0 | 91 | cerere oferta | N | 10 | 0 | 200 | 6.83 | G | 86X38X76 | 4015081440603 |  | 613 | PDC | 1
147612 | CWIZ-04/14-LED | 147612 | CWIZ-04/14-LED | 91 | cerere oferta | N | 10 | 0 | 200 | 6.82 | G | 86X38X76 | 4015081440726 |  | 613 | PDC | 1
147621 | CWIZ-04/21 | 147621 | CWIZ-04/21 | 91 | cerere oferta | N | 10 | 0 | 200 | 7.13 | G | 86X38X76 | 4015081440818 |  | 613 | PDC | 1
147633 | CWIZ-04/21-LED | 147633 | CWIZ-04/21-LED | 91 | cerere oferta | N | 10 | 0 | 200 | 7.05 | G | 86X38X76 | 4015081440931 |  | 613 | PDC | 1
147622 | CWIZ-04/22 | 147622 | CWIZ-04/22 | 91 | cerere oferta | N | 10 | 0 | 200 | 6.9 | G | 86X38X76 | 4015081440825 |  | 613 | PDC | 1
147634 | CWIZ-04/22-LED | 147634 | CWIZ-04/22-LED | 91 | cerere oferta | N | 10 | 0 | 200 | 6.84 | G | 86X38X76 | 4015081440948 |  | 613 | PDC | 1
147623 | CWIZ-04/23 | 147623 | CWIZ-04/23 | 91 | cerere oferta | N | 10 | 0 | 200 | 7.25 | G | 86X38X76 | 4015081440832 |  | 613 | PDC | 1
147635 | CWIZ-04/23-LED | 147635 | CWIZ-04/23-LED | 91 | cerere oferta | N | 10 | 0 | 200 | 7.317 | G | 86X38X76 | 4015081440955 |  | 613 | PDC | 1
147624 | CWIZ-04/24 | 147624 | CWIZ-04/24 | 91 | cerere oferta | N | 10 | 0 | 200 | 6.83 | G | 86X38X76 | 4015081440849 |  | 613 | PDC | 1
147636 | CWIZ-04/24-LED | 147636 | CWIZ-04/24-LED | 91 | cerere oferta | N | 10 | 0 | 200 | 6.82 | G | 86X38X76 | 4015081440962 |  | 613 | PDC | 1
172987 | CWIZ-04/31 | 172987 | CWIZ-04/31 | 91 | cerere oferta | N | 1 | 0 | 10 | 0.125 | KG | 0 001X0 001X0 001 | 4015081695782 |  | 611 | PDC | 1
172990 | CWIZ-04/32 | 172990 | CWIZ-04/32 | 91 | cerere oferta | N | 1 | 0 | 10 | 0.125 | KG | 0 001X0 001X0 001 | 4015081695812 |  | 611 | PDC | 1
172993 | CWIZ-04/33 | 172993 | Rocker quadruple, glossy silver | 91 | cerere oferta | N | 1 | 0 | 10 | 0.125 | KG | 0 001X0 001X0 001 | 4015081695843 |  | 611 | PDC | 1
172996 | CWIZ-04/41 | 172996 | CWIZ-04/41 | 91 | cerere oferta | N | 1 | 0 | 10 | 0.125 | KG | 0 001X0 001X0 001 | 4015081695874 |  | 611 | PDC | 1
172999 | CWIZ-04/42 | 172999 | CWIZ-04/42 | 91 | cerere oferta | N | 1 | 0 | 10 | 0.125 | KG | 0 001X0 001X0 001 | 4015081695904 |  | 611 | PDC | 1
173002 | CWIZ-04/43 | 173002 | Rocker quadruple, glossy silver, 1/0 | 91 | cerere oferta | N | 1 | 0 | 10 | 0.125 | KG | 0 001X0 001X0 001 | 4015081695935 |  | 611 | PDC | 1
173005 | CWIZ-04/51 | 173005 | CWIZ-04/51 | 91 | cerere oferta | N | 1 | 0 | 10 | 0.125 | KG | 0 001X0 001X0 001 | 4015081695966 |  | 611 | PDC | 1
173008 | CWIZ-04/52 | 173008 | CWIZ-04/52 | 91 | cerere oferta | N | 1 | 0 | 10 | 0.125 | KG | 0 001X0 001X0 001 | 4015081695997 |  | 611 | PDC | 1
173011 | CWIZ-04/53 | 173011 | Rocker quadruple, glossy silver, Shutter | 91 | cerere oferta | N | 1 | 0 | 10 | 0.125 | KG | 0 001X0 001X0 001 | 4015081696024 |  | 611 | PDC | 1
516200FULL-5017 | CX SPARE GLASS PK10 STD SMALL ARROW | 516200FULL-5017 | CX Spare Glass | 732 | cerere oferta | N | 1 | 0 | 1 | 0.1 | KG | NA | NA |  | CX Sundries, CX Sundries | Fulleon | 1
516200FULL-5017E | CX SPARE GLASS PK10 XPRS | 516200FULL-5017E | CX Sundries Spare Glass (pack of 10) | 732 | cerere oferta | N | 1 | 0 | 1 | 0.1 | KG | NA | NA |  | CX Sundries, CX Sundries | Fulleon | 1
4990007FUL-0021 | CX/BBT4/R PACK OF 10 RED BB | 4990007FUL-0021 | CX Sundries | 732 | cerere oferta | N | 1 | 0 | 1 | 0.1 | KG | NA | NA |  | Call Points, CX Sundries | Fulleon | 1
4910110FUL-0035 | CX/G/Y/BB | 4910110FUL-0035 | CX Call Point, Yellow Base, Back Box, Glass | 732 | cerere oferta | N | 1 | 0 | 1 | 0.1 | KG | NA | NA |  | CX Call Point, CX Yellow | Fulleon | 1
4990010FUL-0045 | CX/P/KIT 10 R/ELEMENT HM CX RESETTABLE | 4990010FUL-0045 | Resettable Element Conversion Kit (pack of 10) | 732 | cerere oferta | N | 1 | 0 | 1 | 0.1 | KG | NA | NA |  | CX Sundries, CX Sundries | Fulleon | 1
4990078FULL-0437 | CX/P/KIT SPARE ELEMENT X10 ARROW DOT FRE | 4990078FULL-0437 | CX Sundries - CX Kit (pack of 10) | 732 | cerere oferta | N | 1 | 0 | 1 | 0.1 | KG | NA | NA |  | CX Sundries, CX Sundries | Fulleon | 1
4990009FUL-0040 | CX/UK PK OF 10 TEST KEYS | 4990009FUL-0040 | CX Sundries | 732 | cerere oferta | N | 1 | 0 | 1 | 0.1 | KG | NA | NA |  | Call Points, CX Sundries | Fulleon | 1
4990009FUL-0040E | CX/UK PK OF 10 TEST KEYS XPRS | 4990009FUL-0040E | CX Sundries | 732 | cerere oferta | N | 1 | 0 | 1 | 0.1 | KG | NA | NA |  | CX Sundries, Test Keys | Fulleon | 1
4990005FUL-0015 | CXBZ/O/R PACK OF 10 RED BEZEL OPEN | 4990005FUL-0015 | CX Boxes & Bezels - CXBZ (pack of 10) | 732 | cerere oferta | N | 1 | 0 | 1 | 0.1 | KG | NA | NA |  | CX Boxes & Bezels, CX Sundries | Fulleon | 1
4942110FUL-0036 | CXK/2/Y/BB | 4942110FUL-0036 | Keyswitch 2-Way (including back box) | 732 | cerere oferta | N | 1 | 0 | 1 | 0.1 | KG | NA | NA |  | CX Call Point, CXK Yellow | Fulleon | 1
4920016MED-0476X | CXL/G/P/R/BB/470 + 680 MARINE | 4920016MED-0476X | CXL Call Point, Glass Plastic, Red, Back Box, 470/680R | 732 | cerere oferta | N | 1 | 0 | 1 | 0.1 | KG | NA | NA |  | CX Call Point, CXL Red | Fulleon | 1
4990047MED-0477X | CXL/G/P/R/BB/470 + 680/WP MARINE | 4990047MED-0477X | CXL Call Point, Glass Plastic, Red, Back Box, 470/680R, Weatherproof | 732 | cerere oferta | N | 1 | 0 | 1 | 0.1 | KG | NA | NA |  | CX Call Point, CXL Red Marine | Fulleon | 1
4920016FULL-0018XE | CXL/GP/470R+680R+LED/BB LPCB/CPD XPRS | 4920016FULL-0018XE | Conventional 470R/680R with LED and back box. Includes both glass and plastic resettable elements | 732 | cerere oferta | N | 1 | 0 | 1 | 0.1 | KG | NA | NA |  | CX Call Point, CXL Red | Fulleon | 1
4920016FULL-0018XC | CXL/GP/470R+680R+LED/BB UNIVERS LPCB/CPD | 4920016FULL-0018XC | Conventional 470R/680R with LED and back box. Includes both glass and plastic resettable elements | 732 | cerere oferta | N | 1 | 0 | 1 | 0.1 | KG | NA | NA |  | Call Points, CXL | Fulleon | 1
4990047FULL-0420X | CXL/GP/R/470R+680R+LED/WP | 4990047FULL-0420X | CX WP Call Point, Weather Proof, Red Base, CXL, Glass Plastic, 470/680R with LED | 732 | cerere oferta | N | 1 | 0 | 1 | 0.1 | KG | NA | NA |  | Call Points, CXL | Fulleon | 1
4990047FULL-0420XE | CXL/GP/R/470R+680R+LED/WP XPRS | 4990047FULL-0420XE | CX WP Call Point, Weather Proof, Red Base, CXL, Glass Plastic, 470/680R with LED | 732 | cerere oferta | N | 1 | 0 | 1 | 0.1 | KG | NA | NA |  | CX WP Call Point, CXL | Fulleon | 1
4914110FUL-0370 | CXL/GP/Y/BB UNIVERSAL GLASS+PLASTIC | 4914110FUL-0370 | Yellow conventional 470R/680R with LED and back box. Includes both glass and plastic resettable elements. Top label "Gas Release" | 732 | cerere oferta | N | 1 | 0 | 1 | 0.1 | KG | NA | NA |  | CX Call Point, CXL Yellow | Fulleon | 1
4930210FUL-0046C | CXM/CO/G/G/BB | 4930210FUL-0046C | CX Call Point, Green Base, Back Box, CXM Glass | 732 | cerere oferta | N | 1 | 0 | 1 | 0.1 | KG | NA | NA |  | CX Call Point, CXM Green | Fulleon | 1
4990073FULL-0122X | CXM/CO/G/R/WP | 4990073FULL-0122X | For Older Systems - Conventional Red, Change over contacts up to 230Vac. WP back box included & Glass element | 732 | cerere oferta | N | 1 | 0 | 1 | 0.1 | KG | NA | NA |  | Call Points, CXM Water Proof Red | Fulleon | 1
4930110FUL-0049 | CXM/CO/G/Y/BB STD YELLOW CALLPOINT BB | 4930110FUL-0049 | CXM Call Point Yellow | 732 | cerere oferta | N | 1 | 0 | 1 | 0.1 | KG | NA | NA |  | CX Call Point, CXM Yellow | Fulleon | 1
4930010FUL-0048XC | CXM/CO/GP/R/BB | 4930010FUL-0048XC | For Older Systems - Conventional Red, Change over contacts up to 230Vac. Back box included (Glass element provided) | 732 | cerere oferta | N | 1 | 0 | 1 | 0.1 | KG | NA | NA |  | CX Call Point, CXM Red | Fulleon | 1
4990073MED-0478X | CXM/CO/GP/R/WP MARINE | 4990073MED-0478X | CXM Call Point, Glass Plastic, Red, Weatherproof | 732 | cerere oferta | N | 1 | 0 | 1 | 0.1 | KG | NA | NA |  | CX Call Point, CXM Red Marine | Fulleon | 1
4920018FULL-0186C | CXM/CO/GP/W/BB | 4920018FULL-0186C | White, conventional SPCO contacts(No LED) and back box. Glass & plastic element. Top label "EMERGENCY" | 732 | cerere oferta | N | 1 | 0 | 1 | 0.1 | KG | NA | NA |  | CX Call Point, CXM White | Fulleon | 1
4990001FUL-0022 | CXPC PACK OF 10 IN A BOX | 4990001FUL-0022 | Polycarbonate Cover (Box of 10) | 732 | cerere oferta | N | 1 | 0 | 1 | 0.1 | KG | NA | NA |  | Call Points, CX Sundries | Fulleon | 1
4990003FUL-0013 | CXS/O/R PACK OF 10 | 4990003FUL-0013 | CX Boxes & Bezels - CXS (pack of 10) | 732 | cerere oferta | N | 1 | 0 | 1 | 0.1 | KG | NA | NA |  | CX Boxes & Bezels, CX Sundries | Fulleon | 1
C10M6I | CYL AM 10,3X38 6A/IND. | C10M6I | CYL AM 10,3X38 6A/IND. | 82 | cerere oferta | N | 10 | 0 | 1 | 0.008 | KG | 0 001X0 001X0 001 | 5027590122320 |  | 951 | BUSSMAN | 1
C14M16I | CYL AM 14,3X51 16A/IND. | C14M16I | CYL AM 14,3X51 16A/IND. | 82 | cerere oferta | N | 10 | 0 | 1 | 0.02 | KG | 0 001X0 001X0 001 | 5027590122788 |  | 951 | BUSSMAN | 1
C14M16S | CYL AM 14,3X51 16A/STR | C14M16S | CYL AM 14,3X51 16A/STR | 82 | cerere oferta | N | 10 | 0 | 1 | 0.02 | KG | 0 001X0 001X0 001 | 5027590122795 |  | 951 | BUSSMAN | 1
C14M25I | CYL AM 14,3X51 25A/IND. | C14M25I | CYL AM 14,3X51 25A/IND. | 82 | cerere oferta | N | 10 | 0 | 1 | 0.001 | KG | 0 001X0 001X0 001 | 5027590122849 |  | 951 | BUSSMAN | 1
C14M25S | CYL AM 14,3X51 25A/STR | C14M25S | CYL AM 14,3X51 25A/STR | 82 | cerere oferta | N | 10 | 0 | 1 | 0.02 | KG | 0 001X0 001X0 001 | 5027590122856 |  | 951 | BUSSMAN | 1
C14M32I | CYL AM 14,3X51 32A/IND. | C14M32I | CYL AM 14,3X51 32A/IND. | 82 | cerere oferta | N | 10 | 0 | 1 | 0.02 | KG | 0 001X0 001X0 001 | 5027590122887 |  | 951 | BUSSMAN | 1
C10G6I | CYL GG 10,3X38 6A/IND. | C10G6I | CYL GG 10,3X38 6A/IND. | 82 | cerere oferta | N | 10 | 0 | 1 | 0.007 | KG | 0 001X0 001X0 001 | 5027590122191 |  | 951 | BUSSMAN | 1
C14G25I | CYL GG 14,3X51 25A/IND. | C14G25I | CYL GG 14,3X51 25A/IND. | 82 | cerere oferta | N | 10 | 0 | 1 | 0.001 | KG | 0 001X0 001X0 001 | 5027590122542 |  | 951 | BUSSMAN | 1
C14G50I | CYL GG 14,3X51 50A/IND. | C14G50I | CYL GG 14,3X51 50A/IND. | 82 | cerere oferta | N | 10 | 0 | 1 | 0.001 | KG | 0 001X0 001X0 001 | 5027590122658 |  | 951 | BUSSMAN | 1
C10G0-5 | CYLINDRICAL FUSE 10 x 38 0-5A GG 500V AC | C10G0-5 | CYLINDRICAL FUSE 10 x 38 0-5A GG 500V AC | 82 | cerere oferta | N | 10 | 0 | 1 | 0.008 | KG | 0 001X0 001X0 001 | 5027590167390 |  | 951 | BUSSMAN | 1
C10G10 | CYLINDRICAL FUSE 10 x 38 10A GG 500V AC | C10G10 | Fuse-link 10A 500Vac 10x38mm gG | 82 | cerere oferta | N | 10 | 0 | 1 | 0.008 | KG | 0 001X0 001X0 001 | 5027590058704 |  | 951 | BUSSMAN | 10
C10G12 | CYLINDRICAL FUSE 10 x 38 12A GG 500V AC | C10G12 | CYLINDRICAL FUSE 10 x 38 12A GG 500V AC | 82 | cerere oferta | N | 10 | 0 | 1 | 0.008 | KG | 0 001X0 001X0 001 | 5027590058711 |  | 951 | BUSSMAN | 1
C10M16 | CYLINDRICAL FUSE 10 x 38 16A AM 500V AC | C10M16 | CYLINDRICAL FUSE 10 x 38 16A AM 500V AC | 82 | cerere oferta | N | 10 | 0 | 1 | 0.008 | KG | 0 001X0 001X0 001 | 5027590058841 |  | 951 | BUSSMAN | 1
C10G16 | CYLINDRICAL FUSE 10 x 38 16A GG 500V AC | C10G16 | Fuse-link 16A 500Vac 10x38mm gG | 82 | cerere oferta | N | 10 | 0 | 1 | 0.008 | KG | 0 001X0 001X0 001 | 5027590058728 |  | 951 | BUSSMAN | 10
C10M1 | CYLINDRICAL FUSE 10 x 38 1A AM 500V AC | C10M1 | CYLINDRICAL FUSE 10 x 38 1A AM 500V AC | 82 | cerere oferta | N | 10 | 0 | 1 | 0.008 | KG | 0 001X0 001X0 001 | 5027590058810 |  | 951 | BUSSMAN | 1
C10G1 | CYLINDRICAL FUSE 10 x 38 1A GG 500V AC | C10G1 | Fuse-link 1A 500Vac 10x38mm gG | 82 | cerere oferta | N | 10 | 0 | 1 | 0.008 | KG | 0 001X0 001X0 001 | 5027590058698 |  | 951 | BUSSMAN | 10
C10M20 | CYLINDRICAL FUSE 10 x 38 20A AM 400V AC | C10M20 | CYLINDRICAL FUSE 10 x 38 20A AM 400V AC | 82 | cerere oferta | N | 10 | 0 | 1 | 0.008 | KG | 0 001X0 001X0 001 | 5027590058865 |  | 951 | BUSSMAN | 10
C10G20 | CYLINDRICAL FUSE 10 x 38 20A GG 500V AC | C10G20 | Fuse-link 20A 500Vac 10x38mm gG | 82 | cerere oferta | N | 10 | 0 | 1 | 0.008 | KG | 0 001X0 001X0 001 | 5027590058742 |  | 951 | BUSSMAN | 10
C10G25 | CYLINDRICAL FUSE 10 x 38 25A GG 500V AC | C10G25 | Fuse-link 25A 500Vac 10x38mm gG | 82 | cerere oferta | N | 10 | 0 | 1 | 0.008 | KG | 0 001X0 001X0 001 | 5027590058759 |  | 951 | BUSSMAN | 10
C10G2 | CYLINDRICAL FUSE 10 x 38 2A GG 500V AC | C10G2 | Fuse-link 2A 500Vac 10x38mm gG | 82 | cerere oferta | N | 10 | 0 | 1 | 0.008 | KG | 0 001X0 001X0 001 | 51712754224 |  | 951 | BUSSMAN | 10
C10G32 | CYLINDRICAL FUSE 10 x 38 32A GG 400V AC | C10G32 | Fuse-link 32A 400Vac 10x38mm gG | 82 | cerere oferta | N | 10 | 0 | 1 | 0.008 | KG | 0 001X0 001X0 001 | 5027590058766 |  | 951 | BUSSMAN | 10
C10G4 | CYLINDRICAL FUSE 10 x 38 4A GG 500V AC | C10G4 | Fuse-link 4A 500Vac 10x38mm gG | 82 | cerere oferta | N | 10 | 0 | 1 | 0.008 | KG | 0 001X0 001X0 001 | 5027590058773 |  | 951 | BUSSMAN | 10
C10M6 | CYLINDRICAL FUSE 10 x 38 6A AM 500V AC | C10M6 | CYLINDRICAL FUSE 10 x 38 6A AM 500V AC | 82 | cerere oferta | N | 10 | 0 | 1 | 0.008 | KG | 0 001X0 001X0 001 | 5027590058902 |  | 951 | BUSSMAN | 1
C10G6 | CYLINDRICAL FUSE 10 x 38 6A GG 500V AC | C10G6 | Fuse-link 6A 500Vac 10x38mm gG | 82 | cerere oferta | N | 10 | 0 | 1 | 0.008 | KG | 0 001X0 001X0 001 | 5027590058780 |  | 951 | BUSSMAN | 10
C10G8 | CYLINDRICAL FUSE 10 x 38 8A GG 500V AC | C10G8 | CYLINDRICAL FUSE 10 x 38 8A GG 500V AC | 82 | cerere oferta | N | 10 | 0 | 1 | 0.008 | KG | 0 001X0 001X0 001 | 5027590058797 |  | 951 | BUSSMAN | 10
C14M10 | CYLINDRICAL FUSE 14 x 51 10A AM 500V AC | C14M10 | CYLINDRICAL FUSE 14 x 51 10A AM 500V AC | 82 | cerere oferta | N | 10 | 0 | 1 | 0.02 | KG | 0 001X0 001X0 001 | 5027590059046 |  | 951 | BUSSMAN | 10
C14G10 | CYLINDRICAL FUSE 14 x 51 10A GG 690V AC | C14G10 | CYLINDRICAL FUSE 14 x 51 10A GG 690V AC | 82 | cerere oferta | N | 10 | 0 | 1 | 0.02 | KG | 0 001X0 001X0 001 | 5027590058926 |  | 951 | BUSSMAN | 10
C14G12 | CYLINDRICAL FUSE 14 x 51 12A GG 690V AC | C14G12 | Fuse-link 12A 690Vac 14x51mm gG | 82 | cerere oferta | N | 10 | 0 | 1 | 0.02 | KG | 0 001X0 001X0 001 | 5027590058933 |  | 951 | BUSSMAN | 10
C14M16 | CYLINDRICAL FUSE 14 x 51 16A AM 500V AC | C14M16 | CYLINDRICAL FUSE 14 x 51 16A AM 500V AC | 82 | cerere oferta | N | 10 | 0 | 1 | 0.02 | KG | 0 001X0 001X0 001 | 5027590059060 |  | 951 | BUSSMAN | 10
C14G16 | CYLINDRICAL FUSE 14 x 51 16A GG 690V AC | C14G16 | Fuse-link 16A 690Vac 14x51mm gG | 82 | cerere oferta | N | 10 | 0 | 1 | 0.02 | KG | 0 001X0 001X0 001 | 5027590058940 |  | 951 | BUSSMAN | 10
C14G20 | CYLINDRICAL FUSE 14 x 51 20A GG 690V AC | C14G20 | Fuse-link 20A 690Vac 14x51mm gG | 82 | cerere oferta | N | 10 | 0 | 1 | 0.02 | KG | 0 001X0 001X0 001 | 5027590058964 |  | 951 | BUSSMAN | 10
C14M25 | CYLINDRICAL FUSE 14 x 51 25A AM 500V AC | C14M25 | CYLINDRICAL FUSE 14 x 51 25A AM 500V AC | 82 | cerere oferta | N | 10 | 0 | 1 | 0.02 | KG | 0 001X0 001X0 001 | 5027590059091 |  | 951 | BUSSMAN | 10
C14G25 | CYLINDRICAL FUSE 14 x 51 25A GG 690V AC | C14G25 | Fuse-link 25A 690Vac 14x51mm gG | 82 | cerere oferta | N | 10 | 0 | 1 | 0.02 | KG | 0 001X0 001X0 001 | 5027590058971 |  | 951 | BUSSMAN | 10
C14G2 | CYLINDRICAL FUSE 14 x 51 2A GG 690V AC | C14G2 | Fuse-link 2A 690Vac 14x51mm gG | 82 | cerere oferta | N | 10 | 0 | 1 | 0.02 | KG | 0 001X0 001X0 001 | 5027590058957 |  | 951 | BUSSMAN | 10
C14M32 | CYLINDRICAL FUSE 14 x 51 32A AM 500V AC | C14M32 | CYLINDRICAL FUSE 14 x 51 32A AM 500V AC | 82 | cerere oferta | N | 10 | 0 | 1 | 0.02 | KG | 0 001X0 001X0 001 | 5027590059107 |  | 951 | BUSSMAN | 10
C14G32 | CYLINDRICAL FUSE 14 x 51 32A GG 500V AC | C14G32 | Fuse-link 32A 500Vac 14x51mm gG | 82 | cerere oferta | N | 10 | 0 | 1 | 0.02 | KG | 0 001X0 001X0 001 | 5027590058988 |  | 951 | BUSSMAN | 10
C14M40 | CYLINDRICAL FUSE 14 x 51 40A AM 500V AC | C14M40 | CYLINDRICAL FUSE 14 x 51 40A AM 500V AC | 82 | cerere oferta | N | 10 | 0 | 1 | 0.02 | KG | 0 001X0 001X0 001 | 5027590059121 |  | 951 | BUSSMAN | 10
C14G40 | CYLINDRICAL FUSE 14 x 51 40A GG 500V AC | C14G40 | Fuse-link 40A 500Vac 14x51mm gG | 82 | cerere oferta | N | 10 | 0 | 1 | 0.02 | KG | 0 001X0 001X0 001 | 5027590059008 |  | 951 | BUSSMAN | 10
C14M4 | CYLINDRICAL FUSE 14 x 51 4A AM 500V AC | C14M4 | CYLINDRICAL FUSE 14 x 51 4A AM 500V AC | 82 | cerere oferta | N | 10 | 0 | 1 | 0.022 | KG | 0 001X0 001X0 001 | 5027590059114 |  | 951 | BUSSMAN | 1
C14G4 | CYLINDRICAL FUSE 14 x 51 4A GG 690V AC | C14G4 | Fuse-link 4A 690Vac 14x51mm gG | 82 | cerere oferta | N | 10 | 0 | 1 | 0.021 | KG | 0 001X0 001X0 001 | 5027590058995 |  | 951 | BUSSMAN | 1
C14M50 | CYLINDRICAL FUSE 14 x 51 50A AM 400V AC | C14M50 | CYLINDRICAL FUSE 14 x 51 50A AM 400V AC | 82 | cerere oferta | N | 10 | 0 | 1 | 0.021 | KG | 0 001X0 001X0 001 | 5027590059138 |  | 951 | BUSSMAN | 10
C14G50 | CYLINDRICAL FUSE 14 x 51 50A GG 400V AC | C14G50 | Fuse-link 50A 400Vac 14x51mm gG | 82 | cerere oferta | N | 10 | 0 | 1 | 0.021 | KG | 0 001X0 001X0 001 | 5027590059015 |  | 951 | BUSSMAN | 10
C14M6 | CYLINDRICAL FUSE 14 x 51 6A AM 500V AC | C14M6 | CYLINDRICAL FUSE 14 x 51 6A AM 500V AC | 82 | cerere oferta | N | 10 | 0 | 1 | 0.019 | KG | 0 001X0 001X0 001 | 5027590059145 |  | 951 | BUSSMAN | 1
C14G6 | CYLINDRICAL FUSE 14 x 51 6A GG 690V AC | C14G6 | Fuse-link 6A 690Vac 14x51mm gG | 82 | cerere oferta | N | 10 | 0 | 1 | 0.02 | KG | 0 001X0 001X0 001 | 5027590059022 |  | 951 | BUSSMAN | 10
C14M8 | CYLINDRICAL FUSE 14 x 51 8A AM 500V AC | C14M8 | CYLINDRICAL FUSE 14 x 51 8A AM 500V AC | 82 | cerere oferta | N | 10 | 0 | 1 | 0.02 | KG | 0 001X0 001X0 001 | 5027590059152 |  | 951 | BUSSMAN | 1
C22G100 | CYLINDRICAL FUSE 22 x 58 100A GG 500V AC | C22G100 | Fuse-link 100A 500Vac 22x58mm gG | 82 | cerere oferta | N | 10 | 0 | 450 | 0.055 | KG | 0 001X0 001X0 001 | 5027590059299 |  | 951 | BUSSMAN | 10
C22M10 | CYLINDRICAL FUSE 22 x 58 10A AM 690V AC | C22M10 | CYLINDRICAL FUSE 22 x 58 10A AM 690V AC | 82 | cerere oferta | N | 10 | 0 | 1 | 0.052 | KG | 0 001X0 001X0 001 | 5027590123426 |  | 951 | BUSSMAN | 1
C22G10 | CYLINDRICAL FUSE 22 x 58 10A GG 690V AC | C22G10 | CYLINDRICAL FUSE 22 x 58 10A GG 690V AC | 82 | cerere oferta | N | 10 | 0 | 1 | 0.054 | KG | 0 001X0 001X0 001 | 5027590007603 |  | 951 | BUSSMAN | 10
C22M125 | CYLINDRICAL FUSE 22 x 58 125A AM 400V AC | C22M125 | CYLINDRICAL FUSE 22 x 58 125A AM 400V AC | 82 | cerere oferta | N | 10 | 0 | 1 | 0.056 | KG | 0 001X0 001X0 001 | 5027590099387 |  | 951 | BUSSMAN | 1
C22G125 | CYLINDRICAL FUSE 22 x 58 125A GG 400V AC | C22G125 | CYLINDRICAL FUSE 22 x 58 125A GG 400V AC | 82 | cerere oferta | N | 10 | 0 | 450 | 0.056 | KG | 0 001X0 001X0 001 | 5027590098472 |  | 951 | BUSSMAN | 10
C22G16 | CYLINDRICAL FUSE 22 x 58 16A GG 690V AC | C22G16 | Fuse-link 16A 690Vac 22x58mm gG | 82 | cerere oferta | N | 10 | 0 | 1 | 0.054 | KG | 0 001X0 001X0 001 | 5027590059305 |  | 951 | BUSSMAN | 1
C22G25 | CYLINDRICAL FUSE 22 x 58 25A GG 690V AC | C22G25 | Fuse-link 25A 690Vac 22x58mm gG | 82 | cerere oferta | N | 10 | 0 | 1 | 0.054 | KG | 0 001X0 001X0 001 | 5027590059329 |  | 951 | BUSSMAN | 10
C22G32 | CYLINDRICAL FUSE 22 x 58 32A GG 690V AC | C22G32 | Fuse-link 32A 690Vac 22x58mm gG | 82 | cerere oferta | N | 10 | 0 | 1 | 0.055 | KG | 0 001X0 001X0 001 | 5027590059336 |  | 951 | BUSSMAN | 10
C22G40 | CYLINDRICAL FUSE 22 x 58 40A GG 690V AC | C22G40 | Fuse-link 40A 690Vac 22x58mm gG | 82 | cerere oferta | N | 10 | 0 | 1 | 0.054 | KG | 0 001X0 001X0 001 | 5027590059343 |  | 951 | BUSSMAN | 10
C22M50 | CYLINDRICAL FUSE 22 x 58 50A AM 690V AC | C22M50 | CYLINDRICAL FUSE 22 x 58 50A AM 690V AC | 82 | cerere oferta | N | 10 | 0 | 1 | 0.054 | KG | 0 001X0 001X0 001 | 5027590059442 |  | 951 | BUSSMAN | 10
C22G50 | CYLINDRICAL FUSE 22 x 58 50A GG 690V AC | C22G50 | Fuse-link 50A 690Vac 22x58mm gG | 82 | cerere oferta | N | 10 | 0 | 450 | 0.055 | KG | 0 001X0 001X0 001 | 5027590059350 |  | 951 | BUSSMAN | 10
C22M63 | CYLINDRICAL FUSE 22 x 58 63A AM 690V AC | C22M63 | CYLINDRICAL FUSE 22 x 58 63A AM 690V AC | 82 | cerere oferta | N | 10 | 0 | 1 | 0.055 | KG | 0 001X0 001X0 001 | 5027590059459 |  | 951 | BUSSMAN | 10
C22G63 | CYLINDRICAL FUSE 22 x 58 63A GG 690V AC | C22G63 | Fuse-link 63A 690Vac 22x58mm gG | 82 | cerere oferta | N | 10 | 0 | 450 | 0.055 | KG | 0 001X0 001X0 001 | 5027590059367 |  | 951 | BUSSMAN | 10
C22M80 | CYLINDRICAL FUSE 22 x 58 80A AM 500V AC | C22M80 | CYLINDRICAL FUSE 22 x 58 80A AM 500V AC | 82 | cerere oferta | N | 10 | 0 | 1 | 0.055 | KG | 0 001X0 001X0 001 | 5027590059466 |  | 951 | BUSSMAN | 10
C22G80 | CYLINDRICAL FUSE 22 x 58 80A GG 500V AC | C22G80 | Fuse-link 80A 500Vac 22x58mm gG | 82 | cerere oferta | N | 10 | 0 | 450 | 0.055 | KG | 0 001X0 001X0 001 | 5027590059374 |  | 951 | BUSSMAN | 10
C08G10 | CYLINDRICAL FUSE 8 x 31 10A GG 400V AC | C08G10 | CYLINDRICAL FUSE 8 x 31 10A GG 400V AC | 82 | cerere oferta | N | 10 | 0 | 1 | 0.005 | KG | 0 001X0 001X0 001 | 5027590058261 |  | 951 | BUSSMAN | 10
C08G12 | CYLINDRICAL FUSE 8 x 31 12A GG 400V AC | C08G12 | CYLINDRICAL FUSE 8 x 31 12A GG 400V AC | 82 | cerere oferta | N | 10 | 0 | 1 | 0.004 | KG | 0 001X0 001X0 001 | 5027590058278 |  | 951 | BUSSMAN | 1
C08G16 | CYLINDRICAL FUSE 8 x 31 16A GG 400V AC | C08G16 | CYLINDRICAL FUSE 8 x 31 16A GG 400V AC | 82 | cerere oferta | N | 10 | 0 | 1 | 0.005 | KG | 0 001X0 001X0 001 | 5027590058285 |  | 951 | BUSSMAN | 10
8500039FULL-0039X | D ROLP Base-LX-W/RF/W1 | 8500039FULL-0039X | ROLP LX Wall, White base, Red Flash | 732 | cerere oferta | N | 1 | 0 | 1 | 0.1 | KG | NA | NA |  | Rolp LX, Red Flash | Fulleon | 1
8500037FULL-0037X | D ROLP Base-LX-W/WF/W1 | 8500037FULL-0037X | ROLP LX Wall, White base, White Flash | 732 | cerere oferta | N | 1 | 0 | 1 | 0.1 | KG | NA | NA |  | Rolp LX, White Flash | Fulleon | 1
8500023FULL-0023X | D ROLP/R1/LX-W/WF | 8500023FULL-0023X | ROLP LX Wall, Red base, White Flash | 732 | cerere oferta | N | 1 | 0 | 1 | 0.1 | KG | NA | NA |  | Rolp LX, White Flash | Fulleon | 1
8500024FULL-0024X | D ROLP/W1/LX-W/RF | 8500024FULL-0024X | ROLP LX Wall, White base, Red Flash | 732 | cerere oferta | N | 1 | 0 | 1 | 0.1 | KG | NA | NA |  | Rolp LX, Red Flash | Fulleon | 1
8500022FULL-0022X | D ROLP/W1/LX-W/WF | 8500022FULL-0022X | ROLP LX Wall, White base, White Flash | 732 | cerere oferta | N | 1 | 0 | 1 | 0.1 | KG | NA | NA |  | Rolp LX, White Flash | Fulleon | 1
8500030FULL-0030X | D ROLPX/R1/LX-W/RF | 8500030FULL-0030X | ROLP LX Wall, Red Base, Red Flash | 732 | cerere oferta | N | 1 | 0 | 1 | 0.1 | KG | NA | NA |  | Rolp LX, Red Flash | Fulleon | 1
8500095FULL-0095X | D SY Base-LX-W/RF/R1 | 8500095FULL-0095X | Symphoni LX Base, Red Base, Red Flash | 732 | cerere oferta | N | 1 | 0 | 1 | 0.1 | KG | NA | NA |  | Symphoni LX, Red Flash | Fulleon | 1
8500100FULL-0100X | D SY Base-LX-W/RF/R1/WP | 8500100FULL-0100X | Symphoni LX Base, Red Base, Red Flash, Weatherproof | 732 | cerere oferta | N | 1 | 0 | 1 | 0.1 | KG | NA | NA |  | Symphoni LX, Red Flash | Fulleon | 1
8500094FULL-0094X | D SY Base-LX-W/RF/W1 | 8500094FULL-0094X | Symphoni LX, White Base, Red Flash | 732 | cerere oferta | N | 1 | 0 | 1 | 0.1 | KG | NA | NA |  | Symphoni LX, Red Flash | Fulleon | 1
8500099FULL-0099X | D SY Base-LX-W/RF/W1/WP | 8500099FULL-0099X | Symphoni LX Base, White Base, Red Flash, Weatherproof | 732 | cerere oferta | N | 1 | 0 | 1 | 0.1 | KG | NA | NA |  | Symphoni LX, Red Flash | Fulleon | 1
8500064FULL-0064X | D SY-ClsB/W1/LX-W/RF | 8500064FULL-0064X | Symphoni LX, Class B, White Base, Red Flash | 732 | cerere oferta | N | 1 | 0 | 1 | 0.1 | KG | NA | NA |  | Symphoni LX, Red Flash | Fulleon | 1
8500045FULL-0045X | D SYG1/R1/LX-W/RF | 8500045FULL-0045X | Symphoni LX, Red Base, Red Flash | 732 | cerere oferta | N | 1 | 0 | 1 | 0.1 | KG | NA | NA |  | Symphoni LX, Red Flash | Fulleon | 1
8500050FULL-0050X | D SYG1/R1/LX-W/RF/WP | 8500050FULL-0050X | Symphoni LX, Red Base, Red Flash, Weatherproof | 732 | cerere oferta | N | 1 | 0 | 1 | 0.1 | KG | NA | NA |  | Symphoni LX, Red Flash | Fulleon | 1
8500043FULL-0043X | D SYG1/R1/LX-W/WF | 8500043FULL-0043X | Symphoni LX, White Flash, Red Base | 732 | cerere oferta | N | 1 | 0 | 1 | 0.1 | KG | NA | NA |  | Symphoni LX, White Flash | Fulleon | 1
8500044FULL-0044X | D SYG1/W1/LX-W/RF | 8500044FULL-0044X | Symphoni LX, White Base, Red Flash | 732 | cerere oferta | N | 1 | 0 | 1 | 0.1 | KG | NA | NA |  | Symphoni LX, Red Flash | Fulleon | 1
8500049FULL-0049X | D SYG1/W1/LX-W/RF/WP | 8500049FULL-0049X | Symphoni LX, White Base, Red Flash, Weatherproof | 732 | cerere oferta | N | 1 | 0 | 1 | 0.1 | KG | NA | NA |  | Symphoni LX, Red Flash | Fulleon | 1
8500042FULL-0042X | D SYG1/W1/LX-W/WF | 8500042FULL-0042X | Symphoni LX, White Base, White Flash | 732 | cerere oferta | N | 1 | 0 | 1 | 0.1 | KG | NA | NA |  | Symphoni LX, White Flash | Fulleon | 1
114317 | D02-LTS/63/3N-R | 114317 | Switch-disconnector fuse | 73 | cerere oferta | N | 3 | 0 | 1 | 0.4 | KG | 262X27X102 | 4015081137176 |  | 279 | PDC | 1
114316 | D02-LTS/63/3-R | 114316 | Switch-disconnector fuse | 73 | cerere oferta | N | 3 | 0 | 27 | 0.361 | KG | 226X27X102 | 4015081137169 |  | 279 | PDC | 1
284649 | D02-S/63/3-RS | 284649 | Soclu fuzibili D02 | 73 | cerere oferta | N | 1 | 0 | 1 | 0.26 | KG | 212X36X98 | 4015082846497 |  | 279 | PDC | 1
114315 | D02-SO/63/3-R-27 | 114315 | Fuse-base | 73 | cerere oferta | N | 10 | 0 | 60 | 0.138 | KG | 201X27X76 | 4015081137152 |  | 279 | PDC | 1
14830 | D125-CI23 | 14830 | COVER | 94 | cerere oferta | S | 10 | 0 | 1 | 0.336 | KG | 65X188X250 | 4015080148302 |  | 277 | PDC | 1
72476 | D125-CI23/T | 72476 | COVER | 94 | cerere oferta | S | 10 | 0 | 1 | 0.543 | KG | 0X0X0 | 4015080724766 |  | 277 | PDC | 1
12038 | D125-CI23/T-NA | 12038 | COVER | 94 | cerere oferta | S | 1 | 0 | 1 | 0.539 | KG | 105X188X250 | 4015080120384 |  | 277 | PDC | 1
14286 | D125-CI23-NA | 14286 | COVER | 94 | cerere oferta | S | 10 | 0 | 1 | 0.301 | KG | 65X188X250 | 4015080142867 |  | 277 | PDC | 1
98471 | D125-CI23-RAL7032 | 98471 | COVER | 94 | cerere oferta | S | 10 | 0 | 1 | 0.326 | KG | 30X188X250 | 4015080984719 |  | 277 | PDC | 1
17203 | D125-CI43 | 17203 | COVER | 94 | cerere oferta | S | 5 | 0 | 1 | 0.531 | KG | 65X375X250 | 4015080172031 |  | 277 | PDC | 1
77222 | D125-CI43/T | 77222 | COVER | 94 | cerere oferta | S | 2 | 0 | 1 | 0.82 | KG | 376X251X155 | 4015080772224 |  | 277 | PDC | 1
12115 | D125-CI43/T-NA | 12115 | COVER | 94 | cerere oferta | S | 1 | 0 | 1 | 0.921 | KG | 105X250X375 | 4015080121152 |  | 277 | PDC | 1
14433 | D125-CI43-NA | 14433 | COVER | 94 | cerere oferta | S | 5 | 0 | 1 | 0.46 | KG | 65X250X375 | 4015080144335 |  | 277 | PDC | 1
2843 | D125-CI43-RAL7032 | 2843 | COVER | 94 | cerere oferta | S | 5 | 0 | 1 | 0.519 | KG | 375X250X65 | 4015080028437 |  | 277 | PDC | 1
19576 | D125-CI44 | 19576 | COVER | 94 | cerere oferta | S | 5 | 0 | 1 | 0.712 | KG | 0X0X0 | 4015080195764 |  | 277 | PDC | 1
84341 | D125-CI44/T | 84341 | COVER | 94 | cerere oferta | S | 2 | 0 | 1 | 1.071 | KG | 376X376X150 | 4015080843412 |  | 277 | PDC | 1
12335 | D125-CI44/T-NA | 12335 | COVER | 94 | cerere oferta | S | 1 | 0 | 1 | 1.273 | KG | 105X375X375 | 4015080123354 |  | 277 | PDC | 1
14838 | D125-CI44-NA | 14838 | COVER | 94 | cerere oferta | S | 5 | 0 | 1 | 0.604 | KG | 65X375X375 | 4015080148388 |  | 277 | PDC | 1
7589 | D125-CI44-RAL7032 | 7589 | COVER | 94 | cerere oferta | S | 5 | 0 | 1 | 3.585 | KG | 376X376X318 | 4015080075899 |  | 277 | PDC | 1
24322 | D150-CI23 | 24322 | COVER | 94 | cerere oferta | S | 4 | 0 | 1 | 0.48 | KG | 90X188X250 | 4015080243229 |  | 277 | PDC | 1
74849 | D150-CI23/T | 74849 | COVER | 94 | cerere oferta | S | 4 | 0 | 1 | 0.648 | KG | 0X0X0 | 4015080748496 |  | 277 | PDC | 1
12097 | D150-CI23/T-NA | 12097 | COVER | 94 | cerere oferta | S | 1 | 0 | 1 | 0.649 | KG | 130X188X250 | 4015080120971 |  | 277 | PDC | 1
14334 | D150-CI23-NA | 14334 | COVER | 94 | cerere oferta | S | 4 | 0 | 1 | 0.411 | KG | 90X188X250 | 4015080143345 |  | 277 | PDC | 1
98472 | D150-CI23-RAL7032 | 98472 | COVER | 94 | cerere oferta | S | 4 | 0 | 1 | 0.458 | KG | 55X188X50 | 4015080984726 |  | 277 | PDC | 1
38560 | D150-CI43 | 38560 | COVER | 94 | cerere oferta | S | 2 | 0 | 1 | 1.391 | KG | 90X375X250 | 4015080385608 |  | 277 | PDC | 1
79595 | D150-CI43/T | 79595 | COVER | 94 | cerere oferta | S | 2 | 0 | 1 | 1.082 | KG | 376X251X228 | 4015080795957 |  | 277 | PDC | 1
12147 | D150-CI43/T-NA | 12147 | COVER | 94 | cerere oferta | S | 1 | 0 | 1 | 1.109 | KG | 130X250X375 | 4015080121473 |  | 277 | PDC | 1
14480 | D150-CI43-NA | 14480 | COVER | 94 | cerere oferta | S | 2 | 0 | 1 | 0.648 | KG | 90X250X375 | 4015080144809 |  | 277 | PDC | 1
98473 | D150-CI43-RAL7032 | 98473 | COVER | 94 | cerere oferta | S | 2 | 0 | 1 | 0.694 | KG | 55X375X250 | 4015080984733 |  | 277 | PDC | 1
40933 | D150-CI44 | 40933 | COVER | 94 | cerere oferta | S | 2 | 0 | 1 | 1.838 | KG | 0X0X0 | 4015080409335 |  | 277 | PDC | 1
86714 | D150-CI44/T | 86714 | COVER | 94 | cerere oferta | S | 2 | 0 | 1 | 1.36 | KG | 0X0X0 | 4015080867142 |  | 277 | PDC | 1
12357 | D150-CI44/T-NA | 12357 | COVER | 94 | cerere oferta | S | 1 | 0 | 1 | 1.489 | KG | 130X375X375 | 4015080123576 |  | 277 | PDC | 1
10937 | D150-CI44-NA | 10937 | COVER | 94 | cerere oferta | S | 2 | 0 | 1 | 0.821 | KG | 90X375X375 | 4015080109372 |  | 277 | PDC | 1
98474 | D150-CI44-RAL7032 | 98474 | COVER | 94 | cerere oferta | S | 2 | 0 | 1 | 0.964 | KG | 55X375X375 | 4015080984740 |  | 277 | PDC | 1
74155 | D200-CI43 | 74155 | COVER | 94 | cerere oferta | S | 2 | 0 | 1 | 2.007 | KG | 140X375X250 | 4015080741558 |  | 277 | PDC | 1
81968 | D200-CI43/T | 81968 | COVER | 94 | cerere oferta | S | 1 | 0 | 1 | 1.339 | KG | 150X375X250 | 4015080819684 |  | 277 | PDC | 1
12195 | D200-CI43/T-NA | 12195 | COVER | 94 | cerere oferta | S | 1 | 0 | 1 | 1.357 | KG | 180X250X375 | 4015080121954 |  | 277 | PDC | 1
14771 | D200-CI43-NA | 14771 | COVER | 94 | cerere oferta | S | 2 | 0 | 1 | 0.895 | KG | 140X250X375 | 4015080147718 |  | 277 | PDC | 1
5216 | D200-CI43-RAL7032 | 5216 | COVER | 94 | cerere oferta | S | 2 | 0 | 1 | 1.022 | KG | 385X263X255 | 4015080052166 |  | 277 | PDC | 1
76528 | D200-CI44 | 76528 | COVER | 94 | cerere oferta | S | 2 | 0 | 1 | 2.63 | KG | 0X0X0 | 4015080765288 |  | 277 | PDC | 1
89087 | D200-CI44/T | 89087 | COVER | 94 | cerere oferta | S | 1 | 0 | 1 | 1.65 | KG | 150X375X375 | 4015080890874 |  | 277 | PDC | 1
12780 | D200-CI44/T-NA | 12780 | COVER | 94 | cerere oferta | S | 1 | 0 | 1 | 1.852 | KG | 180X375X375 | 4015080127802 |  | 277 | PDC | 1
10985 | D200-CI44-NA | 10985 | COVER | 94 | cerere oferta | S | 2 | 0 | 1 | 1.183 | KG | 140X375X375 | 4015080109853 |  | 277 | PDC | 1
9962 | D200-CI44-RAL7032 | 9962 | COVER | 94 | cerere oferta | S | 2 | 0 | 1 | 1.316 | KG | 150X375X375 | 4015080099628 |  | 277 | PDC | 1
1895 | D200-CI45 | 1895 | COVER | 94 | cerere oferta | S | 2 | 0 | 1 | 1.45 | KG | 105X375X500 | 4015080018957 |  | 277 | PDC | 1
98476 | D200-CI45-RAL7032 | 98476 | COVER | 94 | cerere oferta | S | 2 | 0 | 1 | 1.593 | KG | 105X375X500 | 4015080984764 |  | 277 | PDC | 1
78901 | D200-CI48 | 78901 | COVER | 94 | cerere oferta | S | 2 | 0 | 1 | 1.805 | KG | 0X0X0 | 4015080789017 |  | 277 | PDC | 1
12392 | D200-CI48/2T-NA | 12392 | COVER | 94 | cerere oferta | S | 1 | 0 | 1 | 3.4 | KG | 180X375X750 | 4015080123927 |  | 277 | PDC | 1
12842 | D200-CI48/T-NA | 12842 | COVER | 94 | cerere oferta | S | 1 | 0 | 1 | 2.764 | KG | 180X375X750 | 4015080128427 |  | 277 | PDC | 1
11878 | D200-CI48-NA | 11878 | COVER | 94 | cerere oferta | S | 1 | 0 | 1 | 2.101 | KG | 140X375X750 | 4015080118787 |  | 277 | PDC | 1
98477 | D200-CI48-RAL7032 | 98477 | COVER | 94 | cerere oferta | S | 2 | 0 | 1 | 2.286 | KG | 105X375X750 | 4015080984771 |  | 277 | PDC | 1
81274 | D250-CI44 | 81274 | COVER | 94 | cerere oferta | S | 1 | 0 | 1 | 1.746 | KG | 0X0X0 | 4015080812746 |  | 277 | PDC | 1
91460 | D250-CI44/T | 91460 | ACC.INS.ENCLOSURE CI3-CI49 | 94 | cerere oferta | S | 1 | 0 | 1 | 2.161 | KG | 376X376X228 | 4015080914600 |  | 277 | PDC | 1
12809 | D250-CI44/T-NA | 12809 | COVER | 94 | cerere oferta | S | 1 | 0 | 1 | 2.113 | KG | 230X375X375 | 4015080128090 |  | 277 | PDC | 1
11049 | D250-CI44-NA | 11049 | COVER | 94 | cerere oferta | S | 1 | 0 | 1 | 1.445 | KG | 190X375X375 | 4015080110491 |  | 277 | PDC | 1
98475 | D250-CI44-RAL7032 | 98475 | COVER | 94 | cerere oferta | S | 1 | 0 | 1 | 1.697 | KG | 155X375X375 | 4015080984757 |  | 277 | PDC | 1
83647 | D250-CI48 | 83647 | COVER | 94 | cerere oferta | S | 1 | 0 | 1 | 1.92 | KG | 0X0X0 | 4015080836476 |  | 277 | PDC | 1
12411 | D250-CI48/2T-NA | 12411 | COVER | 94 | cerere oferta | S | 1 | 0 | 1 | 3.9 | KG | 230X375X750 | 4015080124115 |  | 277 | PDC | 1
12863 | D250-CI48/T-NA | 12863 | COVER | 94 | cerere oferta | S | 1 | 0 | 1 | 3.111 | KG | 230X375X750 | 4015080128632 |  | 277 | PDC | 1
11906 | D250-CI48-NA | 11906 | COVER | 94 | cerere oferta | S | 1 | 0 | 1 | 2.442 | KG | 190X375X750 | 4015080119067 |  | 277 | PDC | 1
98478 | D250-CI48-RAL7032 | 98478 | COVER | 94 | cerere oferta | S | 1 | 0 | 1 | 2.44 | KG | 155X375X375 | 4015080984788 |  | 277 | PDC | 1
2310 | D2-CI | 2310 | BT ASSEMBLY PARTS | 94 | cerere oferta | S | 20 | 0 | 1 | 0.006 | KG | 3X203X114 | 4015080023104 |  | 277 | PDC | 1
2311 | D3-CI | 2311 | BT ASSEMBLY PARTS | 94 | cerere oferta | S | 20 | 0 | 1 | 0.01 | KG | 20X20X20 | 4015080023111 |  | 277 | PDC | 1
2312 | D4-CI | 2312 | BT ASSEMBLY PARTS | 94 | cerere oferta | S | 20 | 0 | 1 | 0.012 | KG | 5X375X125 | 4015080023128 |  | 277 | PDC | 1
169084 | DA1-12011FB-A20C | 169084 | VFD DA1 1~/3~240V 10.5A 2.2kW /3HP | 50 | cerere oferta | N | 1 | 0 | 1 | 1.8 | KG | 186X107X231 | 4015081655700 |  | 971 | ICD | 1
169351 | DA1-12011FB-B66C | 169351 | DA1-12011FB-B66C | 50 | cerere oferta | N | 1 |  | 1 | 4.8 | KG |  | 4015081658008 |  | 971 | IAB | 1
169352 | DA1-12011FB-B6SC | 169352 | VFD DA1 1~/3~240V 10.5A 2.2kW/3HP | 50 | cerere oferta | N | 1 | 0 | 1 | 4.8 | KG | 239X188X257 | 4015081658015 |  | 971 | ICD | 1
169078 | DA1-124D3FB-A20C | 169078 | VFD DA1 1~/3~240V 4.3A 0.75kW /1HP | 50 | cerere oferta | N | 1 | 0 | 1 | 1.8 | KG | 186X107X231 | 4015081655656 |  | 971 | ICD | 1
169347 | DA1-124D3FB-B66C | 169347 | DA1-124D3FB-B66C | 50 | cerere oferta | N | 1 |  | 1 | 1.8 | KG |  | 4015081657964 |  | 971 | IAB | 1
169348 | DA1-124D3FB-B6SC | 169348 | VFD DA1 1~/3~240V 4.3A 0.75kW/1HP | 50 | cerere oferta | N | 1 | 0 | 1 | 4.8 | KG | 239X188X257 | 4015081657971 |  | 971 | ICD | 1
169081 | DA1-127D0FB-A20C | 169081 | VFD DA1 1~/3~240V 7.0A 1.5kW /2HP | 50 | cerere oferta | N | 1 | 0 | 1 | 1.8 | KG | 186X107X231 | 4015081655670 |  | 971 | ICD | 1
169349 | DA1-127D0FB-B66C | 169349 | VFD DA1 1~/3~240V 7.0A 1.5kW /2HP | 50 | cerere oferta | N | 1 | 0 | 1 | 4.8 | KG | 239X188X257 | 4015081657988 |  | 971 | ICD | 1
169350 | DA1-127D0FB-B6SC | 169350 | DA1-127D0FB-B6SC | 50 | cerere oferta | N | 1 |  | 1 | 1.8 | KG |  | 4015081657995 |  | 971 | IAB | 1
169093 | DA1-32011FB-A20C | 169093 | VFD DA1 3~/3~240V 10.5A 2.2kW /3HP | 50 | cerere oferta | N | 1 | 0 | 1 | 1.8 | KG | 186X107X231 | 4015081655786 |  | 971 | ICD | 1
169357 | DA1-32011FB-B66C | 169357 | DA1-32011FB-B66C | 50 | cerere oferta | N | 1 |  | 1 | 4.8 | KG |  | 4015081658053 |  | 971 | IAB | 1
169358 | DA1-32011FB-B6SC | 169358 | VFD DA1 3~/3~240V 10.5A 2.2kW/3HP | 50 | cerere oferta | N | 1 | 0 | 1 | 4.8 | KG | 239X188X257 | 4015081658060 |  | 971 | ICD | 1
169096 | DA1-32018FB-A20C | 169096 | VFD DA1 3~/3~240V 18A 4kW /5HP | 50 | cerere oferta | N | 1 | 0 | 1 | 3.5 | KG | 204X131X273 | 4015081658794 |  | 971 | ICD | 1
169359 | DA1-32018FB-B66C | 169359 | DA1-32018FB-B66C | 50 | cerere oferta | N | 1 |  | 1 | 7.3 | KG |  | 4015081658077 |  | 971 | IAB | 1
169360 | DA1-32018FB-B6SC | 169360 | VFD DA1 3~/3~240V 18A 4kW/5HP | 50 | cerere oferta | N | 1 | 0 | 1 | 7.3 | KG | 251X210 5X310 | 4015081660377 |  | 971 | ICD | 1
169099 | DA1-32024FB-A20C | 169099 | VFD DA1 3~/3~240V 24A 5.5kW /7.5HP | 50 | cerere oferta | N | 1 | 0 | 1 | 3.5 | KG | 204X131X273 | 4015081655830 |  | 971 | ICD | 1
169361 | DA1-32024FB-B55C | 169361 | VFD DA1 3~/3~240V 24A 5.5kW/7.5HP | 50 | cerere oferta | N | 1 | 0 | 1 | 11.5 | KG | 240X171X450 | 4015081658084 |  | 971 | ICD | 1
169362 | DA1-32030FB-B55C | 169362 | VFD DA1 3~/3~240V 30A 7.5kW/10HP | 50 | cerere oferta | N | 1 | 0 | 1 | 11.5 | KG | 240X171X450 | 4015081658091 |  | 971 | ICD | 1
169363 | DA1-32046FB-B55C | 169363 | VFD DA1 3~/3~240V 46A 11kW/15HP | 50 | cerere oferta | N | 1 | 0 | 1 | 11.5 | KG | 240X171X450 | 4015081658107 |  | 971 | ICD | 1
169364 | DA1-32061FB-B55C | 169364 | VFD DA1 3~/3~240V 61A 15kW/20HP | 50 | cerere oferta | N | 1 | 0 | 1 | 22.5 | KG | 270X235X540 | 4015081658114 |  | 971 | ICD | 1
169365 | DA1-32072FB-B55C | 169365 | VFD DA1 3~/3~240V 72A 18.5kW/25HP | 50 | cerere oferta | N | 1 | 0 | 1 | 22.5 | KG | 270X235X540 | 4015081658121 |  | 971 | ICD | 1
169367 | DA1-32090FB-B55C | 169367 | VFD DA1 3~/3~240V 90A 22kW/30HP | 50 | cerere oferta | N | 1 | 0 | 1 | 50 | KG | 330X330X865 | 4015081658145 |  | 971 | ICD | 1
169369 | DA1-32110FB-B55C | 169369 | VFD DA1 3~/3~240V 110A 30kW/40HP | 50 | cerere oferta | N | 1 | 0 | 1 | 50 | KG | 330X330X865 | 4015081658152 |  | 971 | ICD | 1
169371 | DA1-32150FB-B55C | 169371 | VFD DA1 3~/3~240V 150A 37kW/50HP | 50 | cerere oferta | N | 1 | 0 | 1 | 50 | KG | 330X330X865 | 4015081658176 |  | 971 | ICD | 1
169373 | DA1-32180FB-B55C | 169373 | VFD DA1 3~/3~240V 180A 45kW/60HP | 50 | cerere oferta | N | 1 | 0 | 1 | 50 | KG | 330X330X865 | 4015081658183 |  | 971 | ICD | 1
169375 | DA1-32202FB-B55C | 169375 | VFD DA1 3~/3~240V 202A 55kW/75HP | 50 | cerere oferta | N | 1 | 0 | 1 | 80 | KG | 360X330X1280 | 4015081658206 |  | 971 | ICD | 1
169377 | DA1-32248FB-B55C | 169377 | VFD DA1 3~/3~240V 248A 75kW/100HP | 50 | cerere oferta | N | 1 | 0 | 1 | 80 | KG | 360X330X1280 | 4015081658220 |  | 971 | ICD | 1
169087 | DA1-324D3FB-A20C | 169087 | VFD DA1 3~/3~240V 4.3A 0.75kW /1HP | 50 | cerere oferta | N | 1 | 0 | 1 | 1.8 | KG | 186X107X231 | 4015081655731 |  | 971 | ICD | 1
169353 | DA1-324D3FB-B66C | 169353 | VFD DA1 3~/3~240V 4.3A 0.75kW /1HP | 50 | cerere oferta | N | 1 | 0 | 1 | 4.8 | KG | 239X188X257 | 4015081658022 |  | 971 | ICD | 1
169354 | DA1-324D3FB-B6SC | 169354 | VFD DA1 3~/3~240V 4.3A 0.75kW/1HP | 50 | cerere oferta | N | 1 | 0 | 1 | 4.8 | KG | 239X188X257 | 4015081658039 |  | 971 | ICD | 1
169090 | DA1-327D0FB-A20C | 169090 | VFD DA1 3~/3~240V 7.0A 1.5kW /2HP | 50 | cerere oferta | N | 1 | 0 | 1 | 1.8 | KG | 186X107X231 | 4015081655762 |  | 971 | ICD | 1
169355 | DA1-327D0FB-B66C | 169355 | DA1-327D0FB-B66C | 50 | cerere oferta | N | 1 |  | 1 | 4.8 | KG |  | 4015081660360 |  | 971 | IAB | 1
169356 | DA1-327D0FB-B6SC | 169356 | DA1-327D0FB-B6SC | 50 | cerere oferta | N | 1 |  | 1 | 4.8 | KG |  | 4015081658046 |  | 971 | IAB | 1
169057 | DA1-34014FB-A20C | 169057 | VFD DA1 3~/3~480V 14A 5.5kW /7.5HP | 50 | cerere oferta | N | 1 | 0 | 1 | 3.5 | KG | 204X131X273 | 4015081655472 |  | 971 | ICD | 1
169386 | DA1-34014FB-B66C | 169386 | DA1-34014FB-B66C | 50 | cerere oferta | N | 1 |  | 1 | 7.3 | KG |  | 4015081658299 |  | 971 | IAB | 1
169387 | DA1-34014FB-B6SC | 169387 | DA1-34014FB-B6SC | 50 | cerere oferta | N | 1 |  | 1 | 7.3 | KG |  | 4015081658305 |  | 971 | IAB | 1
169060 | DA1-34018FB-A20C | 169060 | VFD DA1 3~/3~480V 18A 7.5kW /10HP | 50 | cerere oferta | N | 1 | 0 | 1 | 3.5 | KG | 204X131X273 | 4015081658749 |  | 971 | ICD | 1
169388 | DA1-34018FB-B66C | 169388 | VFD DA1 3~/3~480V 18A 7.5kW /10HP | 50 | cerere oferta | N | 1 | 0 | 1 | 7.3 | KG | 251X210 5X310 | 4015081658312 |  | 971 | ICD | 1
169389 | DA1-34018FB-B6SC | 169389 | VFD DA1 3~/3~480V 18A 7.5kW/10HP | 50 | cerere oferta | N | 1 | 0 | 1 | 7.3 | KG | 251X210 5X310 | 4015081658329 |  | 971 | ICD | 1
169063 | DA1-34024FB-A20C | 169063 | VFD DA1 3~/3~480V 24A 11kW /15HP | 50 | cerere oferta | N | 1 | 0 | 1 | 3.5 | KG | 204X131X273 | 4015081655526 |  | 971 | ICD | 1
169390 | DA1-34024FB-B55C | 169390 | VFD DA1 3~/3~480V 24A 11kW/15HP | 50 | cerere oferta | N | 1 | 0 | 1 | 11.5 | KG | 240X171X450 | 4015081658336 |  | 971 | ICD | 1
169391 | DA1-34030FB-B55C | 169391 | VFD DA1 3~/3~480V 30A 15kW/20HP | 50 | cerere oferta | N | 1 | 0 | 1 | 11.5 | KG | 240X171X450 | 4015081658343 |  | 971 | ICD | 1
169392 | DA1-34039FB-B55C | 169392 | VFD DA1 3~/3~480V 39A 18.5kW/25HP | 50 | cerere oferta | N | 1 | 0 | 1 | 11.5 | KG | 240X171X450 | 4015081660421 |  | 971 | ICD | 1
169393 | DA1-34046FB-B55C | 169393 | VFD DA1 3~/3~480V 46A 22kW/30HP | 50 | cerere oferta | N | 1 | 0 | 1 | 11.5 | KG | 240X171X450 | 4015081658350 |  | 971 | ICD | 1
169394 | DA1-34061FB-B55C | 169394 | VFD DA1 3~/3~480V 61A 30kW/40HP | 50 | cerere oferta | N | 1 | 0 | 1 | 22.5 | KG | 270X235X540 | 4015081658367 |  | 971 | ICD | 1
169395 | DA1-34072FB-B55C | 169395 | VFD DA1 3~/3~480V 70A 37kW/50HP | 50 | cerere oferta | N | 1 | 0 | 1 | 22.5 | KG | 270X235X540 | 4015081658374 |  | 971 | ICD | 1
169397 | DA1-34090FB-B55C | 169397 | VFD DA1 3~/3~480V 90A 45kW/60HP | 50 | cerere oferta | N | 1 | 0 | 1 | 50 | KG | 330X330X865 | 4015081658381 |  | 971 | ICD | 1
169399 | DA1-34110FB-B55C | 169399 | VFD DA1 3~/3~480V 110A 55kW/75HP | 50 | cerere oferta | N | 1 | 0 | 1 | 50 | KG | 330X330X865 | 4015081658404 |  | 971 | ICD | 1
169401 | DA1-34150FB-B55C | 169401 | VFD DA1 3~/3~480V 150A 75kW/100HP | 50 | cerere oferta | N | 1 | 0 | 1 | 50 | KG | 330X330X865 | 4015081658428 |  | 971 | ICD | 1
169403 | DA1-34180FB-B55C | 169403 | VFD DA1 3~/3~480V 180A 90kW/150HP | 50 | cerere oferta | N | 1 | 0 | 1 | 50 | KG | 330X330X865 | 4015081660445 |  | 971 | ICD | 1
169405 | DA1-34202FB-B55C | 169405 | VFD DA1 3~/3~480V 202A 110kW/150HP | 50 | cerere oferta | N | 1 | 0 | 1 | 80 | KG | 360X330X1280 | 4015081658459 |  | 971 | ICD | 1
169407 | DA1-34240FB-B55C | 169407 | VFD DA1 3~/3~480V 240A 132kW/200HP | 50 | cerere oferta | N | 1 | 0 | 1 | 80 | KG | 360X330X1280 | 4015081658473 |  | 971 | ICD | 1
169117 | DA1-342D2FB-A20C | 169117 | VFD DA1 3~/3~480V 2.2A 0.75kW /1HP | 50 | cerere oferta | N | 1 | 0 | 1 | 1.8 | KG | 186X107X231 | 4015081655984 |  | 971 | ICD | 1
169378 | DA1-342D2FB-B66C | 169378 | DA1-342D2FB-B66C | 50 | cerere oferta | N | 1 |  | 1 | 4.8 | KG |  | 4015081658237 |  | 971 | IAB | 1
169379 | DA1-342D2FB-B6SC | 169379 | DA1-342D2FB-B6SC | 50 | cerere oferta | N | 1 |  | 1 | 4.8 | KG |  | 4015081660407 |  | 971 | IAB | 1
169217 | DA1-34302FB-B55C | 169217 | VFD DA1 3~/3~480V 302A 160kW/250HP | 50 | cerere oferta | N | 1 | 0 | 1 | 80 | KG | 360X330X1280 | 4015081656844 |  | 971 | ICD | 1
169219 | DA1-34370FB-B20C | 169219 | DA1-34370FB-B20C | 50 | cerere oferta | N | 1 | 0 | 1 | 120 | KG | 920X660X1080 | 4015081656868 |  | 971 | ICD | 1
169221 | DA1-34450FB-B20C | 169221 | DA1-34450FB-B20C | 50 | cerere oferta | N | 1 | 0 | 1 | 120 | KG | 920X660X1080 | 4015081656882 |  | 971 | ICD | 1
169120 | DA1-344D1FB-A20C | 169120 | VFD DA1 3~/3~480V 4.1A 1.5kW /2HP | 50 | cerere oferta | N | 1 | 0 | 1 | 1.8 | KG | 186X107X231 | 4015081658831 |  | 971 | ICD | 1
169380 | DA1-344D1FB-B66C | 169380 | VFD DA1 3~/3~480V 4.1A 1.5kW /2HP | 50 | cerere oferta | N | 1 | 0 | 1 | 4.8 | KG | 239X188X257 | 4015081658244 |  | 971 | ICD | 1
169381 | DA1-344D1FB-B6SC | 169381 | DA1-344D1FB-B6SC | 50 | cerere oferta | N | 1 |  | 1 | 4.8 | KG |  | 4015081658251 |  | 971 | IAB | 1
169051 | DA1-345D8FB-A20C | 169051 | VFD DA1 3~/3~480V 5.8A 2.2kW /3HP | 50 | cerere oferta | N | 1 | 0 | 1 | 1.8 | KG | 186X107X231 | 4015081655427 |  | 971 | ICD | 1
169382 | DA1-345D8FB-B66C | 169382 | DA1-345D8FB-B66C | 50 | cerere oferta | N | 1 |  | 1 | 4.8 | KG |  | 4015081658268 |  | 971 | IAB | 1
169383 | DA1-345D8FB-B6SC | 169383 | DA1-345D8FB-B6SC | 50 | cerere oferta | N | 1 |  | 1 | 4.8 | KG |  | 4015081658275 |  | 971 | IAB | 1
169054 | DA1-349D5FB-A20C | 169054 | VFD DA1 3~/3~480V 9.5A 4kW /5HP | 50 | cerere oferta | N | 1 | 0 | 1 | 1.8 | KG | 186X107X231 | 4015081655458 |  | 971 | ICD | 1
169384 | DA1-349D5FB-B66C | 169384 | DA1-349D5FB-B66C | 50 | cerere oferta | N | 1 |  | 1 | 4.8 | KG |  | 4015081660414 |  | 971 | IAB | 1
169385 | DA1-349D5FB-B6SC | 169385 | VFD DA1 3~/3~480V 9.5A 4kW/5HP | 50 | cerere oferta | N | 1 | 0 | 1 | 4.8 | KG | 239X188X257 | 4015081658282 |  | 971 | ICD | 1
177039 | DA1-35012NB-A20C | 177039 | DA1-35012NB-A20C | 50 | cerere oferta | N | 1 | 0 | 1 | 3.5 | KG | 228X168X338 | 4015081714827 |  | 971 | ICD | 1
176989 | DA1-35012NB-B66C | 176989 | DA1-35012NB-B66C | 50 | cerere oferta | N | 1 | 0 | 1 | 3.5 | KG | 228X168X338 | 4015081714322 |  | 971 | ICD | 1
177017 | DA1-35012NB-B6SC | 177017 | DA1-35012NB-B6SC | 50 | cerere oferta | N | 1 | 0 | 1 | 3.5 | KG | 228X168X338 | 4015081714605 |  | 971 | ICD | 1
177040 | DA1-35017NB-A20C | 177040 | DA1-35017NB-A20C | 50 | cerere oferta | N | 1 | 0 | 1 | 3.5 | KG | 228X168X338 | 4015081714834 |  | 971 | ICD | 1
176990 | DA1-35017NB-B66C | 176990 | DA1-35017NB-B66C | 50 | cerere oferta | N | 1 | 0 | 1 | 3.5 | KG | 228X168X338 | 4015081714339 |  | 971 | ICD | 1
177018 | DA1-35017NB-B6SC | 177018 | DA1-35017NB-B6SC | 50 | cerere oferta | N | 1 | 0 | 1 | 3.5 | KG | 228X168X338 | 4015081714612 |  | 971 | ICD | 1
177041 | DA1-35022NB-A20C | 177041 | DA1-35022NB-A20C | 50 | cerere oferta | N | 1 | 0 | 1 | 3.5 | KG | 228X168X338 | 4015081714841 |  | 971 | ICD | 1
176965 | DA1-35022NB-B55C | 176965 | DA1-35022NB-B55C | 50 | cerere oferta | N | 1 | 0 | 1 | 11.5 | KG | 345X286X560 | 4015081714087 |  | 971 | ICD | 1
176966 | DA1-35028NB-B55C | 176966 | DA1-35028NB-B55C | 50 | cerere oferta | N | 1 | 0 | 1 | 11.5 | KG | 345X286X560 | 4015081714094 |  | 971 | ICD | 1
176967 | DA1-35034NB-B55C | 176967 | DA1-35034NB-B55C | 50 | cerere oferta | N | 1 | 0 | 1 | 11.5 | KG | 345X286X560 | 4015081714100 |  | 971 | ICD | 1
176968 | DA1-35043NB-B55C | 176968 | DA1-35043NB-B55C | 50 | cerere oferta | N | 1 | 0 | 1 | 22.5 | KG | 358X340X654 | 4015081714117 |  | 971 | ICD | 1
176969 | DA1-35054NB-B55C | 176969 | DA1-35054NB-B55C | 50 | cerere oferta | N | 1 | 0 | 1 | 22.5 | KG | 358X340X654 | 4015081714124 |  | 971 | ICD | 1
176970 | DA1-35065NB-B55C | 176970 | DA1-35065NB-B55C | 50 | cerere oferta | N | 1 | 0 | 1 | 22.5 | KG | 358X340X654 | 4015081714131 |  | 971 | ICD | 1
176971 | DA1-35078NB-B55C | 176971 | DA1-35078NB-B55C | 50 | cerere oferta | N | 1 | 0 | 1 | 50 | KG | 370X430X920 | 4015081714148 |  | 971 | ICD | 1
176972 | DA1-35105NB-B55C | 176972 | DA1-35105NB-B55C | 50 | cerere oferta | N | 1 | 0 | 1 | 50 | KG | 370X430X920 | 4015081714155 |  | 971 | ICD | 1
176973 | DA1-35130NB-B55C | 176973 | DA1-35130NB-B55C | 50 | cerere oferta | N | 1 | 0 | 1 | 50 | KG | 370X430X920 | 4015081714162 |  | 971 | ICD | 1
176974 | DA1-35150NB-B55C | 176974 | DA1-35150NB-B55C | 50 | cerere oferta | N | 1 | 0 | 1 | 50 | KG | 370X430X920 | 4015081714179 |  | 971 | ICD | 1
177034 | DA1-352D1NB-A20C | 177034 | DA1-352D1NB-A20C | 50 | cerere oferta | N | 1 | 0 | 1 | 1.8 | KG | 222X143X265 | 4015081714773 |  | 971 | ICD | 1
176984 | DA1-352D1NB-B66C | 176984 | DA1-352D1NB-B66C | 50 | cerere oferta | N | 1 | 0 | 1 | 1.8 | KG | 222X143X265 | 4015081714278 |  | 971 | ICD | 1
177012 | DA1-352D1NB-B6SC | 177012 | DA1-352D1NB-B6SC | 50 | cerere oferta | N | 1 | 0 | 1 | 1.8 | KG | 222X143X265 | 4015081714551 |  | 971 | ICD | 1
177035 | DA1-353D1NB-A20C | 177035 | DA1-353D1NB-A20C | 50 | cerere oferta | N | 1 | 0 | 1 | 1.8 | KG | 222X143X265 | 4015081714780 |  | 971 | ICD | 1
176985 | DA1-353D1NB-B66C | 176985 | DA1-353D1NB-B66C | 50 | cerere oferta | N | 1 | 0 | 1 | 1.8 | KG | 222X143X265 | 4015081714285 |  | 971 | ICD | 1
177013 | DA1-353D1NB-B6SC | 177013 | DA1-353D1NB-B6SC | 50 | cerere oferta | N | 1 | 0 | 1 | 1.8 | KG | 222X143X265 | 4015081714568 |  | 971 | ICD | 1
177036 | DA1-354D1NB-A20C | 177036 | DA1-354D1NB-A20C | 50 | cerere oferta | N | 1 | 0 | 1 | 1.8 | KG | 222X143X265 | 4015081714797 |  | 971 | ICD | 1
176986 | DA1-354D1NB-B66C | 176986 | DA1-354D1NB-B66C | 50 | cerere oferta | N | 1 | 0 | 1 | 1.8 | KG | 222X143X265 | 4015081714292 |  | 971 | ICD | 1
177014 | DA1-354D1NB-B6SC | 177014 | DA1-354D1NB-B6SC | 50 | cerere oferta | N | 1 | 0 | 1 | 1.8 | KG | 222X143X265 | 4015081714575 |  | 971 | ICD | 1
177037 | DA1-356D5NB-A20C | 177037 | DA1-356D5NB-A20C | 50 | cerere oferta | N | 1 | 0 | 1 | 1.8 | KG | 222X143X265 | 4015081714803 |  | 971 | ICD | 1
176987 | DA1-356D5NB-B66C | 176987 | DA1-356D5NB-B66C | 50 | cerere oferta | N | 1 | 0 | 1 | 1.8 | KG | 222X143X265 | 4015081714308 |  | 971 | ICD | 1
177015 | DA1-356D5NB-B6SC | 177015 | DA1-356D5NB-B6SC | 50 | cerere oferta | N | 1 | 0 | 1 | 1.8 | KG | 222X143X265 | 4015081714582 |  | 971 | ICD | 1
177038 | DA1-359D0NB-A20C | 177038 | DA1-359D0NB-A20C | 50 | cerere oferta | N | 1 | 0 | 1 | 1.8 | KG | 222X143X265 | 4015081714810 |  | 971 | ICD | 1
176988 | DA1-359D0NB-B66C | 176988 | DA1-359D0NB-B66C | 50 | cerere oferta | N | 1 | 0 | 1 | 1.8 | KG | 222X143X265 | 4015081714315 |  | 971 | ICD | 1
177016 | DA1-359D0NB-B6SC | 177016 | DA1-359D0NB-B6SC | 50 | cerere oferta | N | 1 | 0 | 1 | 1.8 | KG | 222X143X265 | 4015081714599 |  | 971 | ICD | 1
79219 | DA412 | 79219 | accesorii montaj tablou | 73 | cerere oferta | N | 2 | 0 | 1 | 0.03 | KG | 31X66X66 | 4015080792192 |  | 279 | PDC | 1
138656 | DAS-SET/150-CS | 138656 | Depth adjustment (for depth 150) kit | 100 | cerere oferta | N | 1 | 0 | 1 | 0.85 | KG | 25X25X25 | 4015081354368 |  | 278 | PDC | 1
138657 | DAS-SET/200-CS | 138657 | Depth adjustment (for depth 200) kit | 100 | cerere oferta | N | 1 | 0 | 1 | 1.15 | KG | 25X25X25 | 4015081354375 |  | 278 | PDC | 1
138658 | DAS-SET/250-CS | 138658 | Depth adjustment (for depth 250) kit | 100 | cerere oferta | N | 1 | 0 | 1 | 1.35 | KG | 25X25X25 | 4015081354382 |  | 278 | PDC | 1
138659 | DAS-SET/300-CS | 138659 | Depth adjustment (for depth 300) kit | 100 | cerere oferta | N | 1 | 0 | 1 | 1.65 | KG | 25X25X25 | 4015081354399 |  | 278 | PDC | 1
PX803125 | DB3D048N2BPNR | PX803125 | DB3 Sounder, ATEX ExII 2GD EExd IIC, T5, Zone 1/2, 12-48Vdc, 27 Tones, One Tone Selectable, 2x20mm Entries, Certified Plug, Red Finish | 732 | cerere oferta | N | 1 | 0 | 1 | 0.1 | KG | NA | NA |  | MEDC, DB3 | Fulleon | 1
PX803123 | DB3PD048N2BPNR | PX803123 | DB3P, ATEX ExII 2GD EExd IIC, T5, Zone 1/2, 12-48Vdc, 27 Tones, Two Tones Switchable, 2x20mm Entries, Certified Plug, Red Finish | 732 | cerere oferta | N | 1 | 0 | 1 | 0.1 | KG | NA | NA |  | MEDC, DB3 | Fulleon | 1
PX212814 | DB7PBB024NR | PX212814 | DB7P Sounder, ATEX Ex II 1G, EExia IIB T4, Zone 0/1/2. 24Vdc, 3 x 20mm Knockouts, 27 Tones, Red Finish, IP66/67 | 732 | cerere oferta | N | 1 | 0 | 1 | 0.1 | KG | NA | NA |  | MEDC, DB7 | Fulleon | 1
CN103232 | DBB-W | CN103232 | BACKBOX,4" DEEP,WHT | 732 | cerere oferta | N | 1 | 0 | 1 | 0.1 | KG | NA | NA |  | Wheelock , UL Range | Fulleon | 1
169252 | DC1-12011FB-A20N | 169252 | VFD DC1 1~/3~240V 10.5A 2.2kW /3HP | 50 | cerere oferta | N | 1 | 0 | 1 | 2 | KG | 152X107X231 | 4015081660216 |  | 697 | ICD | 1
169253 | DC1-12011FB-A66N | 169253 | VFD DC1 1~/3~240V 10.5A 2.2kW /3HP | 50 | cerere oferta | N | 1 | 0 | 1 | 5 | KG | 186 5X188X257 | 4015081657162 |  | 697 | ICD | 1
169254 | DC1-12011FB-A6SN | 169254 | VFD DC1 1~/3~240V 10.5A 2.2kW/3HP | 50 | cerere oferta | N | 1 | 0 | 1 | 5 | KG | 186 5X188X257 | 4015081657179 |  | 697 | ICD | 1
169234 | DC1-12011NB-A20N | 169234 | VFD DC1 1~/3~240V 10.5A 2.2kW/3HP | 50 | cerere oferta | N | 1 | 0 | 1 | 2 | KG | 152X107X231 | 4015081657001 |  | 697 | ICD | 1
169235 | DC1-12011NB-A66N | 169235 | VFD DC1 1~/3~240V 10.5A 2.2kW/3HP | 50 | cerere oferta | N | 1 | 0 | 1 | 5 | KG | 186 5X188X257 | 4015081657018 |  | 697 | ICD | 1
169236 | DC1-12011NB-A6SN | 169236 | VFD DC1 1~/3~240V 10.5A 2.2kW/3HP | 50 | cerere oferta | N | 1 | 0 | 1 | 5 | KG | 186 5X188X257 | 4015081660193 |  | 697 | ICD | 1
169237 | DC1-12015NB-A20N | 169237 | VFD DC1 1~/3~240V 15A 4kW/5HP | 50 | cerere oferta | N | 1 | 0 | 1 | 6 | KG | 175X131X273 | 4015081657025 |  | 697 | ICD | 1
169238 | DC1-12015NB-A66N | 169238 | VFD DC1 1~/3~240V 15A 4kW/5HP | 50 | cerere oferta | N | 1 | 0 | 1 | 8.2 | KG | 228 7X210 5X310 | 4015081657032 |  | 697 | ICD | 1
169239 | DC1-12015NB-A6SN | 169239 | VFD DC1 1~/3~240V 15A 4kW/5HP | 50 | cerere oferta | N | 1 | 0 | 1 | 8.2 | KG | 228 7X210 5X310 | 4015081657049 |  | 697 | ICD | 1
169240 | DC1-122D3FN-A20N | 169240 | VFD DC1 1~/3~240V 2.3A 0.37kW /0.5HP | 50 | cerere oferta | N | 1 | 0 | 1 | 1.2 | KG | 124X81X184 | 4015081657056 |  | 697 | ICD | 1
169241 | DC1-122D3FN-A66N | 169241 | VFD DC1 1~/3~240V 2.3A 0.37kW /0.5HP | 50 | cerere oferta | N | 1 | 0 | 1 | 2.8 | KG | 179X161X232 | 4015081657063 |  | 697 | ICD | 1
169242 | DC1-122D3FN-A6SN | 169242 | VFD DC1 1~/3~240V 2.3A 0.37kW/0.5HP | 50 | cerere oferta | N | 1 | 0 | 1 | 2.8 | KG | 179X161X232 | 4015081657070 |  | 697 | ICD | 1
169222 | DC1-122D3NN-A20N | 169222 | VFD DC1 1~/3~240V 2.3A 0.37kW/0.5HP | 50 | cerere oferta | N | 1 | 0 | 1 | 1.2 | KG | 124X81X184 | 4015081656899 |  | 697 | ICD | 1
169223 | DC1-122D3NN-A66N | 169223 | VFD DC1 1~/3~240V 2.3A 0.37kW/0.5HP | 50 | cerere oferta | N | 1 | 0 | 1 | 2.8 | KG | 179X161X232 | 4015081656905 |  | 697 | ICD | 1
169224 | DC1-122D3NN-A6SN | 169224 | VFD DC1 1~/3~240V 2.3A 0.37kW/0.5HP | 50 | cerere oferta | N | 1 | 0 | 1 | 2.8 | KG | 179X161X232 | 4015081660186 |  | 697 | ICD | 1
169243 | DC1-124D3FN-A20N | 169243 | VFD DC1 1~/3~240V 4.3A 0.75kW /1HP | 50 | cerere oferta | N | 1 | 0 | 1 | 1.2 | KG | 124X81X184 | 4015081657087 |  | 697 | ICD | 1
169244 | DC1-124D3FN-A66N | 169244 | VFD DC1 1~/3~240V 4.3A 0.75kW /1HP | 50 | cerere oferta | N | 1 | 0 | 1 | 2.8 | KG | 179X161X232 | 4015081657094 |  | 697 | ICD | 1
169245 | DC1-124D3FN-A6SN | 169245 | VFD DC1 1~/3~240V 4.3A 0.75kW/1HP | 50 | cerere oferta | N | 1 | 0 | 1 | 2.8 | KG | 179X161X232 | 4015081657100 |  | 697 | ICD | 1
169225 | DC1-124D3NN-A20N | 169225 | VFD DC1 1~/3~240V 4.3A 0.75kW/1HP | 50 | cerere oferta | N | 1 | 0 | 1 | 1.2 | KG | 124X81X184 | 4015081656912 |  | 697 | ICD | 1
169226 | DC1-124D3NN-A66N | 169226 | VFD DC1 1~/3~240V 4.3A 0.75kW/1HP | 50 | cerere oferta | N | 1 | 0 | 1 | 2.8 | KG | 179X161X232 | 4015081656929 |  | 697 | ICD | 1
169227 | DC1-124D3NN-A6SN | 169227 | VFD DC1 1~/3~240V 4.3A 0.75kW/1HP | 50 | cerere oferta | N | 1 | 0 | 1 | 2.8 | KG | 179X161X232 | 4015081656936 |  | 697 | ICD | 1
169249 | DC1-127D0FB-A20N | 169249 | VFD DC1 1~/3~240V 7.0A 1.5kW /2HP | 50 | cerere oferta | N | 1 | 0 | 1 | 2 | KG | 152X107X231 | 4015081657131 |  | 697 | ICD | 1
169250 | DC1-127D0FB-A66N | 169250 | VFD DC1 1~/3~240V 7.0A 1.5kW /2HP | 50 | cerere oferta | N | 1 | 0 | 1 | 5 | KG | 186 5X188X257 | 4015081657148 |  | 697 | ICD | 1
169251 | DC1-127D0FB-A6SN | 169251 | VFD DC1 1~/3~240V 7.0A 1.5kW/2HP | 50 | cerere oferta | N | 1 | 0 | 1 | 5 | KG | 186 5X188X257 | 4015081657155 |  | 697 | ICD | 1
169246 | DC1-127D0FN-A20N | 169246 | VFD DC1 1~/3~240V 7.0A 1.5kW /2HP | 50 | cerere oferta | N | 1 | 0 | 1 | 1.2 | KG | 124X81X184 | 4015081657117 |  | 697 | ICD | 1
169247 | DC1-127D0FN-A66N | 169247 | VFD DC1 1~/3~240V 7.0A 1.5kW /2HP | 50 | cerere oferta | N | 1 | 0 | 1 | 2.8 | KG | 179X161X232 | 4015081660209 |  | 697 | ICD | 1
169248 | DC1-127D0FN-A6SN | 169248 | VFD DC1 1~/3~240V 7.0A 1.5kW/2HP | 50 | cerere oferta | N | 1 | 0 | 1 | 2.8 | KG | 179X161X232 | 4015081657124 |  | 697 | ICD | 1
169231 | DC1-127D0NB-A20N | 169231 | VFD DC1 1~/3~240V 7.0A 1.5kW/2HP | 50 | cerere oferta | N | 1 | 0 | 1 | 2 | KG | 152X107X231 | 4015081656974 |  | 697 | ICD | 1
169232 | DC1-127D0NB-A66N | 169232 | VFD DC1 1~/3~240V 7.0A 1.5kW/2HP | 50 | cerere oferta | N | 1 | 0 | 1 | 5 | KG | 186 5X188X257 | 4015081656981 |  | 697 | ICD | 1
169233 | DC1-127D0NB-A6SN | 169233 | VFD DC1 1~/3~240V 7.0A 1.5kW/2HP | 50 | cerere oferta | N | 1 | 0 | 1 | 5 | KG | 186 5X188X257 | 4015081656998 |  | 697 | ICD | 1
169228 | DC1-127D0NN-A20N | 169228 | VFD DC1 1~/3~240V 7.0A 1.5kW/2HP | 50 | cerere oferta | N | 1 | 0 | 1 | 1.2 | KG | 124X81X184 | 4015081656943 |  | 697 | ICD | 1
169229 | DC1-127D0NN-A66N | 169229 | VFD DC1 1~/3~240V 7.0A 1.5kW/2HP | 50 | cerere oferta | N | 1 | 0 | 1 | 2.8 | KG | 179X161X232 | 4015081656950 |  | 697 | ICD | 1
169230 | DC1-127D0NN-A6SN | 169230 | VFD DC1 1~/3~240V 7.0A 1.5kW/2HP | 50 | cerere oferta | N | 1 | 0 | 1 | 2.8 | KG | 179X161X232 | 4015081656967 |  | 697 | ICD | 1
169503 | DC1-1D2D3NN-A20N | 169503 | VFD DC1 1~115V/3~240V 2.3A 0.5kW/0.5HP | 50 | cerere oferta | N | 1 | 0 | 1 | 1.2 | KG | 124X81X184 | 4015081660599 |  | 697 | ICD | 1
169504 | DC1-1D2D3NN-A66N | 169504 | VFD DC1 1~115V/3~240V 2.3A 0.5kW/0.5HP | 50 | cerere oferta | N | 1 | 0 | 1 | 2.8 | KG | 179X161X232 | 4015081659456 |  | 697 | ICD | 1
169505 | DC1-1D2D3NN-A6SN | 169505 | VFD DC1 1~115V/3~240V 2.3A 0.5kW/0.5HP | 50 | cerere oferta | N | 1 | 0 | 1 | 2.8 | KG | 179X161X232 | 4015081659463 |  | 697 | ICD | 1
169506 | DC1-1D4D3NN-A20N | 169506 | VFD DC1 1~115V/3~240V 4.3A 1kW/1HP | 50 | cerere oferta | N | 1 | 0 | 1 | 1.2 | KG | 124X81X184 | 4015081659470 |  | 697 | ICD | 1
169507 | DC1-1D4D3NN-A66N | 169507 | VFD DC1 1~115V/3~240V 4.3A 1kW/1HP | 50 | cerere oferta | N | 1 | 0 | 1 | 2.8 | KG | 179X161X232 | 4015081660605 |  | 697 | ICD | 1
169508 | DC1-1D4D3NN-A6SN | 169508 | VFD DC1 1~115V/3~240V 4.3A 1kW/1HP | 50 | cerere oferta | N | 1 | 0 | 1 | 2.8 | KG | 179X161X232 | 4015081659487 |  | 697 | ICD | 1
169509 | DC1-1D5D8NB-A20N | 169509 | VFD DC1 1~115V/3~240V 5.8A 1.5kW/2HP | 50 | cerere oferta | N | 1 | 0 | 1 | 1.2 | KG | 152X107X231 | 4015081659494 |  | 697 | ICD | 1
169510 | DC1-1D5D8NB-A66N | 169510 | VFD DC1 1~115V/3~240V 5.8A 1.5kW/2HP | 50 | cerere oferta | N | 1 | 0 | 1 | 2.8 | KG | 186 5X188X257 | 4015081659500 |  | 697 | ICD | 1
169511 | DC1-1D5D8NB-A6SN | 169511 | VFD DC1 1~115V/3~240V 5.8A 1.5kW/2HP | 50 | cerere oferta | N | 1 | 0 | 1 | 2.8 | KG | 186 5X188X257 | 4015081659517 |  | 697 | ICD | 1
169447 | DC1-32011FB-A20N | 169447 | VFD DC1 3~/3~240V 10.5A 2.2kW /3HP | 50 | cerere oferta | N | 1 | 0 | 1 | 2 | KG | 152X107X231 | 4015081660513 |  | 697 | ICD | 1
169448 | DC1-32011FB-A66N | 169448 | VFD DC1 3~/3~240V 10.5A 2.2kW /3HP | 50 | cerere oferta | N | 1 | 0 | 1 | 5 | KG | 186 5X188X257 | 4015081658978 |  | 697 | ICD | 1
169449 | DC1-32011FB-A6SN | 169449 | VFD DC1 3~/3~240V 10.5A 2.2kW/3HP | 50 | cerere oferta | N | 1 | 0 | 1 | 5 | KG | 186 5X188X257 | 4015081658985 |  | 697 | ICD | 1
169438 | DC1-32011NB-A20N | 169438 | VFD DC1 3~/3~240V 10.5A 2.2kW/3HP | 50 | cerere oferta | N | 1 | 0 | 1 | 2 | KG | 152X107X231 | 4015081658893 |  | 697 | ICD | 1
169439 | DC1-32011NB-A66N | 169439 | VFD DC1 3~/3~240V 10.5A 2.2kW/3HP | 50 | cerere oferta | N | 1 | 0 | 1 | 5 | KG | 186 5X188X257 | 4015081658909 |  | 697 | ICD | 1
169440 | DC1-32011NB-A6SN | 169440 | VFD DC1 3~/3~240V 10.5A 2.2kW/3HP | 50 | cerere oferta | N | 1 | 0 | 1 | 5 | KG | 186 5X188X257 | 4015081658916 |  | 697 | ICD | 1
169450 | DC1-32018FB-A20N | 169450 | VFD DC1 3~/3~240V 18A 4kW /5HP | 50 | cerere oferta | N | 1 | 0 | 1 | 6 | KG | 175X131X273 | 4015081658992 |  | 697 | ICD | 1
169451 | DC1-32018FB-A66N | 169451 | VFD DC1 3~/3~240V 18A 4kW /5HP | 50 | cerere oferta | N | 1 | 0 | 1 | 8.2 | KG | 228 7X210 5X310 | 4015081659005 |  | 697 | ICD | 1
169452 | DC1-32018FB-A6SN | 169452 | VFD DC1 3~/3~240V 18A 4kW/5HP | 50 | cerere oferta | N | 1 | 0 | 1 | 8.2 | KG | 228 7X210 5X310 | 4015081659012 |  | 697 | ICD | 1
169441 | DC1-32018NB-A20N | 169441 | VFD DC1 3~/3~240V 18A 4kW/5HP | 50 | cerere oferta | N | 1 | 0 | 1 | 6 | KG | 175X131X273 | 4015081658923 |  | 697 | ICD | 1
169442 | DC1-32018NB-A66N | 169442 | VFD DC1 3~/3~240V 18A 4kW/5HP | 50 | cerere oferta | N | 1 | 0 | 1 | 8.2 | KG | 228 7X210 5X310 | 4015081658930 |  | 697 | ICD | 1
169443 | DC1-32018NB-A6SN | 169443 | VFD DC1 3~/3~240V 18A 4kW/5HP | 50 | cerere oferta | N | 1 | 0 | 1 | 8.2 | KG | 228 7X210 5X310 | 4015081660506 |  | 697 | ICD | 1
169255 | DC1-322D3NN-A20N | 169255 | VFD DC1 3~/3~240V 2.3A 0.37kW/0.5HP | 50 | cerere oferta | N | 1 | 0 | 1 | 1.2 | KG | 124X81X184 | 4015081657186 |  | 697 | ICD | 1
169256 | DC1-322D3NN-A66N | 169256 | VFD DC1 3~/3~240V 2.3A 0.37kW/0.5HP | 50 | cerere oferta | N | 1 | 0 | 1 | 2.8 | KG | 179X161X232 | 4015081657193 |  | 697 | ICD | 1
169257 | DC1-322D3NN-A6SN | 169257 | VFD DC1 3~/3~240V 2.3A 0.37kW/0.5HP | 50 | cerere oferta | N | 1 | 0 | 1 | 2.8 | KG | 179X161X232 | 4015081657209 |  | 697 | ICD | 1
169258 | DC1-324D3NN-A20N | 169258 | VFD DC1 3~/3~240V 4.3A 0.75kW/1HP | 50 | cerere oferta | N | 1 | 0 | 1 | 1.2 | KG | 124X81X184 | 4015081657216 |  | 697 | ICD | 1
169259 | DC1-324D3NN-A66N | 169259 | VFD DC1 3~/3~240V 4.3A 0.75kW/1HP | 50 | cerere oferta | N | 1 | 0 | 1 | 2.8 | KG | 179X161X232 | 4015081657223 |  | 697 | ICD | 1
169260 | DC1-324D3NN-A6SN | 169260 | VFD DC1 3~/3~240V 4.3A 0.75kW/1HP | 50 | cerere oferta | N | 1 | 0 | 1 | 2.8 | KG | 179X161X232 | 4015081660223 |  | 697 | ICD | 1
169444 | DC1-327D0FB-A20N | 169444 | VFD DC1 3~/3~240V 7.0A 1.5kW /2HP | 50 | cerere oferta | N | 1 | 0 | 1 | 2 | KG | 152X107X231 | 4015081658947 |  | 697 | ICD | 1
169445 | DC1-327D0FB-A66N | 169445 | VFD DC1 3~/3~240V 7.0A 1.5kW /2HP | 50 | cerere oferta | N | 1 | 0 | 1 | 5 | KG | 186 5X188X257 | 4015081658954 |  | 697 | ICD | 1
169446 | DC1-327D0FB-A6SN | 169446 | VFD DC1 3~/3~240V 7.0A 1.5kW/2HP | 50 | cerere oferta | N | 1 | 0 | 1 | 5 | KG | 186 5X188X257 | 4015081658961 |  | 697 | ICD | 1
169264 | DC1-327D0NB-A20N | 169264 | VFD DC1 3~/3~240V 7.0A 1.5kW/2HP | 50 | cerere oferta | N | 1 | 0 | 1 | 2 | KG | 152X107X231 | 4015081660230 |  | 697 | ICD | 1
169436 | DC1-327D0NB-A66N | 169436 | VFD DC1 3~/3~240V 7.0A 1.5kW/2HP | 50 | cerere oferta | N | 1 | 0 | 1 | 5 | KG | 186 5X188X257 | 4015081658879 |  | 697 | ICD | 1
169437 | DC1-327D0NB-A6SN | 169437 | VFD DC1 3~/3~240V 7.0A 1.5kW/2HP | 50 | cerere oferta | N | 1 | 0 | 1 | 5 | KG | 186 5X188X257 | 4015081658886 |  | 697 | ICD | 1
169261 | DC1-327D0NN-A20N | 169261 | VFD DC1 3~/3~240V 7.0A 1.5kW/2HP | 50 | cerere oferta | N | 1 | 0 | 1 | 1.2 | KG | 124X81X184 | 4015081657230 |  | 697 | ICD | 1
169262 | DC1-327D0NN-A66N | 169262 | VFD DC1 3~/3~240V 7.0A 1.5kW/2HP | 50 | cerere oferta | N | 1 | 0 | 1 | 2.8 | KG | 179X161X232 | 4015081657247 |  | 697 | ICD | 1
169263 | DC1-327D0NN-A6SN | 169263 | VFD DC1 3~/3~240V 7.0A 1.5kW/2HP | 50 | cerere oferta | N | 1 | 0 | 1 | 2.8 | KG | 179X161X232 | 4015081657254 |  | 697 | ICD | 1
169490 | DC1-34014FB-A20N | 169490 | VFD DC1 3~/3~480V 14A 5.5kW /7.5HP | 50 | cerere oferta | N | 1 | 0 | 1 | 6 | KG | 175X131X273 | 4015081660575 |  | 697 | ICD | 1
169491 | DC1-34014FB-A66N | 169491 | VFD DC1 3~/3~480V 14A 5.5kW /7.5HP | 50 | cerere oferta | N | 1 | 0 | 1 | 8.2 | KG | 228 7X210 5X310 | 4015081659340 |  | 697 | ICD | 1
169492 | DC1-34014FB-A6SN | 169492 | VFD DC1 3~/3~480V 14A 5.5kW/7.5HP | 50 | cerere oferta | N | 1 | 0 | 1 | 8.2 | KG | 228 7X210 5X310 | 4015081659357 |  | 697 | ICD | 1
169468 | DC1-34014NB-A20N | 169468 | VFD DC1 3~/3~480V 14A 5.5kW/7.5HP | 50 | cerere oferta | N | 1 | 0 | 1 | 6 | KG | 175X131X273 | 4015081659142 |  | 697 | ICD | 1
169469 | DC1-34014NB-A66N | 169469 | VFD DC1 3~/3~480V 14A 5.5kW/7.5HP | 50 | cerere oferta | N | 1 | 0 | 1 | 8.2 | KG | 228 7X210 5X310 | 4015081659159 |  | 697 | ICD | 1
169470 | DC1-34014NB-A6SN | 169470 | VFD DC1 3~/3~480V 14A 5.5kW/7.5HP | 50 | cerere oferta | N | 1 | 0 | 1 | 8.2 | KG | 228 7X210 5X310 | 4015081659166 |  | 697 | ICD | 1
169493 | DC1-34018FB-A20N | 169493 | VFD DC1 3~/3~480V 18A 7.5kW /10HP | 50 | cerere oferta | N | 1 | 0 | 1 | 6 | KG | 175X131X273 | 4015081659364 |  | 697 | ICD | 1
169494 | DC1-34018FB-A66N | 169494 | VFD DC1 3~/3~480V 18A 7.5kW /10HP | 50 | cerere oferta | N | 1 | 0 | 1 | 8.2 | KG | 228 7X210 5X310 | 4015081659371 |  | 697 | ICD | 1
169495 | DC1-34018FB-A6SN | 169495 | VFD DC1 3~/3~480V 18A 7.5kW/10HP | 50 | cerere oferta | N | 1 | 0 | 1 | 8.2 | KG | 228 7X210 5X310 | 4015081660582 |  | 697 | ICD | 1
169471 | DC1-34018NB-A20N | 169471 | VFD DC1 3~/3~480V 18A 7.5kW/10HP | 50 | cerere oferta | N | 1 | 0 | 1 | 6 | KG | 175X131X273 | 4015081659173 |  | 697 | ICD | 1
169472 | DC1-34018NB-A66N | 169472 | VFD DC1 3~/3~480V 18A 7.5kW/10HP | 50 | cerere oferta | N | 1 | 0 | 1 | 8.2 | KG | 228 7X210 5X310 | 4015081659180 |  | 697 | ICD | 1
169473 | DC1-34018NB-A6SN | 169473 | VFD DC1 3~/3~480V 18A 7.5kW/10HP | 50 | cerere oferta | N | 1 | 0 | 1 | 8.2 | KG | 228 7X210 5X310 | 4015081659197 |  | 697 | ICD | 1
169496 | DC1-34024FB-A20N | 169496 | VFD DC1 3~/3~480V 24A 11kW /15HP | 50 | cerere oferta | N | 1 | 0 | 1 | 6 | KG | 175X131X273 | 4015081659388 |  | 697 | ICD | 1
169474 | DC1-34024NB-A20N | 169474 | VFD DC1 3~/3~480V 24A 11kW/15HP | 50 | cerere oferta | N | 1 | 0 | 1 | 6 | KG | 175X131X273 | 4015081659203 |  | 697 | ICD | 1
169475 | DC1-342D2FN-A20N | 169475 | VFD DC1 3~/3~480V 2.2A 0.75kW /1HP | 50 | cerere oferta | N | 1 | 0 | 1 | 1.2 | KG | 124X81X184 | 4015081659210 |  | 697 | ICD | 1
169476 | DC1-342D2FN-A66N | 169476 | VFD DC1 3~/3~480V 2.2A 0.75kW /1HP | 50 | cerere oferta | N | 1 | 0 | 1 | 2.8 | KG | 179X161X232 | 4015081659227 |  | 697 | ICD | 1
169477 | DC1-342D2FN-A6SN | 169477 | VFD DC1 3~/3~480V 2.2A 0.75kW/1HP | 50 | cerere oferta | N | 1 | 0 | 1 | 2.8 | KG | 179X161X232 | 4015081659234 |  | 697 | ICD | 1
169453 | DC1-342D2NN-A20N | 169453 | VFD DC1 3~/3~480V 2.2A 0.75kW/1HP | 50 | cerere oferta | N | 1 | 0 | 1 | 1.2 | KG | 124X81X184 | 4015081659029 |  | 697 | ICD | 1
169454 | DC1-342D2NN-A66N | 169454 | VFD DC1 3~/3~480V 2.2A 0.75kW/1HP | 50 | cerere oferta | N | 1 | 0 | 1 | 2.8 | KG | 179X161X232 | 4015081659036 |  | 697 | ICD | 1
169455 | DC1-342D2NN-A6SN | 169455 | VFD DC1 3~/3~480V 2.2A 0.75kW/1HP | 50 | cerere oferta | N | 1 | 0 | 1 | 2.8 | KG | 179X161X232 | 4015081660520 |  | 697 | ICD | 1
169481 | DC1-344D1FB-A20N | 169481 | VFD DC1 3~/3~480V 4.1A 1.5kW /2HP | 50 | cerere oferta | N | 1 | 0 | 1 | 1.2 | KG | 152X107X231 | 4015081659265 |  | 697 | ICD | 1
169482 | DC1-344D1FB-A66N | 169482 | VFD DC1 3~/3~480V 4.1A 1.5kW /2HP | 50 | cerere oferta | N | 1 | 0 | 1 | 2.8 | KG | 186 5X188X257 | 4015081659272 |  | 697 | ICD | 1
169483 | DC1-344D1FB-A6SN | 169483 | VFD DC1 3~/3~480V 4.1A 1.5kW/2HP | 50 | cerere oferta | N | 1 | 0 | 1 | 2.8 | KG | 186 5X188X257 | 4015081660568 |  | 697 | ICD | 1
169478 | DC1-344D1FN-A20N | 169478 | VFD DC1 3~/3~480V 4.1A 1.5kW /2HP | 50 | cerere oferta | N | 1 | 0 | 1 | 1.2 | KG | 124X81X184 | 4015081660551 |  | 697 | ICD | 1
169479 | DC1-344D1FN-A66N | 169479 | VFD DC1 3~/3~480V 4.1A 1.5kW /2HP | 50 | cerere oferta | N | 1 | 0 | 1 | 2.8 | KG | 179X161X232 | 4015081659241 |  | 697 | ICD | 1
169480 | DC1-344D1FN-A6SN | 169480 | VFD DC1 3~/3~480V 4.1A 1.5kW/2HP | 50 | cerere oferta | N | 1 | 0 | 1 | 2.8 | KG | 179X161X232 | 4015081659258 |  | 697 | ICD | 1
169459 | DC1-344D1NB-A20N | 169459 | VFD DC1 3~/3~480V 4.1A 1.5kW/2HP | 50 | cerere oferta | N | 1 | 0 | 1 | 1.2 | KG | 152X107X231 | 4015081660537 |  | 697 | ICD | 1
169460 | DC1-344D1NB-A66N | 169460 | VFD DC1 3~/3~480V 4.1A 1.5kW/2HP | 50 | cerere oferta | N | 1 | 0 | 1 | 2.8 | KG | 186 5X188X257 | 4015081659074 |  | 697 | ICD | 1
169461 | DC1-344D1NB-A6SN | 169461 | VFD DC1 3~/3~480V 4.1A 1.5kW/2HP | 50 | cerere oferta | N | 1 | 0 | 1 | 2.8 | KG | 186 5X188X257 | 4015081659081 |  | 697 | ICD | 1
169456 | DC1-344D1NN-A20N | 169456 | VFD DC1 3~/3~480V 4.1A 1.5kW/2HP | 50 | cerere oferta | N | 1 | 0 | 1 | 1.2 | KG | 124X81X184 | 4015081659043 |  | 697 | ICD | 1
169457 | DC1-344D1NN-A66N | 169457 | VFD DC1 3~/3~480V 4.1A 1.5kW/2HP | 50 | cerere oferta | N | 1 | 0 | 1 | 2.8 | KG | 179X161X232 | 4015081659050 |  | 697 | ICD | 1
169458 | DC1-344D1NN-A6SN | 169458 | VFD DC1 3~/3~480V 4.1A 1.5kW/2HP | 50 | cerere oferta | N | 1 | 0 | 1 | 2.8 | KG | 179X161X232 | 4015081659067 |  | 697 | ICD | 1
169484 | DC1-345D8FB-A20N | 169484 | VFD DC1 3~/3~480V 5.8A 2.2kW /3HP | 50 | cerere oferta | N | 1 | 0 | 1 | 2 | KG | 152X107X231 | 4015081659289 |  | 697 | ICD | 1
169485 | DC1-345D8FB-A66N | 169485 | VFD DC1 3~/3~480V 5.8A 2.2kW /3HP | 50 | cerere oferta | N | 1 | 0 | 1 | 5 | KG | 186 5X188X257 | 4015081659296 |  | 697 | ICD | 1
169486 | DC1-345D8FB-A6SN | 169486 | VFD DC1 3~/3~480V 5.8A 2.2kW/3HP | 50 | cerere oferta | N | 1 | 0 | 1 | 5 | KG | 186 5X188X257 | 4015081659302 |  | 697 | ICD | 1
169462 | DC1-345D8NB-A20N | 169462 | VFD DC1 3~/3~480V 5.8A 2.2kW/3HP | 50 | cerere oferta | N | 1 | 0 | 1 | 2 | KG | 152X107X231 | 4015081659098 |  | 697 | ICD | 1
169463 | DC1-345D8NB-A66N | 169463 | VFD DC1 3~/3~480V 5.8A 2.2kW/3HP | 50 | cerere oferta | N | 1 | 0 | 1 | 5 | KG | 186 5X188X257 | 4015081659104 |  | 697 | ICD | 1
169464 | DC1-345D8NB-A6SN | 169464 | VFD DC1 3~/3~480V 5.8A 2.2kW/3HP | 50 | cerere oferta | N | 1 | 0 | 1 | 5 | KG | 186 5X188X257 | 4015081659111 |  | 697 | ICD | 1
169487 | DC1-349D5FB-A20N | 169487 | VFD DC1 3~/3~480V 9.5A 4kW /5HP | 50 | cerere oferta | N | 1 | 0 | 1 | 2 | KG | 152X107X231 | 4015081659319 |  | 697 | ICD | 1
169488 | DC1-349D5FB-A66N | 169488 | VFD DC1 3~/3~480V 9.5A 4kW /5HP | 50 | cerere oferta | N | 1 | 0 | 1 | 5 | KG | 186 5X188X257 | 4015081659326 |  | 697 | ICD | 1
169489 | DC1-349D5FB-A6SN | 169489 | VFD DC1 3~/3~480V 9.5A 4kW/5HP | 50 | cerere oferta | N | 1 | 0 | 1 | 5 | KG | 186 5X188X257 | 4015081659333 |  | 697 | ICD | 1
169465 | DC1-349D5NB-A20N | 169465 | VFD DC1 3~/3~480V 9.5A 4kW/5HP | 50 | cerere oferta | N | 1 | 0 | 1 | 2 | KG | 152X107X231 | 4015081659128 |  | 697 | ICD | 1
169466 | DC1-349D5NB-A66N | 169466 | VFD DC1 3~/3~480V 9.5A 4kW/5HP | 50 | cerere oferta | N | 1 | 0 | 1 | 5 | KG | 186 5X188X257 | 4015081659135 |  | 697 | ICD | 1
169467 | DC1-349D5NB-A6SN | 169467 | VFD DC1 3~/3~480V 9.5A 4kW/5HP | 50 | cerere oferta | N | 1 | 0 | 1 | 5 | KG | 186 5X188X257 | 4015081660544 |  | 697 | ICD | 1
169500 | DC1-S1011NB-A20N | 169500 | VFD DC1 1~/1~115V 10.5A 0.75kW/1HP | 50 | cerere oferta | N | 1 | 0 | 1 | 1.2 | KG | 152X107X231 | 4015081659425 |  | 697 | ICD | 1
169501 | DC1-S1011NB-A66N | 169501 | VFD DC1 1~/1~115V 10.5A 0.75kW/1HP | 50 | cerere oferta | N | 1 | 0 | 1 | 2.8 | KG | 186 5X188X257 | 4015081659432 |  | 697 | ICD | 1
169502 | DC1-S1011NB-A6SN | 169502 | VFD DC1 1~/1~115V 10.5A 0.75kW/1HP | 50 | cerere oferta | N | 1 | 0 | 1 | 2.8 | KG | 186 5X188X257 | 4015081659449 |  | 697 | ICD | 1
169497 | DC1-S17D0NN-A20N | 169497 | VFD DC1 1~/1~115V 7.0A 0.5kW/0.5HP | 50 | cerere oferta | N | 1 | 0 | 1 | 1.2 | KG | 124X81X184 | 4015081659395 |  | 697 | ICD | 1
169498 | DC1-S17D0NN-A66N | 169498 | VFD DC1 1~/1~115V 7.0A 0.5kW/0.5HP | 50 | cerere oferta | N | 1 | 0 | 1 | 2.8 | KG | 179X161X232 | 4015081659401 |  | 697 | ICD | 1
169499 | DC1-S17D0NN-A6SN | 169499 | VFD DC1 1~/1~115V 7.0A 0.5kW/0.5HP | 50 | cerere oferta | N | 1 | 0 | 1 | 2.8 | KG | 179X161X232 | 4015081659418 |  | 697 | ICD | 1
169527 | DC1-S2011FB-A20N | 169527 | VFD DC1 1~/1~240V 10.5A 1.1kW /2HP | 50 | cerere oferta | N | 1 | 0 | 1 | 1.2 | KG | 152X107X231 | 4015081659647 |  | 697 | ICD | 1
169528 | DC1-S2011FB-A66N | 169528 | VFD DC1 1~/1~240V 10.5A 1.1kW /2HP | 50 | cerere oferta | N | 1 | 0 | 1 | 2.8 | KG | 186 5X188X257 | 4015081659654 |  | 697 | ICD | 1
169529 | DC1-S2011FB-A6SN | 169529 | VFD DC1 1~/1~240V 10.5A 1.1kW/2HP | 50 | cerere oferta | N | 1 | 0 | 1 | 2.8 | KG | 186 5X188X257 | 4015081659661 |  | 697 | ICD | 1
169518 | DC1-S2011NB-A20N | 169518 | VFD DC1 1~/1~240V 10.5A 1.1kW/2HP | 50 | cerere oferta | N | 1 | 0 | 1 | 1.2 | KG | 152X107X231 | 4015081659579 |  | 697 | ICD | 1
169519 | DC1-S2011NB-A66N | 169519 | VFD DC1 1~/1~240V 10.5A 1.1kW/2HP | 50 | cerere oferta | N | 1 | 0 | 1 | 2.8 | KG | 186 5X188X257 | 4015081660629 |  | 697 | ICD | 1
169520 | DC1-S2011NB-A6SN | 169520 | VFD DC1 1~/1~240V 10.5A 1.1kW/2HP | 50 | cerere oferta | N | 1 | 0 | 1 | 2.8 | KG | 186 5X188X257 | 4015081659586 |  | 697 | ICD | 1
169521 | DC1-S24D3FN-A20N | 169521 | VFD DC1 1~/1~240V 4.3A 0.37kW /0.5HP | 50 | cerere oferta | N | 1 | 0 | 1 | 1.2 | KG | 124X81X184 | 4015081659593 |  | 697 | ICD | 1
169522 | DC1-S24D3FN-A66N | 169522 | VFD DC1 1~/1~240V 4.3A 0.37kW /0.5HP | 50 | cerere oferta | N | 1 | 0 | 1 | 2.8 | KG | 179X161X232 | 4015081659609 |  | 697 | ICD | 1
169523 | DC1-S24D3FN-A6SN | 169523 | VFD DC1 1~/1~240V 4.3A 0.37kW/0.5HP | 50 | cerere oferta | N | 1 | 0 | 1 | 2.8 | KG | 179X161X232 | 4015081659616 |  | 697 | ICD | 1
169512 | DC1-S24D3NN-A20N | 169512 | VFD DC1 1~/1~240V 4.3A 0.37kW/0.5HP | 50 | cerere oferta | N | 1 | 0 | 1 | 1.2 | KG | 124X81X184 | 4015081659524 |  | 697 | ICD | 1
169513 | DC1-S24D3NN-A66N | 169513 | VFD DC1 1~/1~240V 4.3A 0.37kW/0.5HP | 50 | cerere oferta | N | 1 | 0 | 1 | 2.8 | KG | 179X161X232 | 4015081659531 |  | 697 | ICD | 1
169514 | DC1-S24D3NN-A6SN | 169514 | VFD DC1 1~/1~240V 4.3A 0.37kW/0.5HP | 50 | cerere oferta | N | 1 | 0 | 1 | 2.8 | KG | 179X161X232 | 4015081659548 |  | 697 | ICD | 1
169524 | DC1-S27D0FN-A20N | 169524 | VFD DC1 1~/1~240V 7.0A 0.75kW /1HP | 50 | cerere oferta | N | 1 | 0 | 1 | 1.2 | KG | 124X81X184 | 4015081659623 |  | 697 | ICD | 1
169525 | DC1-S27D0FN-A66N | 169525 | VFD DC1 1~/1~240V 7.0A 0.75kW /1HP | 50 | cerere oferta | N | 1 | 0 | 1 | 2.8 | KG | 179X161X232 | 4015081659630 |  | 697 | ICD | 1
169526 | DC1-S27D0FN-A6SN | 169526 | VFD DC1 1~/1~240V 7.0A 0.75kW/1HP | 50 | cerere oferta | N | 1 | 0 | 1 | 2.8 | KG | 179X161X232 | 4015081660636 |  | 697 | ICD | 1
169515 | DC1-S27D0NN-A20N | 169515 | VFD DC1 1~/1~240V 7.0A 0.75kW/1HP | 50 | cerere oferta | N | 1 | 0 | 1 | 1.2 | KG | 124X81X184 | 4015081660612 |  | 697 | ICD | 1
169516 | DC1-S27D0NN-A66N | 169516 | VFD DC1 1~/1~240V 7.0A 0.75kW/1HP | 50 | cerere oferta | N | 1 | 0 | 1 | 2.8 | KG | 179X161X232 | 4015081659555 |  | 697 | ICD | 1
169517 | DC1-S27D0NN-A6SN | 169517 | VFD DC1 1~/1~240V 7.0A 0.75kW/1HP | 50 | cerere oferta | N | 1 | 0 | 1 | 2.8 | KG | 179X161X232 | 4015081659562 |  | 697 | ICD | 1
1314106 | DCM40/1 | 1314106 | Switch-disc. DCM 40/1 3P+SN | 73 | cerere oferta | N | 1 | 0 | 1 | 0.448 | KG | 150X90X80 | 8711426313866 |  | 761 | ICD | 1
1314107 | DCM40/1+CM | 1314107 | Switch-disc. DCM 40/1 3P+SN Cover | 73 | cerere oferta | N | 1 | 0 | 1 | 0.37 | KG | 150X90X80 | 8711426543874 |  | 761 | ICD | 1
1314112 | DCM40/1-SK+FM | 1314112 | Switch-disc. DCM 40/1 3P+SN front | 73 | cerere oferta | N | 1 | 0 | 1 | 0.384 | KG | 150X90X80 | 8711426100961 |  | 761 | ICD | 1
1314104 | DCM40/1-SK+HC | 1314104 | Switch-disc. DCM 40/1 3P+SN Hor. | 73 | cerere oferta | N | 1 | 0 | 1 | 0.4 | KG | 150X90X80 | 8711426352124 |  | 761 | ICD | 1
1314105 | DCM40/1-SK+VC | 1314105 | Switch-disc. DCM 40/1 3P+SN | 73 | cerere oferta | N | 1 | 0 | 1 | 0.4 | KG | 150X90X80 | 8711426803848 |  | 761 | ICD | 1
1314110 | DCM40/4 | 1314110 | Switch-disc. DCM 40/4 | 73 | cerere oferta | N | 1 | 0 | 1 | 0.48 | KG | 146X84X74 | 8711426813595 |  | 761 | ICD | 1
1314111 | DCM40/4+CM | 1314111 | Switch-disc. DCM 40/4 Cover | 73 | cerere oferta | N | 1 | 0 | 1 | 0.384 | KG | 150X90X80 | 8711426922655 |  | 761 | ICD | 1
1314113 | DCM40/4-SK+FM | 1314113 | Switch-disc. DCM 40/4 front | 73 | cerere oferta | N | 1 | 0 | 1 | 0.5 | KG | 146X84X74 | 8711426355774 |  | 761 | ICD | 1
1314108 | DCM40/4-SK+HC | 1314108 | Switch-disc. DCM 40/4 Hor. | 73 | cerere oferta | N | 1 | 0 | 1 | 0.285 | KG | 150X90X80 | 8711426492080 |  | 761 | ICD | 1
1314109 | DCM40/4-SK+VC | 1314109 | Switch-disc. DCM 40/4 | 73 | cerere oferta | N | 10 | 0 | 1 | 0.47 | KG | 146X84X74 | 8711426385580 |  | 761 | ICD | 1
1314004 | DCM63/1 | 1314004 | Switch-disc. DCM 63/1 3P+SN | 73 | cerere oferta | N | 1 | 0 | 1 | 0.48 | KG | 146X84X74 | 8711426880665 |  | 761 | ICD | 1
1314005 | DCM63/1+CM | 1314005 | Switch-disc. DCM 63/1 3P+SN Cover | 73 | cerere oferta | N | 1 | 0 | 1 | 0.53 | KG | 146X84X74 | 8711426644168 |  | 761 | ICD | 1
1314002 | DCM63/1-SK+HC | 1314002 | Switch-disc. DCM 63/1 3P+SN Hor. | 73 | cerere oferta | N | 1 | 0 | 1 | 46 | KG | 150X90X80 | 8711426635043 |  | 761 | ICD | 1
1314003 | DCM63/1-SK+VC | 1314003 | Switch-disc. DCM 63/1 3P+SN | 73 | cerere oferta | N | 1 | 0 | 1 | 0.44 | KG | 146X84X74 | 8711426683358 |  | 761 | ICD | 1
1314006 | DCM63/4 | 1314006 | Switch-disc. DCM 63/4 | 73 | cerere oferta | N | 10 | 0 | 1 | 0.46 | KG | 146X84X74 | 8711426771673 |  | 761 | ICD | 1
1314007 | DCM63/4+CM | 1314007 | Switch-disc. DCM 63/4 Cover | 73 | cerere oferta | N | 1 | 0 | 1 | 0.58 | KG | 146X84X74 | 8711426215078 |  | 761 | ICD | 1
1314009 | DCM63/4-SK+FM | 1314009 | Switch-disc. DCM 63/4 Front | 73 | cerere oferta | N | 1 | 0 | 1 | 0.48 | KG | 146X84X74 | 8711426730595 |  | 761 | ICD | 1
1314015 | DCM63/4-SK+HC | 1314015 | Switch-disc. DCM 63/4 Hor. | 73 | cerere oferta | N | 1 | 0 | 1 | 0.46 | KG | 146X84X74 | 8711426313996 |  | 761 | ICD | 1
1314016 | DCM63/4-SK+VC | 1314016 | Switch-disc. DCM 63/4 | 73 | cerere oferta | N | 1 | 0 | 1 | 0.58 | KG | 146X84X74 | 8711426352902 |  | 761 | ICD | 1
6098953 | DDC-1000/2 | 6098953 | DDC-1000/2 | 734 | cerere oferta | N | 1 | 0 | 1 | 14 | KG | 345X230X160 | 8711426110830 |  | 761 | ICD | 1
6098955 | DDC-1000/2/M4/P-G | 6098955 | DDC-1000/2/M4/P-G | 734 | cerere oferta | N | 1 | 0 | 1 | 14 | KG | 345X230X160 | 8711426214088 |  | 761 | ICD | 1
6098954 | DDC-1000/2-SK | 6098954 | DDC-1000/2-SK | 734 | cerere oferta | N | 1 | 0 | 1 | 14 | KG | 345X230X160 | 8711426107984 |  | 761 | ICD | 1
6098956 | DDC-1250/2 | 6098956 | DDC-1250/2 | 734 | cerere oferta | N | 1 | 0 | 1 | 14 | KG | 345X230X160 | 8711426212800 |  | 761 | ICD | 1
6098958 | DDC-1250/2/M4/P-G | 6098958 | DDC-1250/2/M4/P-G | 734 | cerere oferta | N | 1 | 0 | 1 | 14 | KG | 345X230X160 | 8711426530218 |  | 761 | ICD | 1
6098957 | DDC-1250/2-SK | 6098957 | DDC-1250/2-SK | 734 | cerere oferta | N | 1 | 0 | 1 | 14 | KG | 345X230X160 | 8711426320178 |  | 761 | ICD | 1
6098950 | DDC-800/2 | 6098950 | DDC-800/2 | 734 | cerere oferta | N | 1 | 0 | 1 | 13.5 | KG | 345X230X160 | 8711426852075 |  | 761 | ICD | 1
6098952 | DDC-800/2/M4/P-G | 6098952 | DDC-800/2/M4/P-G | 734 | cerere oferta | N | 1 | 0 | 1 | 13.5 | KG | 345X230X160 | 8711426855465 |  | 761 | ICD | 1
6098951 | DDC-800/2-SK | 6098951 | DDC-800/2-SK | 734 | cerere oferta | N | 1 | 0 | 1 | 13.5 | KG | 345X230X160 | 8711426426870 |  | 761 | ICD | 1
174327 | DE1-121D4FN-N20N | 174327 | DE1-121D4FN-N20N | 50 | cerere oferta | N | 1 | 0 | 1 | 1.04 | KG | 185X55X275 | 4015081707898 |  | 972 | ICD | 1
177359 | DE1-121D4NN-N20N | 177359 | DE1-121D4NN-N20N | 50 | cerere oferta | N | 1 | 0 | 1 | 1.04 | KG | 185X55X275 | 4015081718191 |  | 972 | ICD | 1
174328 | DE1-122D3FN-N20N | 174328 | DE1-122D3FN-N20N | 50 | cerere oferta | N | 1 | 0 | 1 | 1.04 | KG | 185X55X275 | 4015081707904 |  | 972 | ICD | 1
177360 | DE1-122D3NN-N20N | 177360 | DE1-122D3NN-N20N | 50 | cerere oferta | N | 1 | 0 | 1 | 1.04 | KG | 185X55X275 | 4015081718207 |  | 972 | ICD | 1
174329 | DE1-122D7FN-N20N | 174329 | DE1-122D7FN-N20N | 50 | cerere oferta | N | 1 | 0 | 1 | 1.06 | KG | 185X55X275 | 4015081707911 |  | 972 | ICD | 1
177361 | DE1-122D7NN-N20N | 177361 | DE1-122D7NN-N20N | 50 | cerere oferta | N | 1 | 0 | 1 | 1.06 | KG | 185X55X275 | 4015081718214 |  | 972 | ICD | 1
174330 | DE1-124D3FN-N20N | 174330 | DE1-124D3FN-N20N | 50 | cerere oferta | N | 1 | 0 | 1 | 1.06 | KG | 185X55X275 | 4015081707928 |  | 972 | ICD | 1
177362 | DE1-124D3NN-N20N | 177362 | DE1-124D3NN-N20N | 50 | cerere oferta | N | 1 | 0 | 1 | 1.06 | KG | 185X55X275 | 4015081718221 |  | 972 | ICD | 1
174331 | DE1-127D0FN-N20N | 174331 | DE1-127D0FN-N20N | 50 | cerere oferta | N | 1 | 0 | 1 | 1.06 | KG | 185X55X275 | 4015081707935 |  | 972 | ICD | 1
177363 | DE1-127D0NN-N20N | 177363 | DE1-127D0NN-N20N | 50 | cerere oferta | N | 1 | 0 | 1 | 1.06 | KG | 185X55X275 | 4015081718238 |  | 972 | ICD | 1
174332 | DE1-129D6FN-N20N | 174332 | DE1-129D6FN-N20N | 50 | cerere oferta | N | 1 | 0 | 1 | 1.68 | KG | 275X215X100 | 4015081707942 |  | 972 | ICD | 1
177364 | DE1-129D6NN-N20N | 177364 | DE1-129D6NN-N20N | 50 | cerere oferta | N | 1 | 0 | 1 | 1.68 | KG | 275X215X100 | 4015081718245 |  | 972 | ICD | 1
174339 | DE1-34011FN-N20N | 174339 | DE1-34011FN-N20N | 50 | cerere oferta | N | 1 | 0 | 1 | 1.6 | KG | 275X215X100 | 4015081708017 |  | 972 | ICD | 1
177371 | DE1-34011NN-N20N | 177371 | DE1-34011NN-N20N | 50 | cerere oferta | N | 1 | 0 | 1 | 1.6 | KG | 275X215X100 | 4015081718313 |  | 972 | ICD | 1
174340 | DE1-34016FN-N20N | 174340 | DE1-34016FN-N20N | 50 | cerere oferta | N | 1 | 0 | 1 | 1.6 | KG | 275X215X100 | 4015081708024 |  | 972 | ICD | 1
177372 | DE1-34016NN-N20N | 177372 | DE1-34016NN-N20N | 50 | cerere oferta | N | 1 | 0 | 1 | 1.6 | KG | 275X215X100 | 4015081718320 |  | 972 | ICD | 1
174333 | DE1-341D3FN-N20N | 174333 | DE1-341D3FN-N20N | 50 | cerere oferta | N | 1 | 0 | 1 | 1 | KG | 185X55X275 | 4015081707959 |  | 972 | ICD | 1
177365 | DE1-341D3NN-N20N | 177365 | DE1-341D3NN-N20N | 50 | cerere oferta | N | 1 | 0 | 1 | 1 | KG | 185X55X275 | 4015081718252 |  | 972 | ICD | 1
174334 | DE1-342D1FN-N20N | 174334 | DE1-342D1FN-N20N | 50 | cerere oferta | N | 1 | 0 | 1 | 1 | KG | 185X55X275 | 4015081707966 |  | 972 | ICD | 1
177366 | DE1-342D1NN-N20N | 177366 | DE1-342D1NN-N20N | 50 | cerere oferta | N | 1 | 0 | 1 | 1 | KG | 185X55X275 | 4015081718269 |  | 972 | ICD | 1
174335 | DE1-343D6FN-N20N | 174335 | DE1-343D6FN-N20N | 50 | cerere oferta | N | 1 | 0 | 1 | 1 | KG | 185X55X275 | 4015081707973 |  | 972 | ICD | 1
177367 | DE1-343D6NN-N20N | 177367 | DE1-343D6NN-N20N | 50 | cerere oferta | N | 1 | 0 | 1 | 1 | KG | 185X55X275 | 4015081718276 |  | 972 | ICD | 1
174336 | DE1-345D0FN-N20N | 174336 | DE1-345D0FN-N20N | 50 | cerere oferta | N | 1 | 0 | 1 | 1.6 | KG | 275X215X100 | 4015081707980 |  | 972 | ICD | 1
177368 | DE1-345D0NN-N20N | 177368 | DE1-345D0NN-N20N | 50 | cerere oferta | N | 1 | 0 | 1 | 1.6 | KG | 275X215X100 | 4015081718283 |  | 972 | ICD | 1
174337 | DE1-346D6FN-N20N | 174337 | DE1-346D6FN-N20N | 50 | cerere oferta | N | 1 | 0 | 1 | 1.6 | KG | 275X215X100 | 4015081707997 |  | 972 | ICD | 1
177369 | DE1-346D6NN-N20N | 177369 | DE1-346D6NN-N20N | 50 | cerere oferta | N | 1 | 0 | 1 | 1.6 | KG | 275X215X100 | 4015081718290 |  | 972 | ICD | 1
174338 | DE1-348D5FN-N20N | 174338 | DE1-348D5FN-N20N | 50 | cerere oferta | N | 1 | 0 | 1 | 1.6 | KG | 275X215X100 | 4015081708000 |  | 972 | ICD | 1
177370 | DE1-348D5NN-N20N | 177370 | DE1-348D5NN-N20N | 50 | cerere oferta | N | 1 | 0 | 1 | 1.6 | KG | 275X215X100 | 4015081718306 |  | 972 | ICD | 1
219485 | DE4-BR1-082-245 | 219485 | Rezistenta franare, 82 Ohm, 245 W, P var | 50 | cerere oferta | N | 1 | 0 | 1 | 1.515 | KG | 500X120X100 | 4015082194857 |  | 696 | ICD | 1
219489 | DE4-BR1-100-200 | 219489 | Rezistenta franare, 100 Ohm, 200 W, P va | 50 | cerere oferta | N | 1 | 0 | 1 | 1.515 | KG | 500X120X100 | 4015082194895 |  | 696 | ICD | 1
219490 | DE4-BR1-200-100 | 219490 | Rezistenta franare, 200 Ohm, 100 W, P va | 50 | cerere oferta | N | 1 | 0 | 1 | 1.515 | KG | 300X120X100 | 4015082194901 |  | 696 | ICD | 1
219492 | DE4-BR1-240-285 | 219492 | Rezistenta franare, 240 Ohm, 285 W, P va | 50 | cerere oferta | N | 1 | 0 | 1 | 1.515 | KG | 400X120X100 | 4015082194925 |  | 696 | ICD | 1
219494 | DE4-BR1-370-215 | 219494 | Rezistenta franare, 370 Ohm, 215 W, P va | 50 | cerere oferta | N | 1 | 0 | 1 | 1.515 | KG | 500X120X100 | 4015082194949 |  | 696 | ICD | 1
219495 | DE4-BR1-470-050 | 219495 | Rezistenta franare, 470 Ohm, 50 W, P var | 50 | cerere oferta | N | 1 | 0 | 1 | 1.515 | KG | 200X120X100 | 4015082194956 |  | 696 | ICD | 1
219497 | DE4-BR1-470-140 | 219497 | Rezistenta franare, 470 Ohm, 140 W, P va | 50 | cerere oferta | N | 1 | 0 | 1 | 1.515 | KG | 300X120X100 | 4015082194970 |  | 696 | ICD | 1
ROWD1609801044 | DEK 5/5 MC-10 NE WS | ROWD1609801044 | DEK 5/5 MC-10 NE WS | 731 | cerere oferta | N | 1 | 0 | 1 | 0.13 | G | 0 001X0 001X0 001 | 9008790593932 |  | 306 | ICD | 1
ROWD049076 | DEK5SONDERDRUCK-WD | ROWD049076 | DEK5SONDERDRUCK-WD | 731 | cerere oferta | N | 1 | 0 | 1 | 0.001 | KG | 0 001X0 001X0 001 | 9008790082535 |  | 306 | ICD | 1
ROWD05189601 | DEK6FWZ1-10-WD | ROWD05189601 | DEK6FWZ1-10-WD | 731 | cerere oferta | N | 1 | 0 | 1 | 0.01 | KG | 0 001X0 001X0 001 | 9008790082511 |  | 306 | ICD | 1
ROWD046856 | DEK6NEUTRAL-WD | ROWD046856 | ETICHETA CLEMA CONEXIUNE | 731 | cerere oferta | N | 1 | 0 | 1 | 0.01 | KG | 0 001X0 001X0 001 | 9008790082559 |  | 306 | ICD | 1
ROWD127706 | DEK8NEUTRAL-WD | ROWD127706 | ETICHETA CLEMA CONEXIUNE | 731 | cerere oferta | N | 1 | 0 | 1 | 0.01 | KG | 0 001X0 001X0 001 | 9008790082184 |  | 306 | ICD | 1
93972 | DE-P3 | 93972 | Acc. Cam Switches (UK) | 54 | cerere oferta | S | 3 | 0 | 1 | 0.075 | KG | 0 001X0 001X0 001 | 4015080939726 |  | 291 | ICD | 1
93487 | DE-T0 | 93487 | Acc. Cam Switches (UK) | 54 | cerere oferta | S | 1 | 0 | 1 | 0.026 | KG | 48X48X67 | 4015080934875 |  | 292 | ICD | 1
269537 | DEX-LM3-004 | 269537 | Filtru AC motor (iesire convertizor) 4A | 50 | cerere oferta | N | 1 | 0 | 1 | 1.75 | KG | 140X61X138 | 4015082695378 |  | 696 | ICD | 1
9701-1001-00P | DG1-32011FB-C21C | 9701-1001-00P | DG1-32011FB-C21C | 50 | cerere oferta | N | 1 | 0 | 1 | 7 | KG | 433X237X433 | 4015081734047 |  | 973 | ICD | 1
9701-1109-00P | DG1-32011FB-C54C | 9701-1109-00P | DG1-32011FB-C54C | 50 | cerere oferta | N | 1 | 0 | 1 | 7 | KG | 433X237X433 | 4015081734184 |  | 973 | ICD | 1
9701-2002-00P | DG1-32012FB-C21C | 9701-2002-00P | DG1-32012FB-C21C | 50 | cerere oferta | N | 1 | 0 | 1 | 12 | KG | 542X260X542 | 4015081734054 |  | 973 | ICD | 1
9701-2101-00P | DG1-32012FB-C54C | 9701-2101-00P | DG1-32012FB-C54C | 50 | cerere oferta | N | 1 | 0 | 1 | 12 | KG | 542X260X542 | 4015081734191 |  | 973 | ICD | 1
9701-2004-00P | DG1-32017FB-C21C | 9701-2004-00P | DG1-32017FB-C21C | 50 | cerere oferta | N | 1 | 0 | 1 | 12 | KG | 542X260X542 | 4015081734061 |  | 973 | ICD | 1
9701-2103-00P | DG1-32017FB-C54C | 9701-2103-00P | DG1-32017FB-C54C | 50 | cerere oferta | N | 1 | 0 | 1 | 12 | KG | 542X260X542 | 4015081734207 |  | 973 | ICD | 1
9701-2001-00P | DG1-32025FB-C21C | 9701-2001-00P | DG1-32025FB-C21C | 50 | cerere oferta | N | 1 | 0 | 1 | 12 | KG | 542X260X542 | 4015081734078 |  | 973 | ICD | 1
9701-2105-00P | DG1-32025FB-C54C | 9701-2105-00P | DG1-32025FB-C54C | 50 | cerere oferta | N | 1 | 0 | 1 | 12 | KG | 542X260X542 | 4015081734214 |  | 973 | ICD | 1
9701-3002-00P | DG1-32031FB-C21C | 9701-3002-00P | DG1-32031FB-C21C | 50 | cerere oferta | N | 1 | 0 | 1 | 23 | KG | 695X300X695 | 4015081734085 |  | 973 | ICD | 1
9701-3101-00P | DG1-32031FB-C54C | 9701-3101-00P | DG1-32031FB-C54C | 50 | cerere oferta | N | 1 | 0 | 1 | 23 | KG | 695X300X695 | 4015081734221 |  | 973 | ICD | 1
9701-3001-00P | DG1-32048FB-C21C | 9701-3001-00P | DG1-32048FB-C21C | 50 | cerere oferta | N | 1 | 0 | 1 | 23 | KG | 695X300X695 | 4015081734092 |  | 973 | ICD | 1
9701-3103-00P | DG1-32048FB-C54C | 9701-3103-00P | DG1-32048FB-C54C | 50 | cerere oferta | N | 1 | 0 | 1 | 23 | KG | 695X300X695 | 4015081734238 |  | 973 | ICD | 1
9701-4002-00P | DG1-32061FB-C21C | 9701-4002-00P | DG1-32061FB-C21C | 50 | cerere oferta | N | 1 | 0 | 1 | 35 | KG | 710X380X710 | 4015081734108 |  | 973 | ICD | 1
9701-4101-00P | DG1-32061FB-C54C | 9701-4101-00P | DG1-32061FB-C54C | 50 | cerere oferta | N | 1 | 0 | 1 | 35 | KG | 710X380X710 | 4015081734245 |  | 973 | ICD | 1
9701-4004-00P | DG1-32061FN-C21C | 9701-4004-00P | DG1-32061FN-C21C | 50 | cerere oferta | N | 1 | 0 | 1 | 35 | KG | 710X380X710 | 4015081734122 |  | 973 | ICD | 1
9701-4103-00P | DG1-32061FN-C54C | 9701-4103-00P | DG1-32061FN-C54C | 50 | cerere oferta | N | 1 | 0 | 1 | 35 | KG | 710X380X710 | 4015081734269 |  | 973 | ICD | 1
9701-4006-00P | DG1-32075FB-C21C | 9701-4006-00P | DG1-32075FB-C21C | 50 | cerere oferta | N | 1 | 0 | 1 | 35 | KG | 710X380X710 | 4015081734986 |  | 973 | ICD | 1
9701-4105-00P | DG1-32075FB-C54C | 9701-4105-00P | DG1-32075FB-C54C | 50 | cerere oferta | N | 1 | 0 | 1 | 35 | KG | 710X380X710 | 4015081735068 |  | 973 | ICD | 1
9701-4008-00P | DG1-32075FN-C21C | 9701-4008-00P | DG1-32075FN-C21C | 50 | cerere oferta | N | 1 | 0 | 1 | 35 | KG | 710X380X710 | 4015081735020 |  | 973 | ICD | 1
9701-4107-00P | DG1-32075FN-C54C | 9701-4107-00P | DG1-32075FN-C54C | 50 | cerere oferta | N | 1 | 0 | 1 | 35 | KG | 710X380X710 | 4015081734931 |  | 973 | ICD | 1
9701-4010-00P | DG1-32088FB-C21C | 9701-4010-00P | DG1-32088FB-C21C | 50 | cerere oferta | N | 1 | 0 | 1 | 35 | KG | 710X380X710 | 4015081734993 |  | 973 | ICD | 1
9701-4109-00P | DG1-32088FB-C54C | 9701-4109-00P | DG1-32088FB-C54C | 50 | cerere oferta | N | 1 | 0 | 1 | 35 | KG | 710X380X710 | 4015081735075 |  | 973 | ICD | 1
9701-4001-00P | DG1-32088FN-C21C | 9701-4001-00P | DG1-32088FN-C21C | 50 | cerere oferta | N | 1 | 0 | 1 | 35 | KG | 710X380X710 | 4015081735037 |  | 973 | ICD | 1
9701-4111-00P | DG1-32088FN-C54C | 9701-4111-00P | DG1-32088FN-C54C | 50 | cerere oferta | N | 1 | 0 | 1 | 35 | KG | 710X380X710 | 4015081734948 |  | 973 | ICD | 1
9701-5002-00P | DG1-32114FB-C21C | 9701-5002-00P | DG1-32114FB-C21C | 50 | cerere oferta | N | 1 | 0 | 1 | 64 | KG | 970 001X380X970 001 | 4015081735006 |  | 973 | ICD | 1
9701-5101-00P | DG1-32114FB-C54C | 9701-5101-00P | DG1-32114FB-C54C | 50 | cerere oferta | N | 1 | 0 | 1 | 64 | KG | 970 001X380X970 001 | 4015081735082 |  | 973 | ICD | 1
9701-5004-00P | DG1-32114FN-C21C | 9701-5004-00P | DG1-32114FN-C21C | 50 | cerere oferta | N | 1 | 0 | 1 | 64 | KG | 970 001X380X970 001 | 4015081735044 |  | 973 | ICD | 1
9701-5103-00P | DG1-32114FN-C54C | 9701-5103-00P | DG1-32114FN-C54C | 50 | cerere oferta | N | 1 | 0 | 1 | 64 | KG | 970 001X380X970 001 | 4015081734955 |  | 973 | ICD | 1
9701-5006-00P | DG1-32143FB-C21C | 9701-5006-00P | DG1-32143FB-C21C | 50 | cerere oferta | N | 1 | 0 | 1 | 64 | KG | 970 001X380X970 001 | 4015081735013 |  | 973 | ICD | 1
9701-5105-00P | DG1-32143FB-C54C | 9701-5105-00P | DG1-32143FB-C54C | 50 | cerere oferta | N | 1 | 0 | 1 | 64 | KG | 970 001X380X970 001 | 4015081734924 |  | 973 | ICD | 1
9701-5008-00P | DG1-32143FN-C21C | 9701-5008-00P | DG1-32143FN-C21C | 50 | cerere oferta | N | 1 | 0 | 1 | 64 | KG | 970 001X380X970 001 | 4015081735051 |  | 973 | ICD | 1
9701-5107-00P | DG1-32143FN-C54C | 9701-5107-00P | DG1-32143FN-C54C | 50 | cerere oferta | N | 1 | 0 | 1 | 64 | KG | 970 001X380X970 001 | 4015081734962 |  | 973 | ICD | 1
9701-5010-00P | DG1-32170FB-C21C | 9701-5010-00P | DG1-32170FB-C21C | 50 | cerere oferta | N | 1 | 0 | 1 | 64 | KG | 970 001X380X970 001 | 4015081734115 |  | 973 | ICD | 1
9701-5109-00P | DG1-32170FB-C54C | 9701-5109-00P | DG1-32170FB-C54C | 50 | cerere oferta | N | 1 | 0 | 1 | 64 | KG | 970 001X380X970 001 | 4015081734252 |  | 973 | ICD | 1
9701-5001-00P | DG1-32170FN-C21C | 9701-5001-00P | DG1-32170FN-C21C | 50 | cerere oferta | N | 1 | 0 | 1 | 64 | KG | 970 001X380X970 001 | 4015081734139 |  | 973 | ICD | 1
9701-5111-00P | DG1-32170FN-C54C | 9701-5111-00P | DG1-32170FN-C54C | 50 | cerere oferta | N | 1 | 0 | 1 | 64 | KG | 970 001X380X970 001 | 4015081734276 |  | 973 | ICD | 1
9701-1002-00P | DG1-323D7FB-C21C | 9701-1002-00P | DG1-323D7FB-C21C | 50 | cerere oferta | N | 1 | 0 | 1 | 7 | KG | 433X237X433 | 4015081734009 |  | 973 | ICD | 1
9701-1101-00P | DG1-323D7FB-C54C | 9701-1101-00P | DG1-323D7FB-C54C | 50 | cerere oferta | N | 1 | 0 | 1 | 7 | KG | 433X237X433 | 4015081734146 |  | 973 | ICD | 1
9701-1004-00P | DG1-324D8FB-C21C | 9701-1004-00P | DG1-324D8FB-C21C | 50 | cerere oferta | N | 1 | 0 | 1 | 7 | KG | 433X237X433 | 4015081734016 |  | 973 | ICD | 1
9701-1103-00P | DG1-324D8FB-C54C | 9701-1103-00P | DG1-324D8FB-C54C | 50 | cerere oferta | N | 1 | 0 | 1 | 7 | KG | 433X237X433 | 4015081734153 |  | 973 | ICD | 1
9701-1006-00P | DG1-326D6FB-C21C | 9701-1006-00P | DG1-326D6FB-C21C | 50 | cerere oferta | N | 1 | 0 | 1 | 7 | KG | 433X237X433 | 4015081734023 |  | 973 | ICD | 1
9701-1105-00P | DG1-326D6FB-C54C | 9701-1105-00P | DG1-326D6FB-C54C | 50 | cerere oferta | N | 1 | 0 | 1 | 7 | KG | 433X237X433 | 4015081734160 |  | 973 | ICD | 1
9701-1008-00P | DG1-327D8FB-C21C | 9701-1008-00P | DG1-327D8FB-C21C | 50 | cerere oferta | N | 1 | 0 | 1 | 7 | KG | 433X237X433 | 4015081734030 |  | 973 | ICD | 1
9701-1107-00P | DG1-327D8FB-C54C | 9701-1107-00P | DG1-327D8FB-C54C | 50 | cerere oferta | N | 1 | 0 | 1 | 7 | KG | 433X237X433 | 4015081734177 |  | 973 | ICD | 1
9702-2002-00P | DG1-34012FB-C21C | 9702-2002-00P | DG1-34012FB-C21C | 50 | cerere oferta | N | 1 | 0 | 1 | 12 | KG | 360X260X542 | 4015081721412 |  | 973 | ICD | 1
9702-2101-00P | DG1-34012FB-C54C | 9702-2101-00P | DG1-34012FB-C54C | 50 | cerere oferta | N | 1 | 0 | 1 | 12 | KG | 360X260X542 | 4015081710843 |  | 973 | ICD | 1
9702-2004-00P | DG1-34016FB-C21C | 9702-2004-00P | DG1-34016FB-C21C | 50 | cerere oferta | N | 1 | 0 | 1 | 12 | KG | 360X260X542 | 4015081721429 |  | 973 | ICD | 1
9702-2103-00P | DG1-34016FB-C54C | 9702-2103-00P | DG1-34016FB-C54C | 50 | cerere oferta | N | 1 | 0 | 1 | 12 | KG | 360X260X542 | 4015081710850 |  | 973 | ICD | 1
9702-2001-00P | DG1-34023FB-C21C | 9702-2001-00P | DG1-34023FB-C21C | 50 | cerere oferta | N | 1 | 0 | 1 | 12 | KG | 360X260X542 | 4015081721405 |  | 973 | ICD | 1
9702-2105-00P | DG1-34023FB-C54C | 9702-2105-00P | DG1-34023FB-C54C | 50 | cerere oferta | N | 1 | 0 | 1 | 12 | KG | 360X260X542 | 4015081710867 |  | 973 | ICD | 1
9702-3002-00P | DG1-34031FB-C21C | 9702-3002-00P | DG1-34031FB-C21C | 50 | cerere oferta | N | 1 | 0 | 1 | 23 | KG | 410X300X695 | 4015081721443 |  | 973 | ICD | 1
9702-3101-00P | DG1-34031FB-C54C | 9702-3101-00P | DG1-34031FB-C54C | 50 | cerere oferta | N | 1 | 0 | 1 | 23 | KG | 410X300X695 | 4015081710874 |  | 973 | ICD | 1
9702-3004-00P | DG1-34038FB-C21C | 9702-3004-00P | DG1-34038FB-C21C | 50 | cerere oferta | N | 1 | 0 | 1 | 23 | KG | 410X300X695 | 4015081721450 |  | 973 | ICD | 1
9702-3103-00P | DG1-34038FB-C54C | 9702-3103-00P | DG1-34038FB-C54C | 50 | cerere oferta | N | 1 | 0 | 1 | 23 | KG | 410X300X695 | 4015081710881 |  | 973 | ICD | 1
9702-3001-00P | DG1-34046FB-C21C | 9702-3001-00P | DG1-34046FB-C21C | 50 | cerere oferta | N | 1 | 0 | 1 | 23 | KG | 410X300X695 | 4015081721436 |  | 973 | ICD | 1
9702-3105-00P | DG1-34046FB-C54C | 9702-3105-00P | DG1-34046FB-C54C | 50 | cerere oferta | N | 1 | 0 | 1 | 23 | KG | 410X300X695 | 4015081710898 |  | 973 | ICD | 1
9702-4002-00P | DG1-34061FB-C21C | 9702-4002-00P | DG1-34061FB-C21C | 50 | cerere oferta | N | 1 | 0 | 1 | 35 | KG | 425X380X710 | 4015081710904 |  | 973 | ICD | 1
9702-4101-00P | DG1-34061FB-C54C | 9702-4101-00P | DG1-34061FB-C54C | 50 | cerere oferta | N | 1 | 0 | 1 | 35 | KG | 425X380X710 | 4015081710911 |  | 973 | ICD | 1
9702-4004-00P | DG1-34061FN-C21C | 9702-4004-00P | DG1-34061FN-C21C | 50 | cerere oferta | N | 1 | 0 | 1 | 35 | KG | 425X380X710 | 4015081721474 |  | 973 | ICD | 1
9702-4103-00P | DG1-34061FN-C54C | 9702-4103-00P | DG1-34061FN-C54C | 50 | cerere oferta | N | 1 | 0 | 1 | 35 | KG | 425X380X710 | 4015081710928 |  | 973 | ICD | 1
9702-4006-00P | DG1-34072FB-C21C | 9702-4006-00P | DG1-34072FB-C21C | 50 | cerere oferta | N | 1 | 0 | 1 | 35 | KG | 425X380X710 | 4015081710935 |  | 973 | ICD | 1
9702-4105-00P | DG1-34072FB-C54C | 9702-4105-00P | DG1-34072FB-C54C | 50 | cerere oferta | N | 1 | 0 | 1 | 35 | KG | 425X380X710 | 4015081710942 |  | 973 | ICD | 1
9702-4008-00P | DG1-34072FN-C21C | 9702-4008-00P | DG1-34072FN-C21C | 50 | cerere oferta | N | 1 | 0 | 1 | 35 | KG | 425X380X710 | 4015081721481 |  | 973 | ICD | 1
9702-4107-00P | DG1-34072FN-C54C | 9702-4107-00P | DG1-34072FN-C54C | 50 | cerere oferta | N | 1 | 0 | 1 | 35 | KG | 425X380X710 | 4015081710959 |  | 973 | ICD | 1
9702-4010-00P | DG1-34087FB-C21C | 9702-4010-00P | DG1-34087FB-C21C | 50 | cerere oferta | N | 1 | 0 | 1 | 35 | KG | 425X380X710 | 4015081710966 |  | 973 | ICD | 1
9702-4109-00P | DG1-34087FB-C54C | 9702-4109-00P | DG1-34087FB-C54C | 50 | cerere oferta | N | 1 | 0 | 1 | 35 | KG | 425X380X710 | 4015081710973 |  | 973 | ICD | 1
9702-4001-00P | DG1-34087FN-C21C | 9702-4001-00P | DG1-34087FN-C21C | 50 | cerere oferta | N | 1 | 0 | 1 | 35 | KG | 425X380X710 | 4015081721467 |  | 973 | ICD | 1
9702-4111-00P | DG1-34087FN-C54C | 9702-4111-00P | DG1-34087FN-C54C | 50 | cerere oferta | N | 1 | 0 | 1 | 35 | KG | 425X380X710 | 4015081710980 |  | 973 | ICD | 1
9702-5004-00P | DG1-34105FN-C21C | 9702-5004-00P | DG1-34105FN-C21C | 50 | cerere oferta | N | 1 | 0 | 1 | 64 | KG | 380X380X970 001 | 4015081721504 |  | 973 | ICD | 1
9702-5103-00P | DG1-34105FN-C54C | 9702-5103-00P | DG1-34105FN-C54C | 50 | cerere oferta | N | 1 | 0 | 1 | 64 | KG | 380X380X970 001 | 4015081710997 |  | 973 | ICD | 1
9702-5008-00P | DG1-34140FN-C21C | 9702-5008-00P | DG1-34140FN-C21C | 50 | cerere oferta | N | 1 | 0 | 1 | 64 | KG | 380X380X970 001 | 4015081721511 |  | 973 | ICD | 1
9702-5107-00P | DG1-34140FN-C54C | 9702-5107-00P | DG1-34140FN-C54C | 50 | cerere oferta | N | 1 | 0 | 1 | 64 | KG | 380X380X970 001 | 4015081711000 |  | 973 | ICD | 1
9702-5001-00P | DG1-34170FN-C21C | 9702-5001-00P | DG1-34170FN-C21C | 50 | cerere oferta | N | 1 | 0 | 1 | 64 | KG | 380X380X970 001 | 4015081721498 |  | 973 | ICD | 1
9702-5111-00P | DG1-34170FN-C54C | 9702-5111-00P | DG1-34170FN-C54C | 50 | cerere oferta | N | 1 | 0 | 1 | 64 | KG | 380X380X970 001 | 4015081711017 |  | 973 | ICD | 1
9702-1002-00P | DG1-342D2FB-C21C | 9702-1002-00P | DG1-342D2FB-C21C | 50 | cerere oferta | N | 1 | 0 | 1 | 7 | KG | 322X237X433 | 4015081721368 |  | 973 | ICD | 1
9702-1101-00P | DG1-342D2FB-C54C | 9702-1101-00P | DG1-342D2FB-C54C | 50 | cerere oferta | N | 1 | 0 | 1 | 7 | KG | 322X237X433 | 4015081710775 |  | 973 | ICD | 1
9702-1004-00P | DG1-343D3FB-C21C | 9702-1004-00P | DG1-343D3FB-C21C | 50 | cerere oferta | N | 1 | 0 | 1 | 7 | KG | 322X237X433 | 4015081721375 |  | 973 | ICD | 1
9702-1103-00P | DG1-343D3FB-C54C | 9702-1103-00P | DG1-343D3FB-C54C | 50 | cerere oferta | N | 1 | 0 | 1 | 7 | KG | 322X237X433 | 4015081710782 |  | 973 | ICD | 1
9702-1006-00P | DG1-344D3FB-C21C | 9702-1006-00P | DG1-344D3FB-C21C | 50 | cerere oferta | N | 1 | 0 | 1 | 7 | KG | 322X237X433 | 4015081721382 |  | 973 | ICD | 1
9702-1105-00P | DG1-344D3FB-C54C | 9702-1105-00P | DG1-344D3FB-C54C | 50 | cerere oferta | N | 1 | 0 | 1 | 7 | KG | 322X237X433 | 4015081710799 |  | 973 | ICD | 1
9702-1008-00P | DG1-345D6FB-C21C | 9702-1008-00P | DG1-345D6FB-C21C | 50 | cerere oferta | N | 1 | 0 | 1 | 7 | KG | 322X237X433 | 4015081721399 |  | 973 | ICD | 1
9702-1107-00P | DG1-345D6FB-C54C | 9702-1107-00P | DG1-345D6FB-C54C | 50 | cerere oferta | N | 1 | 0 | 1 | 7 | KG | 322X237X433 | 4015081710805 |  | 973 | ICD | 1
9702-1001-00P | DG1-347D6FB-C21C | 9702-1001-00P | DG1-347D6FB-C21C | 50 | cerere oferta | N | 1 | 0 | 1 | 7 | KG | 322X237X433 | 4015081721351 |  | 973 | ICD | 1
9702-1109-00P | DG1-347D6FB-C54C | 9702-1109-00P | DG1-347D6FB-C54C | 50 | cerere oferta | N | 1 | 0 | 1 | 7 | KG | 322X237X433 | 4015081710812 |  | 973 | ICD | 1
9702-1011-00P | DG1-349D0FB-C21C | 9702-1011-00P | DG1-349D0FB-C21C | 50 | cerere oferta | N | 1 | 0 | 1 | 7 | KG | 322X237X433 | 4015081710829 |  | 973 | ICD | 1
9702-1111-00P | DG1-349D0FB-C54C | 9702-1111-00P | DG1-349D0FB-C54C | 50 | cerere oferta | N | 1 | 0 | 1 | 7 | KG | 322X237X433 | 4015081710836 |  | 973 | ICD | 1
178125 | DG1-DEMO1 | 178125 | DG1-DEMO1 | 50 | cerere oferta | N | 1 | 0 | 1 | 1.1 | KG | 220X292X341 | 4015081734481 |  | 973 | ICD | 1
178126 | DG1-DEMO2-230 | 178126 | DG1-DEMO2-230 | 50 | cerere oferta | N | 1 | 0 | 1 | 14.5 | KG | 253X374X616 | 4015081734498 |  | 973 | ICD | 1
138678 | DI-10060-CS | 138678 | Usa interna pentru cutii CS | 100 | cerere oferta | N | 1 | 0 | 1 | 10 | KG | 25X25X25 | 4015081354580 |  | 278 | PDC | 1
138679 | DI-10080-CS | 138679 | Usa interna pentru cutii CS | 100 | cerere oferta | N | 1 | 0 | 1 | 10.5 | KG | 25X25X25 | 4015081354597 |  | 278 | PDC | 1
138682 | DI-12080-CS | 138682 | Interior door, powder coated | 100 | cerere oferta | N | 1 | 0 | 1 | 13 | KG | 25X25X25 | 4015081354627 |  | 278 | PDC | 1
138669 | DI-6040-CS | 138669 | Usa interna pentru cutii CS | 100 | cerere oferta | N | 1 | 0 | 1 | 5.5 | KG | 25X25X25 | 4015081354498 |  | 278 | PDC | 1
138671 | DI-6060-CS | 138671 | Interior door, powder coated | 100 | cerere oferta | N | 1 | 0 | 1 | 6.5 | KG | 25X25X25 | 4015081354511 |  | 278 | PDC | 1
138673 | DI-7050-CS | 138673 | Usa interna pentru cutii CS | 100 | cerere oferta | N | 1 | 0 | 1 | 7.5 | KG | 25X25X25 | 4015081354535 |  | 278 | PDC | 1
138675 | DI-8060-CS | 138675 | Usa interna pentru cutii CS | 100 | cerere oferta | N | 1 | 0 | 1 | 8.5 | KG | 25X25X25 | 4015081354559 |  | 278 | PDC | 1
107966 | DIII-SO/63/3-R | 107966 | Fuse-base | 85 | cerere oferta | S | 10 | 0 | 1 | 0.279 | KG | 295X267X160 | 4015081076024 |  | 279 | PDC | 1
110395 | DIII-SO/63/3-R-PS | 110395 | Fuse-base | 85 | cerere oferta | N | 10 | 0 | 1 | 0.279 | KG | 295X267X160 | 4015081099337 |  | 279 | PDC | 1
107965 | DII-SO/25/3-R | 107965 | Fuse-base | 85 | cerere oferta | S | 10 | 0 | 1 | 0.24 | KG | 295X267X160 | 4015081076017 |  | 279 | PDC | 1
110394 | DII-SO/25/3-R-PS | 110394 | Soclu prindere elemente fuzibile | 85 | cerere oferta | S | 10 | 0 | 1 | 0.24 | KG | 295X267X160 | 4015081099320 |  | 279 | PDC | 1
276411 | DILA-22(*V50HZ) | 276411 | Contactor comanda 6A regim AC-15 | 40 | cerere oferta | N | 1 | 2.5 | 1 | 0.237 | KG | 75X45X68 | 1002923 |  | 706 | ICD | 1
276412 | DILA-22(*V60HZ) | 276412 | Contactor comanda 6A regim AC-15 | 40 | cerere oferta | N | 1 | 2.5 | 1 | 0.237 | KG | 75X45X68 | 1001437 |  | 706 | ICD | 1
276419 | DILA-22(*VDC) | 276419 | Contactor comanda 6A regim AC-15 | 40 | cerere oferta | N | 1 | 2.5 | 1 | 0.294 | KG | 75X45X68 | 1001436 |  | 706 | ICD | 1
276396 | DILA-22(110V50HZ,120V60HZ) | 276396 | Contactor comanda 6A regim AC-15 | 40 | cerere oferta | S | 1 | 2.5 | 1 | 0.24 | KG | 75X45X68 | 4015082763961 |  | 706 | ICD | 1
276417 | DILA-22(110VDC) | 276417 | Contactor comanda 6A regim AC-15 | 40 | cerere oferta | N | 1 | 2.5 | 1 | 0.296 | KG | 75X45X68 | 4015082764173 |  | 706 | ICD | 1
276392 | DILA-22(115V60HZ) | 276392 | Contactor comanda 6A regim AC-15 | 40 | cerere oferta | S | 1 | 2.5 | 1 | 0.237 | KG | 75X45X68 | 4015082763923 |  | 706 | ICD | 1
276413 | DILA-22(12VDC) | 276413 | Contactor comanda 6A regim AC-15 | 40 | cerere oferta | N | 1 | 2.5 | 1 | 0.29 | KG | 75X45X68 | 4015082764135 |  | 706 | ICD | 1
276393 | DILA-22(208V60HZ) | 276393 | Contactor comanda 6A regim AC-15 | 40 | cerere oferta | S | 1 | 2.5 | 1 | 0.237 | KG | 75X45X68 | 4015082763930 |  | 706 | ICD | 1
276418 | DILA-22(220VDC) | 276418 | Contactor comanda 6A regim AC-15 | 40 | cerere oferta | N | 1 | 2.5 | 1 | 0.294 | KG | 75X45X68 | 4015082764180 |  | 706 | ICD | 1
276399 | DILA-22(230V50HZ,240V60HZ) | 276399 | Contactor comanda 6A regim AC-15 | 40 | cerere oferta | S | 1 | 2.5 | 1 | 0.24 | KG | 75X45X68 | 4015082763992 |  | 706 | ICD | 1
276388 | DILA-22(240V50HZ) | 276388 | Contactor comanda 6A regim AC-15 | 40 | cerere oferta | S | 1 | 2.5 | 1 | 0.24 | KG | 75X45X68 | 4015082763886 |  | 706 | ICD | 1
276386 | DILA-22(24V50HZ) | 276386 | Contactor comanda 6A regim AC-15 | 40 | cerere oferta | N | 1 | 2.5 | 1 | 0.24 | KG | 75X45X68 | 4015082763862 |  | 706 | ICD | 1
276390 | DILA-22(24V60HZ) | 276390 | Contactor comanda 6A regim AC-15 | 40 | cerere oferta | N | 1 | 2.5 | 1 | 0.237 | KG | 75X45X68 | 4015082763909 |  | 706 | ICD | 1
276414 | DILA-22(24VDC) | 276414 | Contactor comanda 6A regim AC-15 | 40 | cerere oferta | N | 1 | 2.5 | 1 | 0.294 | KG | 75X45X68 | 4015082764142 |  | 706 | ICD | 1
276400 | DILA-22(380V50HZ,440V60HZ) | 276400 | Contactor comanda 6A regim AC-15 | 40 | cerere oferta | N | 1 | 2.5 | 1 | 0.237 | KG | 75X45X68 | 4015082764005 |  | 706 | ICD | 1
276401 | DILA-22(400V50HZ,440V60HZ) | 276401 | Contactor comanda 6A regim AC-15 | 40 | cerere oferta | N | 1 | 2.5 | 1 | 0.237 | KG | 75X45X68 | 4015082764012 |  | 706 | ICD | 1
276395 | DILA-22(42V50HZ,48V60HZ) | 276395 | Contactor comanda 6A regim AC-15 | 40 | cerere oferta | N | 1 | 2.5 | 1 | 0.24 | KG | 75X45X68 | 4015082763954 |  | 706 | ICD | 1
276387 | DILA-22(48V50HZ) | 276387 | Contactor comanda 6A regim AC-15 | 40 | cerere oferta | N | 1 | 2.5 | 1 | 0.24 | KG | 75X45X68 | 4015082763879 |  | 706 | ICD | 1
276415 | DILA-22(48VDC) | 276415 | Contactor comanda 6A regim AC-15 | 40 | cerere oferta | N | 1 | 2.5 | 1 | 0.24 | KG | 75X45X68 | 4015082764159 |  | 706 | ICD | 1
276394 | DILA-22(600V60HZ) | 276394 | Contactor comanda 6A regim AC-15 | 40 | cerere oferta | N | 1 | 2.5 | 1 | 0.237 | KG | 75X45X68 | 4015082763947 |  | 706 | ICD | 1
276416 | DILA-22(60VDC) | 276416 | Contactor comanda 6A regim AC-15 | 40 | cerere oferta | N | 1 | 2.5 | 1 | 0.296 | KG | 75X45X68 | 4015082764166 |  | 706 | ICD | 1
276409 | DILA-22(TVC100) | 276409 | Contactor comanda 6A regim AC-15 | 40 | cerere oferta | N | 1 | 2.5 | 1 | 0.237 | KG | 75X45X68 | 4015082764098 |  | 706 | ICD | 1
276410 | DILA-22(TVC200) | 276410 | Contactor comanda 6A regim AC-15 | 40 | cerere oferta | N | 1 | 2.5 | 1 | 0.237 | KG | 75X45X68 | 4015082764104 |  | 706 | ICD | 1
276376 | DILA-31(*V50HZ) | 276376 | Contactor comanda 6A regim AC-15 | 40 | cerere oferta | N | 1 | 2.5 | 1 | 0.237 | KG | 75X45X68 | 1001441 |  | 706 | ICD | 1
276377 | DILA-31(*V60HZ) | 276377 | Contactor comanda 6A regim AC-15 | 40 | cerere oferta | N | 1 | 2.5 | 1 | 0.237 | KG | 75X45X68 | 1001440 |  | 706 | ICD | 1
276384 | DILA-31(*VDC) | 276384 | Contactor comanda 6A regim AC-15 | 40 | cerere oferta | N | 1 | 2.5 | 1 | 0.294 | KG | 75X45X68 | 1001439 |  | 706 | ICD | 1
276361 | DILA-31(110V50HZ,120V60HZ) | 276361 | Contactor comanda 6A regim AC-15 | 40 | cerere oferta | N | 1 | 2.5 | 1 | 0.24 | KG | 75X45X68 | 4015082763619 |  | 706 | ICD | 1
276382 | DILA-31(110VDC) | 276382 | Contactor comanda 6A regim AC-15 | 40 | cerere oferta | N | 1 | 2.5 | 1 | 0.296 | KG | 75X45X68 | 4015082763824 |  | 706 | ICD | 1
276357 | DILA-31(115V60HZ) | 276357 | Contactor comanda 6A regim AC-15 | 40 | cerere oferta | N | 1 | 2.5 | 1 | 0.237 | KG | 75X45X68 | 4015082763572 |  | 706 | ICD | 1
276358 | DILA-31(208V60HZ) | 276358 | Contactor comanda 6A regim AC-15 | 40 | cerere oferta | N | 1 | 2.5 | 1 | 0.237 | KG | 75X45X68 | 4015082763589 |  | 706 | ICD | 1
276383 | DILA-31(220VDC) | 276383 | Contactor comanda 6A regim AC-15 | 40 | cerere oferta | N | 1 | 2.5 | 1 | 0.294 | KG | 75X45X68 | 4015082763831 |  | 706 | ICD | 1
276364 | DILA-31(230V50HZ,240V60HZ) | 276364 | Contactor comanda 6A regim AC-15 | 40 | cerere oferta | S | 1 | 2.5 | 1 | 0.24 | KG | 75X45X68 | 4015082763640 |  | 706 | ICD | 1
276353 | DILA-31(240V50HZ) | 276353 | Contactor comanda 6A regim AC-15 | 40 | cerere oferta | N | 1 | 2.5 | 1 | 0.237 | KG | 75X45X68 | 4015082763534 |  | 706 | ICD | 1
276351 | DILA-31(24V50HZ) | 276351 | Contactor comanda 6A regim AC-15 | 40 | cerere oferta | N | 1 | 2.5 | 1 | 0.24 | KG | 75X45X68 | 4015082763510 |  | 706 | ICD | 1
276355 | DILA-31(24V60HZ) | 276355 | Contactor comanda 6A regim AC-15 | 40 | cerere oferta | N | 1 | 2.5 | 1 | 0.237 | KG | 75X45X68 | 4015082763558 |  | 706 | ICD | 1
276379 | DILA-31(24VDC) | 276379 | Contactor comanda 6A regim AC-15 | 40 | cerere oferta | N | 1 | 2.5 | 1 | 0.296 | KG | 75X45X68 | 4015082763794 |  | 706 | ICD | 1
276365 | DILA-31(380V50HZ,440V60HZ) | 276365 | Contactor comanda 6A regim AC-15 | 40 | cerere oferta | N | 1 | 2.5 | 1 | 0.237 | KG | 75X45X68 | 4015082763657 |  | 706 | ICD | 1
276366 | DILA-31(400V50HZ,440V60HZ) | 276366 | Contactor comanda 6A regim AC-15 | 40 | cerere oferta | N | 1 | 2.5 | 1 | 0.24 | KG | 75X45X68 | 4015082763664 |  | 706 | ICD | 1
276360 | DILA-31(42V50HZ,48V60HZ) | 276360 | Contactor comanda 6A regim AC-15 | 40 | cerere oferta | N | 1 | 2.5 | 1 | 0.237 | KG | 75X45X68 | 4015082763602 |  | 706 | ICD | 1
276352 | DILA-31(48V50HZ) | 276352 | Contactor comanda 6A regim AC-15 | 40 | cerere oferta | N | 1 | 2.5 | 1 | 0.237 | KG | 75X45X68 | 4015082763527 |  | 706 | ICD | 1
276380 | DILA-31(48VDC) | 276380 | Contactor comanda 6A regim AC-15 | 40 | cerere oferta | N | 1 | 2.5 | 1 | 0.294 | KG | 75X45X68 | 4015082763800 |  | 706 | ICD | 1
276359 | DILA-31(600V60HZ) | 276359 | Contactor comanda 6A regim AC-15 | 40 | cerere oferta | N | 1 | 2.5 | 1 | 0.237 | KG | 75X45X68 | 4015082763596 |  | 706 | ICD | 1
276374 | DILA-31(TVC100) | 276374 | Contactor comanda 6A regim AC-15 | 40 | cerere oferta | N | 1 | 2.5 | 1 | 0.237 | KG | 75X45X68 | 4015082763749 |  | 706 | ICD | 1
276375 | DILA-31(TVC200) | 276375 | Contactor comanda 6A regim AC-15 | 40 | cerere oferta | N | 1 | 2.5 | 1 | 0.237 | KG | 75X45X68 | 4015082763756 |  | 706 | ICD | 1
276341 | DILA-40(*V50HZ) | 276341 | Contactor comanda 6A regim AC-15 | 40 | cerere oferta | N | 1 | 2.5 | 1 | 0.237 | KG | 75X45X68 | 1001444 |  | 706 | ICD | 1
276342 | DILA-40(*V60HZ) | 276342 | Contactor comanda 6A regim AC-15 | 40 | cerere oferta | N | 1 | 2.5 | 1 | 0.237 | KG | 75X45X68 | 1001443 |  | 706 | ICD | 1
276349 | DILA-40(*VDC) | 276349 | Contactor comanda 6A regim AC-15 | 40 | cerere oferta | N | 1 | 2.5 | 1 | 0.294 | KG | 75X45X68 | 1001442 |  | 706 | ICD | 1
276326 | DILA-40(110V50HZ,120V60HZ) | 276326 | Contactor comanda 6A regim AC-15 | 40 | cerere oferta | N | 1 | 2.5 | 1 | 0.237 | KG | 75X45X68 | 4015082763268 |  | 706 | ICD | 1
276347 | DILA-40(110VDC) | 276347 | Contactor comanda 6A regim AC-15 | 40 | cerere oferta | N | 1 | 2.5 | 1 | 0.294 | KG | 75X45X68 | 4015082763473 |  | 706 | ICD | 1
276322 | DILA-40(115V60HZ) | 276322 | Contactor comanda 6A regim AC-15 | 40 | cerere oferta | N | 1 | 2.5 | 1 | 0.237 | KG | 75X45X68 | 4015082763220 |  | 706 | ICD | 1
276343 | DILA-40(12VDC) | 276343 | Contactor comanda 6A regim AC-15 | 40 | cerere oferta | N | 1 | 2.5 | 1 | 0.296 | KG | 75X45X68 | 4015082763435 |  | 706 | ICD | 1
276323 | DILA-40(208V60HZ) | 276323 | Contactor comanda 6A regim AC-15 | 40 | cerere oferta | N | 1 | 2.5 | 1 | 0.237 | KG | 75X45X68 | 4015082763237 |  | 706 | ICD | 1
276348 | DILA-40(220VDC) | 276348 | Contactor comanda 6A regim AC-15 | 40 | cerere oferta | N | 1 | 2.5 | 1 | 0.296 | KG | 75X45X68 | 4015082763480 |  | 706 | ICD | 1
276329 | DILA-40(230V50HZ,240V60HZ) | 276329 | Contactor comanda 6A regim AC-15 | 40 | cerere oferta | S | 1 | 2.5 | 1 | 0.24 | KG | 75X45X68 | 4015082763299 |  | 706 | ICD | 1
276318 | DILA-40(240V50HZ) | 276318 | Contactor comanda 6A regim AC-15 | 40 | cerere oferta | N | 1 | 2.5 | 1 | 0.24 | KG | 75X45X68 | 4015082763183 |  | 706 | ICD | 1
276316 | DILA-40(24V50HZ) | 276316 | Contactor comanda 6A regim AC-15 | 40 | cerere oferta | N | 1 | 2.5 | 1 | 0.24 | KG | 75X45X68 | 4015082763169 |  | 706 | ICD | 1
276320 | DILA-40(24V60HZ) | 276320 | Contactor comanda 6A regim AC-15 | 40 | cerere oferta | N | 1 | 2.5 | 1 | 0.234 | KG | 75X45X68 | 4015082763206 |  | 706 | ICD | 1
276344 | DILA-40(24VDC) | 276344 | Contactor comanda 6A regim AC-15 | 40 | cerere oferta | N | 1 | 2.5 | 1 | 0.296 | KG | 75X45X68 | 4015082763442 |  | 706 | ICD | 1
276330 | DILA-40(380V50HZ,440V60HZ) | 276330 | Contactor comanda 6A regim AC-15 | 40 | cerere oferta | N | 1 | 2.5 | 1 | 0.237 | KG | 75X45X68 | 4015082763305 |  | 706 | ICD | 1
276331 | DILA-40(400V50HZ,440V60HZ) | 276331 | Contactor comanda 6A regim AC-15 | 40 | cerere oferta | N | 1 | 2.5 | 1 | 0.237 | KG | 75X45X68 | 4015082763312 |  | 706 | ICD | 1
276325 | DILA-40(42V50HZ,48V60HZ) | 276325 | Contactor comanda 6A regim AC-15 | 40 | cerere oferta | N | 1 | 2.5 | 1 | 0.237 | KG | 75X45X68 | 4015082763251 |  | 706 | ICD | 1
276317 | DILA-40(48V50HZ) | 276317 | Contactor comanda 6A regim AC-15 | 40 | cerere oferta | N | 1 | 2.5 | 1 | 0.237 | KG | 75X45X68 | 4015082763176 |  | 706 | ICD | 1
276345 | DILA-40(48VDC) | 276345 | Contactor comanda 6A regim AC-15 | 40 | cerere oferta | N | 1 | 2.5 | 1 | 0.294 | KG | 75X45X68 | 4015082763459 |  | 706 | ICD | 1
276324 | DILA-40(600V60HZ) | 276324 | Contactor comanda 6A regim AC-15 | 40 | cerere oferta | N | 1 | 2.5 | 1 | 0.237 | KG | 75X45X68 | 4015082763244 |  | 706 | ICD | 1
276339 | DILA-40(TVC100) | 276339 | Contactor comanda 6A regim AC-15 | 40 | cerere oferta | N | 1 | 2.5 | 1 | 0.237 | KG | 75X45X68 | 4015082763398 |  | 706 | ICD | 1
276340 | DILA-40(TVC200) | 276340 | Contactor comanda 6A regim AC-15 | 40 | cerere oferta | N | 1 | 2.5 | 1 | 0.237 | KG | 75X45X68 | 4015082763404 |  | 706 | ICD | 1
276520 | DILAC-22(24VDC) | 276520 | Contactoare auxiliare | 40 | cerere oferta | N | 1 | 2.5 | 1 | 0.286 | KG | 75X45X68 | 4015082765200 |  | 706 | ICD | 1
276473 | DILAC-31(230V50HZ,240V60HZ) | 276473 | Contactoare auxiliare | 41 | cerere oferta | N | 1 | 2.5 | 1 | 0.225 | KG | 75X45X68 | 4015082764739 |  | 706 | ICD | 1
276441 | DILAC-40(230V50HZ,240V60HZ) | 276441 | Contactoare auxiliare | 41 | cerere oferta | N | 1 | 2.5 | 1 | 0.225 | KG | 75X45X68 | 4015082764418 |  | 706 | ICD | 1
276456 | DILAC-40(24VDC) | 276456 | Contactor relay,4M/0Oe,DC-operated | 40 | cerere oferta | N | 1 | 2.5 | 1 | 0.286 | KG | 75X45X68 | 4015082764562 |  | 706 | ICD | 1
115949 | DILA-XHI01-S | 115949 | Module cu contacte auxiliare pentru cont | 40 | cerere oferta | N | 1 | 0.9 | 1 | 0.024 | KG | 66X15X48 | 4015081156894 |  | 706 | ICD | 1
276420 | DILA-XHI02 | 276420 | Bloc contacte auxiliare | 40 | cerere oferta | S | 5 | 2 | 1 | 0.038 | KG | 45X36X38 | 4015082764203 |  | 706 | ICD | 1
276424 | DILA-XHI04 | 276424 | Bloc contacte auxiliare | 40 | cerere oferta | S | 5 | 2 | 1 | 0.049 | KG | 45X36X38 | 4015082764241 |  | 706 | ICD | 1
115948 | DILA-XHI10-S | 115948 | aux.contact module, 1-pole, lateral | 40 | cerere oferta | N | 1 | 0.9 | 1 | 0.024 | KG | 66X15X48 | 4015081156887 |  | 706 | ICD | 1
276421 | DILA-XHI11 | 276421 | Bloc contacte auxiliare | 40 | cerere oferta | S | 5 | 2 | 1 | 0.039 | KG | 45X36X38 | 4015082764210 |  | 706 | ICD | 1
276425 | DILA-XHI13 | 276425 | Bloc contacte auxiliare | 40 | cerere oferta | S | 5 | 2 | 1 | 0.048 | KG | 45X36X38 | 4015082764258 |  | 706 | ICD | 1
276422 | DILA-XHI20 | 276422 | Bloc contacte auxiliare | 40 | cerere oferta | S | 5 | 2 | 1 | 0.039 | KG | 45X36X38 | 4015082764227 |  | 706 | ICD | 1
276426 | DILA-XHI22 | 276426 | Bloc contacte auxiliare | 40 | cerere oferta | S | 5 | 2 | 1 | 0.049 | KG | 45X36X38 | 4015082764265 |  | 706 | ICD | 1
276427 | DILA-XHI31 | 276427 | Bloc contacte auxiliare | 40 | cerere oferta | S | 5 | 2 | 1 | 0.048 | KG | 45X36X38 | 4015082764272 |  | 706 | ICD | 1
276428 | DILA-XHI40 | 276428 | Bloc contacte auxiliare | 40 | cerere oferta | S | 5 | 2 | 1 | 0.049 | KG | 45X36X38 | 4015082764289 |  | 706 | ICD | 1
276526 | DILA-XHIC02 | 276526 | Module cu contacte auxiliare pentru cont | 40 | cerere oferta | N | 5 | 2 | 1 | 0.045 | KG | 55X36X38 | 4015082765262 |  | 706 | ICD | 1
276530 | DILA-XHIC04 | 276530 | aux.contact module, 4-poles, front | 40 | cerere oferta | N | 5 | 2 | 1 | 0.056 | KG | 55X36X38 | 4015082765309 |  | 706 | ICD | 1
276527 | DILA-XHIC11 | 276527 | Module cu contacte auxiliare pentru cont | 40 | cerere oferta | N | 5 | 2 | 1 | 0.045 | KG | 55X36X38 | 4015082765279 |  | 706 | ICD | 1
276531 | DILA-XHIC13 | 276531 | Module cu contacte auxiliare pentru cont | 40 | cerere oferta | N | 5 | 2 | 1 | 0.057 | KG | 55X36X38 | 4015082765316 |  | 706 | ICD | 1
276528 | DILA-XHIC20 | 276528 | Module cu contacte auxiliare pentru cont | 40 | cerere oferta | N | 5 | 2 | 1 | 0.045 | KG | 55X36X38 | 4015082765286 |  | 706 | ICD | 1
276532 | DILA-XHIC22 | 276532 | Module cu contacte auxiliare pentru cont | 40 | cerere oferta | N | 5 | 2 | 1 | 0.057 | KG | 55X36X38 | 4015082765323 |  | 706 | ICD | 1
276533 | DILA-XHIC31 | 276533 | Module cu contacte auxiliare pentru cont | 40 | cerere oferta | N | 5 | 2 | 1 | 0.057 | KG | 55X36X38 | 4015082765330 |  | 706 | ICD | 1
276534 | DILA-XHIC40 | 276534 | Module cu contacte auxiliare pentru cont | 40 | cerere oferta | N | 5 | 2 | 1 | 0.057 | KG | 55X36X38 | 4015082765347 |  | 706 | ICD | 1
276529 | DILA-XHICV11 | 276529 | Module cu contacte auxiliare pentru cont | 40 | cerere oferta | N | 5 | 2 | 1 | 0.045 | KG | 55X36X38 | 4015082765293 |  | 706 | ICD | 1
276535 | DILA-XHICV22 | 276535 | Module cu contacte auxiliare pentru cont | 40 | cerere oferta | N | 5 | 2 | 1 | 0.057 | KG | 55X36X38 | 4015082765354 |  | 706 | ICD | 1
139580 | DILA-XHIR22 | 139580 | aux.contact module, 4-poles, front | 40 | cerere oferta | N | 5 | 2 | 1 | 0.05 | KG | 45X36X42 | 4015081363582 |  | 706 | ICD | 1
101041 | DILA-XHIT02 | 101041 | Bloc contacte auxiliare | 40 | cerere oferta | S | 5 | 2 | 1 | 0.039 | KG | 55X36X38 | 4015081009367 |  | 706 | ICD | 1
101043 | DILA-XHIT11 | 101043 | Bloc contacte auxiliare | 40 | cerere oferta | S | 5 | 2 | 1 | 0.039 | KG | 55X36X38 | 4015081009381 |  | 706 | ICD | 1
101042 | DILA-XHIT20 | 101042 | Bloc contacte auxiliare | 40 | cerere oferta | S | 5 | 2 | 1 | 0.039 | KG | 55X36X38 | 4015081009374 |  | 706 | ICD | 1
101044 | DILA-XHIT22 | 101044 | Bloc contacte auxiliare | 40 | cerere oferta | S | 5 | 2 | 1 | 0.052 | KG | 55X36X38 | 4015081009398 |  | 706 | ICD | 1
276423 | DILA-XHIV11 | 276423 | Bloc contacte auxiliare | 40 | cerere oferta | S | 5 | 2 | 1 | 0.039 | KG | 45X36X38 | 4015082764234 |  | 706 | ICD | 1
276429 | DILA-XHIV22 | 276429 | Bloc contacte auxiliare | 40 | cerere oferta | S | 5 | 2 | 1 | 0.048 | KG | 45X36X38 | 4015082764296 |  | 706 | ICD | 1
51636 | DILEEM-01(110V50HZ,120V60HZ) | 51636 | Contactor 3KW AC-3 1NI | 36 | cerere oferta | S | 5 | 2.5 | 1 | 0.17 | KG | 52X45X58 | 4015080516361 |  | 703 | ICD | 1
51633 | DILEEM-01(230V50HZ,240V60HZ) | 51633 | Contactor 3KW AC-3 1NI | 36 | cerere oferta | S | 5 | 2.5 | 1 | 0.17 | KG | 52X45X58 | 4015080516330 |  | 703 | ICD | 1
51627 | DILEEM-01(240V50HZ) | 51627 | Contactor 3KW AC-3 1NI | 36 | cerere oferta | S | 5 | 2.5 | 1 | 0.17 | KG | 52X45X58 | 4015080516279 |  | 703 | ICD | 1
51629 | DILEEM-01(24V50HZ) | 51629 | Contactor 3KW AC-3 1NI | 36 | cerere oferta | S | 5 | 2.5 | 1 | 0.17 | KG | 52X45X58 | 4015080516293 |  | 703 | ICD | 1
51632 | DILEEM-01(380V50HZ,440V60HZ) | 51632 | Contactor 3KW AC-3 1NI | 36 | cerere oferta | S | 5 | 2.5 | 1 | 0.17 | KG | 52X45X58 | 4015080516323 |  | 703 | ICD | 1
51631 | DILEEM-01(400V50HZ,440V60HZ) | 51631 | Contactor 3KW AC-3 1NI | 36 | cerere oferta | S | 5 | 2.5 | 1 | 0.17 | KG | 52X45X58 | 4015080516316 |  | 703 | ICD | 1
51637 | DILEEM-01(42V50HZ,48V60HZ) | 51637 | Contactor 3KW AC-3 1NI | 36 | cerere oferta | S | 5 | 2.5 | 1 | 0.17 | KG | 52X45X58 | 4015080516378 |  | 703 | ICD | 1
51628 | DILEEM-01(48V50HZ) | 51628 | Contactor 3KW AC-3 1NI | 36 | cerere oferta | S | 5 | 2.5 | 1 | 0.17 | KG | 52X45X58 | 4015080516286 |  | 703 | ICD | 1
51646 | DILEEM-01-G(110VDC) | 51646 | Contactor 3KW AC-3 1NI | 36 | cerere oferta | N | 5 | 2.5 | 1 | 0.206 | KG | 54X45X58 | 4015080516460 |  | 703 | ICD | 1
51649 | DILEEM-01-G(12VDC) | 51649 | Contactor 3KW AC-3 1NI | 36 | cerere oferta | N | 5 | 2.5 | 1 | 0.206 | KG | 54X45X58 | 4015080516491 |  | 703 | ICD | 1
51645 | DILEEM-01-G(220VDC) | 51645 | Contactor 3KW AC-3 1NI | 36 | cerere oferta | N | 5 | 2.5 | 1 | 0.206 | KG | 54X45X58 | 4015080516453 |  | 703 | ICD | 1
51650 | DILEEM-01-G(24VDC) | 51650 | Contactor 3KW AC-3 1NI | 36 | cerere oferta | N | 5 | 2.5 | 1 | 0.206 | KG | 54X45X58 | 4015080516507 |  | 703 | ICD | 1
51648 | DILEEM-01-G(48VDC) | 51648 | Contactor 3KW AC-3 1NI | 36 | cerere oferta | N | 5 | 2.5 | 1 | 0.206 | KG | 54X45X58 | 4015080516484 |  | 703 | ICD | 1
51647 | DILEEM-01-G(60VDC) | 51647 | Contactor 3KW AC-3 1NI | 36 | cerere oferta | N | 5 | 2.5 | 1 | 0.206 | KG | 54X45X58 | 4015080516477 |  | 703 | ICD | 1
51611 | DILEEM-10(110V50HZ,120V60HZ) | 51611 | Contactor 3KW AC-3 1ND | 36 | cerere oferta | S | 5 | 2.5 | 1 | 0.17 | KG | 52X45X58 | 4015080516118 |  | 703 | ICD | 1
51599 | DILEEM-10(110V60HZ) | 51599 | Contactor 3KW AC-3 1ND | 36 | cerere oferta | S | 5 | 2.5 | 1 | 0.17 | KG | 52X45X58 | 4015080515999 |  | 703 | ICD | 1
51598 | DILEEM-10(115V60HZ) | 51598 | Contactor 3KW AC-3 1ND | 36 | cerere oferta | S | 5 | 2.5 | 1 | 0.17 | KG | 52X45X58 | 4015080515982 |  | 703 | ICD | 1
51608 | DILEEM-10(230V50HZ,240V60HZ) | 51608 | Contactor 3KW AC-3 1ND | 36 | cerere oferta | S | 5 | 2.5 | 1 | 0.17 | KG | 52X45X58 | 4015080516088 |  | 703 | ICD | 1
51602 | DILEEM-10(240V50HZ) | 51602 | Contactor 3KW AC-3 1ND | 36 | cerere oferta | S | 5 | 2.5 | 1 | 0.17 | KG | 52X45X58 | 4015080516026 |  | 703 | ICD | 1
51604 | DILEEM-10(24V50HZ) | 51604 | Contactor 3KW AC-3 1ND | 36 | cerere oferta | S | 5 | 2.5 | 1 | 0.17 | KG | 52X45X58 | 4015080516040 |  | 703 | ICD | 1
51600 | DILEEM-10(24V60HZ) | 51600 | Contactor 3KW AC-3 1ND | 36 | cerere oferta | S | 5 | 2.5 | 1 | 0.17 | KG | 52X45X58 | 4015080516002 |  | 703 | ICD | 1
51607 | DILEEM-10(380V50HZ,440V60HZ) | 51607 | Contactor 3KW AC-3 1ND | 36 | cerere oferta | S | 5 | 2.5 | 1 | 0.17 | KG | 52X45X58 | 4015080516071 |  | 703 | ICD | 1
51606 | DILEEM-10(400V50HZ,440V60HZ) | 51606 | Contactor 3KW AC-3 1ND | 36 | cerere oferta | S | 5 | 2.5 | 1 | 0.17 | KG | 52X45X58 | 4015080516064 |  | 703 | ICD | 1
51612 | DILEEM-10(42V50HZ,48V60HZ) | 51612 | Contactor 3KW AC-3 1ND | 36 | cerere oferta | S | 5 | 2.5 | 1 | 0.17 | KG | 52X45X58 | 4015080516125 |  | 703 | ICD | 1
51603 | DILEEM-10(48V50HZ) | 51603 | Contactor 3KW AC-3 1ND | 36 | cerere oferta | S | 5 | 2.5 | 1 | 0.17 | KG | 52X45X58 | 4015080516033 |  | 703 | ICD | 1
51640 | DILEEM-10-G(110VDC) | 51640 | Contactor 3KW AC-3 1ND | 36 | cerere oferta | N | 5 | 2.5 | 1 | 0.206 | KG | 54X45X58 | 4015080516408 |  | 703 | ICD | 1
51644 | DILEEM-10-G(12VDC) | 51644 | Contactor 3KW AC-3 1ND | 36 | cerere oferta | N | 5 | 2.5 | 1 | 0.206 | KG | 54X45X58 | 4015080516446 |  | 703 | ICD | 1
51639 | DILEEM-10-G(220VDC) | 51639 | Contactor 3KW AC-3 1ND | 36 | cerere oferta | N | 5 | 2.5 | 1 | 0.206 | KG | 54X45X58 | 4015080516392 |  | 703 | ICD | 1
51643 | DILEEM-10-G(24VDC) | 51643 | Contactor 3KW AC-3 1ND | 36 | cerere oferta | N | 5 | 2.5 | 1 | 0.206 | KG | 54X45X58 | 4015080516439 |  | 703 | ICD | 1
51642 | DILEEM-10-G(48VDC) | 51642 | Contactor 3KW AC-3 1ND | 36 | cerere oferta | N | 5 | 2.5 | 1 | 0.206 | KG | 54X45X58 | 4015080516422 |  | 703 | ICD | 1
51641 | DILEEM-10-G(60VDC) | 51641 | Contactor 3KW AC-3 1ND | 36 | cerere oferta | N | 5 | 2.5 | 1 | 0.206 | KG | 54X45X58 | 4015080516415 |  | 703 | ICD | 1
51792 | DILEM-01(110V50HZ,120V60HZ) | 51792 | Contactor 4KW AC-3 1NI | 36 | cerere oferta | S | 5 | 2.5 | 1 | 0.17 | KG | 52X45X58 | 4015080517924 |  | 703 | ICD | 1
10470 | DILEM-01(115V60HZ) | 10470 | Contactor 4KW AC-3 1NI | 36 | cerere oferta | S | 5 | 2.5 | 1 | 0.17 | KG | 52X45X58 | 4015080104704 |  | 703 | ICD | 1
227914 | DILEM-01(208V60HZ) | 227914 | Contactor 4KW AC-3 1NI | 36 | cerere oferta | S | 5 | 2.5 | 1 | 0.17 | KG | 52X45X58 | 4015082279141 |  | 703 | ICD | 1
51795 | DILEM-01(230V50HZ,240V60HZ) | 51795 | Contactor 4KW AC-3 1NI | 36 | cerere oferta | S | 5 | 2.5 | 1 | 0.17 | KG | 52X45X58 | 4015080517955 |  | 703 | ICD | 1
10151 | DILEM-01(240V50HZ) | 10151 | Contactor 4KW AC-3 1NI | 36 | cerere oferta | S | 5 | 2.5 | 1 | 0.17 | KG | 52X45X58 | 4015080101512 |  | 703 | ICD | 1
10086 | DILEM-01(24V50HZ) | 10086 | Contactor 4KW AC-3 1NI | 36 | cerere oferta | S | 5 | 2.5 | 1 | 0.17 | KG | 52X45X58 | 4015080100867 |  | 703 | ICD | 1
10134 | DILEM-01(24V60HZ) | 10134 | Contactor 4KW AC-3 1NI | 36 | cerere oferta | S | 5 | 2.5 | 1 | 0.17 | KG | 52X45X58 | 4015080101345 |  | 703 | ICD | 1
51796 | DILEM-01(380V50HZ,440V60HZ) | 51796 | Contactor 4KW AC-3 1NI | 36 | cerere oferta | S | 5 | 2.5 | 1 | 0.17 | KG | 52X45X58 | 4015080517962 |  | 703 | ICD | 1
51797 | DILEM-01(400V50HZ,440V60HZ) | 51797 | Contactor 4KW AC-3 1NI | 36 | cerere oferta | S | 5 | 2.5 | 1 | 0.17 | KG | 52X45X58 | 4015080517979 |  | 703 | ICD | 1
51791 | DILEM-01(42V50HZ,48V60HZ) | 51791 | Contactor 4KW AC-3 1NI | 36 | cerere oferta | S | 5 | 2.5 | 1 | 0.17 | KG | 52X45X58 | 4015080517917 |  | 703 | ICD | 1
10294 | DILEM-01(48V50HZ) | 10294 | Contactor 4KW AC-3 1NI | 36 | cerere oferta | S | 5 | 2.5 | 1 | 0.17 | KG | 52X45X58 | 4015080102946 |  | 703 | ICD | 1
10327 | DILEM-01(600V60HZ) | 10327 | Contactor 4KW AC-3 1NI | 36 | cerere oferta | S | 5 | 2.5 | 1 | 0.172 | KG | 51X45X58 | 4015080103271 |  | 703 | ICD | 1
640 | DILEM-01(TVC100) | 640 | Contactor 4KW AC-3 1NI | 36 | cerere oferta | N | 5 | 2.5 | 1 | 0.17 | KG | 52X45X58 | 4015080006404 |  | 703 | ICD | 1
639 | DILEM-01(TVC200) | 639 | Contactor 4KW AC-3 1NI | 36 | cerere oferta | N | 5 | 2.5 | 1 | 0.17 | KG | 52X45X58 | 4015080006398 |  | 703 | ICD | 1
231681 | DILEM-01-C(110V50HZ,120V60HZ) | 231681 | Contactor 4KW AC-3 1NI cleme cu arc cu a | 36 | cerere oferta | S | 5 | 2.5 | 1 | 0.17 | KG | 52X45X58 | 4015082316815 |  | 703 | ICD | 1
231679 | DILEM-01-C(115V60HZ) | 231679 | Contactor 4KW AC-3 1NI cleme cu arc cu a | 36 | cerere oferta | S | 5 | 2.5 | 1 | 0.17 | KG | 52X45X58 | 4015082316792 |  | 703 | ICD | 1
230166 | DILEM-01-C(230V50HZ,240V60HZ) | 230166 | Contactor 4KW AC-3 1NI cleme cu arc cu a | 36 | cerere oferta | S | 5 | 2.5 | 1 | 0.17 | KG | 52X45X58 | 4015082301668 |  | 703 | ICD | 1
231676 | DILEM-01-C(240V50HZ) | 231676 | Contactor 4KW AC-3 1NI cleme cu arc cu a | 36 | cerere oferta | S | 5 | 2.5 | 1 | 0.17 | KG | 52X45X58 | 4015082316761 |  | 703 | ICD | 1
231674 | DILEM-01-C(24V50HZ) | 231674 | Contactor 4KW AC-3 1NI cleme cu arc cu a | 36 | cerere oferta | S | 5 | 2.5 | 1 | 0.17 | KG | 52X45X58 | 4015082316747 |  | 703 | ICD | 1
231684 | DILEM-01-C(380V50HZ,440V60HZ) | 231684 | Contactor 4KW AC-3 1NI cleme cu arc cu a | 36 | cerere oferta | S | 5 | 2.5 | 1 | 0.17 | KG | 52X45X58 | 4015082316846 |  | 703 | ICD | 1
231680 | DILEM-01-C(42V50HZ,48V60HZ) | 231680 | Contactor 4KW AC-3 1NI cleme cu arc cu a | 36 | cerere oferta | S | 5 | 2.5 | 1 | 0.17 | KG | 52X45X58 | 4015082316808 |  | 703 | ICD | 1
231675 | DILEM-01-C(48V50HZ) | 231675 | Contactor 4KW AC-3 1NI cleme cu arc cu a | 36 | cerere oferta | S | 5 | 2.5 | 1 | 0.17 | KG | 52X45X58 | 4015082316754 |  | 703 | ICD | 1
10136 | DILEM-01-G(110VDC) | 10136 | Contactor 4KW AC-3 1NI | 36 | cerere oferta | N | 5 | 2.5 | 1 | 0.206 | KG | 54X45X58 | 4015080101369 |  | 703 | ICD | 1
79642 | DILEM-01-G(12VDC) | 79642 | Contactor 4KW AC-3 1NI | 36 | cerere oferta | N | 5 | 2.5 | 1 | 0.206 | KG | 54X45X58 | 4015080796428 |  | 703 | ICD | 1
10168 | DILEM-01-G(220VDC) | 10168 | Contactor 4KW AC-3 1NI | 36 | cerere oferta | N | 5 | 2.5 | 1 | 0.206 | KG | 54X45X58 | 4015080101680 |  | 703 | ICD | 1
10343 | DILEM-01-G(24VDC) | 10343 | Contactor 4KW AC-3 1NI | 36 | cerere oferta | N | 5 | 2.5 | 1 | 0.206 | KG | 54X45X58 | 4015080103431 |  | 703 | ICD | 1
10496 | DILEM-01-G(48VDC) | 10496 | Contactor 4KW AC-3 1NI | 36 | cerere oferta | N | 5 | 2.5 | 1 | 0.206 | KG | 54X45X58 | 4015080104964 |  | 703 | ICD | 1
231694 | DILEM-01-G-C(110VDC) | 231694 | Contactor 4KW AC-3 1NI cleme cu arc cu a | 36 | cerere oferta | N | 5 | 2.5 | 1 | 0.206 | KG | 54X45X58 | 4015082316945 |  | 703 | ICD | 1
231695 | DILEM-01-G-C(220VDC) | 231695 | Contactor 4KW AC-3 1NI cleme cu arc cu a | 36 | cerere oferta | N | 5 | 2.5 | 1 | 0.206 | KG | 54X45X58 | 4015082316952 |  | 703 | ICD | 1
230167 | DILEM-01-G-C(24VDC) | 230167 | Contactor 4KW AC-3 1NI cleme cu arc cu a | 36 | cerere oferta | N | 5 | 2.5 | 1 | 0.206 | KG | 54X45X58 | 4015082301675 |  | 703 | ICD | 1
51783 | DILEM-10(110V50HZ,120V60HZ) | 51783 | Contactor 4KW AC-3 1ND | 36 | cerere oferta | S | 5 | 2.5 | 1 | 0.17 | KG | 52X45X58 | 4015080517832 |  | 703 | ICD | 1
10024 | DILEM-10(115V60HZ) | 10024 | Contactor 4KW AC-3 1ND | 36 | cerere oferta | S | 5 | 2.5 | 1 | 0.17 | KG | 52X45X58 | 4015080100249 |  | 703 | ICD | 1
210256 | DILEM-10(208V60HZ) | 210256 | Contactor 4KW AC-3 1ND | 36 | cerere oferta | S | 5 | 2.5 | 1 | 0.169 | KG | 51X45X58 | 4015082102562 |  | 703 | ICD | 1
52302 | DILEM-10(230V50/60HZ) | 52302 | Contactor,4kW/400V,AC operated | 36 | cerere oferta | S | 5 | 2.5 | 1 | 0.17 | KG | 51X45X58 | 4015080523024 |  | 703 | ICD | 1
51786 | DILEM-10(230V50HZ,240V60HZ) | 51786 | Contactor 4KW AC-3 1ND | 36 | cerere oferta | S | 5 | 2.5 | 1 | 0.17 | KG | 52X45X58 | 4015080517863 |  | 703 | ICD | 1
10032 | DILEM-10(240V50HZ) | 10032 | Contactor 4KW AC-3 1ND | 36 | cerere oferta | S | 5 | 2.5 | 1 | 0.17 | KG | 52X45X58 | 4015080100324 |  | 703 | ICD | 1
10005 | DILEM-10(24V50HZ) | 10005 | Contactor 4KW AC-3 1ND | 36 | cerere oferta | S | 5 | 2.5 | 1 | 0.17 | KG | 52X45X58 | 4015080100058 |  | 703 | ICD | 1
10006 | DILEM-10(24V60HZ) | 10006 | Contactor 4KW AC-3 1ND | 36 | cerere oferta | S | 5 | 2.5 | 1 | 0.17 | KG | 52X45X58 | 4015080100065 |  | 703 | ICD | 1
51787 | DILEM-10(380V50HZ,440V60HZ) | 51787 | Contactor 4KW AC-3 1ND | 36 | cerere oferta | S | 5 | 2.5 | 1 | 0.17 | KG | 52X45X58 | 4015080517870 |  | 703 | ICD | 1
51788 | DILEM-10(400V50HZ,440V60HZ) | 51788 | Contactor 4KW AC-3 1ND | 36 | cerere oferta | S | 5 | 2.5 | 1 | 0.17 | KG | 52X45X58 | 4015080517887 |  | 703 | ICD | 1
51782 | DILEM-10(42V50HZ,48V60HZ) | 51782 | Contactor 4KW AC-3 1ND | 36 | cerere oferta | S | 5 | 2.5 | 1 | 0.17 | KG | 52X45X58 | 4015080517825 |  | 703 | ICD | 1
10020 | DILEM-10(48V50HZ) | 10020 | Contactor 4KW AC-3 1ND | 36 | cerere oferta | S | 5 | 2.5 | 1 | 0.17 | KG | 52X45X58 | 4015080100201 |  | 703 | ICD | 1
10197 | DILEM-10(600V60HZ) | 10197 | Contactor 4KW AC-3 1ND | 36 | cerere oferta | S | 5 | 2.5 | 1 | 0.169 | KG | 51X45X58 | 4015080101970 |  | 703 | ICD | 1
642 | DILEM-10(TVC100) | 642 | Contactor 4KW AC-3 1ND | 36 | cerere oferta | N | 5 | 2.5 | 1 | 0.17 | KG | 52X45X58 | 4015080006428 |  | 703 | ICD | 1
641 | DILEM-10(TVC200) | 641 | Contactor 4KW AC-3 1ND | 36 | cerere oferta | N | 5 | 2.5 | 1 | 0.17 | KG | 52X45X58 | 4015080006411 |  | 703 | ICD | 1
231658 | DILEM-10-C(110V50HZ,120V60HZ) | 231658 | Contactor 4KW AC-3 1ND cleme cu arc cu a | 36 | cerere oferta | S | 5 | 2.5 | 1 | 0.17 | KG | 52X45X58 | 4015082316587 |  | 703 | ICD | 1
231656 | DILEM-10-C(115V60HZ) | 231656 | Contactor 4KW AC-3 1ND cleme cu arc cu a | 36 | cerere oferta | S | 5 | 2.5 | 1 | 0.17 | KG | 52X45X58 | 4015082316563 |  | 703 | ICD | 1
230164 | DILEM-10-C(230V50HZ,240V60HZ) | 230164 | Contactor 4KW AC-3 1ND cleme cu arc cu a | 36 | cerere oferta | S | 5 | 2.5 | 1 | 0.17 | KG | 52X45X58 | 4015082301644 |  | 703 | ICD | 1
231653 | DILEM-10-C(240V50HZ) | 231653 | Contactor 4KW AC-3 1ND cleme cu arc cu a | 36 | cerere oferta | S | 5 | 2.5 | 1 | 0.17 | KG | 52X45X58 | 4015082316532 |  | 703 | ICD | 1
231651 | DILEM-10-C(24V50HZ) | 231651 | Contactor 4KW AC-3 1ND cleme cu arc cu a | 36 | cerere oferta | S | 5 | 2.5 | 1 | 0.17 | KG | 52X45X58 | 4015082316518 |  | 703 | ICD | 1
231661 | DILEM-10-C(380V50HZ,440V60HZ) | 231661 | Contactor 4KW AC-3 1ND cleme cu arc cu a | 36 | cerere oferta | S | 5 | 2.5 | 1 | 0.17 | KG | 52X45X58 | 4015082316617 |  | 703 | ICD | 1
231657 | DILEM-10-C(42V50HZ,48V60HZ) | 231657 | Contactor 4KW AC-3 1ND cleme cu arc cu a | 36 | cerere oferta | S | 5 | 2.5 | 1 | 0.17 | KG | 52X45X58 | 4015082316570 |  | 703 | ICD | 1
231652 | DILEM-10-C(48V50HZ) | 231652 | Contactor 4KW AC-3 1ND cleme cu arc cu a | 36 | cerere oferta | S | 5 | 2.5 | 1 | 0.17 | KG | 52X45X58 | 4015082316525 |  | 703 | ICD | 1
10309 | DILEM-10-G(110VDC) | 10309 | Contactor 4KW AC-3 1ND | 36 | cerere oferta | N | 5 | 2.5 | 1 | 0.206 | KG | 54X45X58 | 4015080103097 |  | 703 | ICD | 1
79594 | DILEM-10-G(12VDC) | 79594 | Contactor 4KW AC-3 1ND | 36 | cerere oferta | N | 5 | 2.5 | 1 | 0.206 | KG | 54X45X58 | 4015080795940 |  | 703 | ICD | 1
10325 | DILEM-10-G(220VDC) | 10325 | Contactor 4KW AC-3 1ND | 36 | cerere oferta | N | 5 | 2.5 | 1 | 0.206 | KG | 54X45X58 | 4015080103257 |  | 703 | ICD | 1
10213 | DILEM-10-G(24VDC) | 10213 | Contactor 4KW AC-3 1ND | 36 | cerere oferta | N | 5 | 2.5 | 1 | 0.206 | KG | 54X45X58 | 4015080102137 |  | 703 | ICD | 1
10245 | DILEM-10-G(48VDC) | 10245 | Contactor 4KW AC-3 1ND | 36 | cerere oferta | N | 5 | 2.5 | 1 | 0.206 | KG | 54X45X58 | 4015080102458 |  | 703 | ICD | 1
231671 | DILEM-10-G-C(110VDC) | 231671 | Contactor 4KW AC-3 1ND cleme cu arc cu a | 36 | cerere oferta | N | 5 | 2.5 | 1 | 0.206 | KG | 54X45X58 | 4015082316716 |  | 703 | ICD | 1
231672 | DILEM-10-G-C(220VDC) | 231672 | Contactor 4KW AC-3 1ND cleme cu arc cu a | 36 | cerere oferta | N | 5 | 2.5 | 1 | 0.206 | KG | 54X45X58 | 4015082316723 |  | 703 | ICD | 1
230165 | DILEM-10-G-C(24VDC) | 230165 | Contactor 4KW AC-3 1ND cleme cu arc cu a | 36 | cerere oferta | N | 5 | 2.5 | 1 | 0.206 | KG | 54X45X58 | 4015082301651 |  | 703 | ICD | 1
127075 | DILEM12-10(230V50HZ,240V60HZ) | 127075 | Contactor, 5.5kW/400V, AC operated | 36 | cerere oferta | N | 5 | 2.5 | 1 | 0.17 | KG | 52X45X58 | 4015081246106 |  | 703 | ICD | 1
127076 | DILEM12-10(380V50HZ,440V60HZ) | 127076 | DILEM12-10(380V50HZ,440V60HZ) | 36 | cerere oferta | N | 5 | 0 | 1 | 0.171 | KG | 52X45X58 | 4015081246113 |  | 703 | ICD | 1
51801 | DILEM4(110V50HZ,120V60HZ) | 51801 | Contactor 4KW AC-3 4P | 36 | cerere oferta | S | 5 | 2.5 | 1 | 0.17 | KG | 52X45X58 | 4015080518013 |  | 703 | ICD | 1
51804 | DILEM4(230V50HZ,240V60HZ) | 51804 | Contactor 4KW AC-3 4P | 36 | cerere oferta | S | 5 | 2.5 | 1 | 0.17 | KG | 52X45X58 | 4015080518044 |  | 703 | ICD | 1
14305 | DILEM4(240V50HZ) | 14305 | Contactor 4KW AC-3 4P | 36 | cerere oferta | S | 5 | 2.5 | 1 | 0.17 | KG | 52X45X58 | 4015080143055 |  | 703 | ICD | 1
14754 | DILEM4(24V50HZ) | 14754 | Contactor 4KW AC-3 4P | 36 | cerere oferta | S | 5 | 2.5 | 1 | 0.17 | KG | 52X45X58 | 4015080147541 |  | 703 | ICD | 1
14776 | DILEM4(24V60HZ) | 14776 | Contactor 4KW AC-3 4P | 36 | cerere oferta | N | 5 | 2.5 | 1 | 0.17 | KG | 52X45X58 | 4015080147763 |  | 703 | ICD | 1
51805 | DILEM4(380V50HZ,440V60HZ) | 51805 | Contactor 4KW AC-3 4P | 36 | cerere oferta | N | 5 | 2.5 | 1 | 0.17 | KG | 52X45X58 | 4015080518051 |  | 703 | ICD | 1
51806 | DILEM4(400V50HZ,440V60HZ) | 51806 | Contactor 4KW AC-3 4P | 36 | cerere oferta | N | 5 | 2.5 | 1 | 0.17 | KG | 52X45X58 | 4015080518068 |  | 703 | ICD | 1
51800 | DILEM4(42V50HZ,48V60HZ) | 51800 | Contactor 4KW AC-3 4P | 36 | cerere oferta | N | 5 | 2.5 | 1 | 0.17 | KG | 52X45X58 | 4015080518006 |  | 703 | ICD | 1
11052 | DILEM4(48V50HZ) | 11052 | Contactor 4KW AC-3 4P | 36 | cerere oferta | N | 5 | 2.5 | 1 | 0.17 | KG | 52X45X58 | 4015080110521 |  | 703 | ICD | 1
638 | DILEM4(TVC100) | 638 | Contactor 4KW AC-3 4P | 36 | cerere oferta | N | 5 | 2.5 | 1 | 0.17 | KG | 52X45X58 | 4015080006381 |  | 703 | ICD | 1
637 | DILEM4(TVC200) | 637 | Contactor 4KW AC-3 4P | 36 | cerere oferta | N | 5 | 2.5 | 1 | 0.17 | KG | 52X45X58 | 4015080006374 |  | 703 | ICD | 1
13166 | DILEM4-G(110VDC) | 13166 | Contactor 4KW AC-3 4P | 36 | cerere oferta | N | 5 | 2.5 | 1 | 0.206 | KG | 54X45X58 | 4015080131663 |  | 703 | ICD | 1
79680 | DILEM4-G(12VDC) | 79680 | Contactor 4KW AC-3 4P | 36 | cerere oferta | N | 5 | 2.5 | 1 | 0.206 | KG | 54X45X58 | 4015080796800 |  | 703 | ICD | 1
13194 | DILEM4-G(220VDC) | 13194 | Contactor 4KW AC-3 4P | 36 | cerere oferta | N | 5 | 2.5 | 1 | 0.206 | KG | 54X45X58 | 4015080131946 |  | 703 | ICD | 1
12701 | DILEM4-G(24VDC) | 12701 | Contactor 4KW AC-3 4P | 36 | cerere oferta | N | 5 | 2.5 | 1 | 0.206 | KG | 54X45X58 | 4015080127017 |  | 703 | ICD | 1
12811 | DILEM4-G(48VDC) | 12811 | Contactor 4KW AC-3 4P | 36 | cerere oferta | N | 5 | 2.5 | 1 | 0.206 | KG | 54X45X58 | 4015080128113 |  | 703 | ICD | 1
51774 | DILER-22(110V50HZ,120V60HZ) | 51774 | Releu tip contactor 2ND+2NI | 36 | cerere oferta | N | 5 | 2.5 | 1 | 0.17 | KG | 52X45X58 | 4015080517740 |  | 703 | ICD | 1
10265 | DILER-22(110V60HZ) | 10265 | Releu tip contactor 2ND+2NI | 36 | cerere oferta | N | 5 | 2.5 | 1 | 0.17 | KG | 51X45X58 | 4015080102656 |  | 703 | ICD | 1
10211 | DILER-22(115V60HZ) | 10211 | Releu tip contactor 2ND+2NI | 36 | cerere oferta | N | 5 | 2.5 | 1 | 0.17 | KG | 52X45X58 | 4015080102113 |  | 703 | ICD | 1
21889 | DILER-22(220V50/60HZ) | 21889 | Mini contactor relay,2NO/2NC,AC operated | 41 | cerere oferta | N | 5 | 2.5 | 1 | 0.17 | KG | 52X45X58 | 4015080218890 |  | 703 | ICD | 1
51777 | DILER-22(230V50HZ,240V60HZ) | 51777 | Releu tip contactor 2ND+2NI | 36 | cerere oferta | S | 5 | 2.5 | 1 | 0.17 | KG | 52X45X58 | 4015080517771 |  | 703 | ICD | 1
10138 | DILER-22(240V50HZ) | 10138 | Releu tip contactor 2ND+2NI | 36 | cerere oferta | N | 5 | 2.5 | 1 | 0.17 | KG | 52X45X58 | 4015080101383 |  | 703 | ICD | 1
10344 | DILER-22(24V50HZ) | 10344 | Releu tip contactor 2ND+2NI | 36 | cerere oferta | N | 5 | 2.5 | 1 | 0.17 | KG | 52X45X58 | 4015080103448 |  | 703 | ICD | 1
10497 | DILER-22(24V60HZ) | 10497 | Releu tip contactor 2ND+2NI | 36 | cerere oferta | N | 5 | 2.5 | 1 | 0.17 | KG | 52X45X58 | 4015080104971 |  | 703 | ICD | 1
51778 | DILER-22(380V50HZ,440V60HZ) | 51778 | Releu tip contactor 2ND+2NI | 36 | cerere oferta | N | 5 | 2.5 | 1 | 0.17 | KG | 52X45X58 | 4015080517788 |  | 703 | ICD | 1
51779 | DILER-22(400V50HZ,440V60HZ) | 51779 | Releu tip contactor 2ND+2NI | 36 | cerere oferta | N | 5 | 2.5 | 1 | 0.17 | KG | 52X45X58 | 4015080517795 |  | 703 | ICD | 1
51773 | DILER-22(42V50HZ,48V60HZ) | 51773 | Releu tip contactor 2ND+2NI | 36 | cerere oferta | N | 5 | 2.5 | 1 | 0.17 | KG | 52X45X58 | 4015080517733 |  | 703 | ICD | 1
10201 | DILER-22(48V50HZ) | 10201 | Releu tip contactor 2ND+2NI | 36 | cerere oferta | N | 5 | 2.5 | 1 | 0.17 | KG | 52X45X58 | 4015080102014 |  | 703 | ICD | 1
10314 | DILER-22(600V60HZ) | 10314 | Releu tip contactor 2ND+2NI | 36 | cerere oferta | N | 5 | 2.5 | 1 | 0.169 | KG | 51X45X58 | 4015080103141 |  | 703 | ICD | 1
648 | DILER-22(TVC100) | 648 | Releu tip contactor 2ND+2NI | 36 | cerere oferta | N | 5 | 2.5 | 1 | 0.17 | KG | 52X45X58 | 4015080006480 |  | 703 | ICD | 1
647 | DILER-22(TVC200) | 647 | Releu tip contactor 2ND+2NI | 36 | cerere oferta | N | 5 | 2.5 | 1 | 0.17 | KG | 52X45X58 | 4015080006473 |  | 703 | ICD | 1
10043 | DILER-22-G(110VDC) | 10043 | Releu tip contactor 2ND+2NI | 36 | cerere oferta | N | 5 | 2.5 | 1 | 0.206 | KG | 54X45X58 | 4015080100430 |  | 703 | ICD | 1
80728 | DILER-22-G(12VDC) | 80728 | Releu tip contactor 2ND+2NI | 36 | cerere oferta | N | 5 | 2.5 | 1 | 0.206 | KG | 54X45X58 | 4015080807285 |  | 703 | ICD | 1
10091 | DILER-22-G(220VDC) | 10091 | Releu tip contactor 2ND+2NI | 36 | cerere oferta | N | 5 | 2.5 | 1 | 0.206 | KG | 54X45X58 | 4015080100911 |  | 703 | ICD | 1
10042 | DILER-22-G(24VDC) | 10042 | Releu tip contactor 2ND+2NI | 36 | cerere oferta | N | 5 | 2.5 | 1 | 0.206 | KG | 54X45X58 | 4015080100423 |  | 703 | ICD | 1
10346 | DILER-22-G(48VDC) | 10346 | Releu tip contactor 2ND+2NI | 36 | cerere oferta | N | 5 | 2.5 | 1 | 0.206 | KG | 54X45X58 | 4015080103462 |  | 703 | ICD | 1
10499 | DILER-22-G(60VDC) | 10499 | Releu tip contactor 2ND+2NI | 36 | cerere oferta | N | 5 | 2.5 | 1 | 0.206 | KG | 54X45X58 | 4015080104995 |  | 703 | ICD | 1
231806 | DILER-22-G-C(110VDC) | 231806 | Releu tip contactor 2ND+2NI cleme cu arc | 36 | cerere oferta | N | 5 | 2.5 | 1 | 0.206 | KG | 54X45X58 | 4015082318062 |  | 703 | ICD | 1
231807 | DILER-22-G-C(220VDC) | 231807 | Releu tip contactor 2ND+2NI cleme cu arc | 36 | cerere oferta | N | 5 | 2.5 | 1 | 0.206 | KG | 54X45X58 | 4015082318079 |  | 703 | ICD | 1
230177 | DILER-22-G-C(24VDC) | 230177 | Releu tip contactor 2ND+2NI cleme cu arc | 36 | cerere oferta | N | 5 | 2.5 | 1 | 0.206 | KG | 54X45X58 | 4015082301774 |  | 703 | ICD | 5
51765 | DILER-31(110V50HZ,120V60HZ) | 51765 | Releu tip contactor 3ND+1NI | 36 | cerere oferta | N | 5 | 2.5 | 1 | 0.17 | KG | 52X45X58 | 4015080517658 |  | 703 | ICD | 1
10204 | DILER-31(115V60HZ) | 10204 | Releu tip contactor 3ND+1NI | 36 | cerere oferta | N | 5 | 2.5 | 1 | 0.17 | KG | 52X45X58 | 4015080102045 |  | 703 | ICD | 1
51768 | DILER-31(230V50HZ,240V60HZ) | 51768 | Releu tip contactor 3ND+1NI | 36 | cerere oferta | S | 5 | 2.5 | 1 | 0.17 | KG | 52X45X58 | 4015080517689 |  | 703 | ICD | 1
10300 | DILER-31(240V50HZ) | 10300 | Releu tip contactor 3ND+1NI | 36 | cerere oferta | N | 5 | 2.5 | 1 | 0.17 | KG | 52X45X58 | 4015080103004 |  | 703 | ICD | 1
10251 | DILER-31(24V50HZ) | 10251 | Releu tip contactor 3ND+1NI | 36 | cerere oferta | N | 5 | 2.5 | 1 | 0.17 | KG | 52X45X58 | 4015080102519 |  | 703 | ICD | 1
10267 | DILER-31(24V60HZ) | 10267 | Releu tip contactor 3ND+1NI | 36 | cerere oferta | N | 5 | 2.5 | 1 | 0.17 | KG | 52X45X58 | 4015080102670 |  | 703 | ICD | 1
51769 | DILER-31(380V50HZ,440V60HZ) | 51769 | Releu tip contactor 3ND+1NI | 36 | cerere oferta | N | 5 | 2.5 | 1 | 0.17 | KG | 52X45X58 | 4015080517696 |  | 703 | ICD | 1
51770 | DILER-31(400V50HZ,440V60HZ) | 51770 | Releu tip contactor 3ND+1NI | 36 | cerere oferta | N | 5 | 2.5 | 1 | 0.17 | KG | 52X45X58 | 4015080517702 |  | 703 | ICD | 1
51764 | DILER-31(42V50HZ,48V60HZ) | 51764 | Releu tip contactor 3ND+1NI | 36 | cerere oferta | N | 5 | 2.5 | 1 | 0.17 | KG | 52X45X58 | 4015080517641 |  | 703 | ICD | 1
10044 | DILER-31(48V50HZ) | 10044 | Releu tip contactor 3ND+1NI | 36 | cerere oferta | N | 5 | 2.5 | 1 | 0.17 | KG | 52X45X58 | 4015080100447 |  | 703 | ICD | 1
10093 | DILER-31(600V60HZ) | 10093 | Releu tip contactor 3ND+1NI | 36 | cerere oferta | N | 5 | 2.5 | 1 | 0.169 | KG | 51X45X58 | 4015080100935 |  | 703 | ICD | 1
645 | DILER-31(TVC200) | 645 | Releu tip contactor 3ND+1NI | 36 | cerere oferta | N | 5 | 2.5 | 1 | 0.17 | KG | 52X45X58 | 4015080006459 |  | 703 | ICD | 1
231818 | DILER-31-C(110V50HZ,120V60HZ) | 231818 | Releu tip contactor 3ND+1NI cleme cu arc | 36 | cerere oferta | N | 5 | 2.5 | 1 | 0.17 | KG | 52X45X58 | 4015082318185 |  | 703 | ICD | 1
231816 | DILER-31-C(115V60HZ) | 231816 | Releu tip contactor 3ND+1NI cleme cu arc | 36 | cerere oferta | N | 5 | 2.5 | 1 | 0.17 | KG | 52X45X58 | 4015082318161 |  | 703 | ICD | 1
230178 | DILER-31-C(230V50HZ,240V60HZ) | 230178 | Releu tip contactor 3ND+1NI cleme cu arc | 36 | cerere oferta | N | 5 | 2.5 | 1 | 0.17 | KG | 52X45X58 | 4015082301781 |  | 703 | ICD | 1
231813 | DILER-31-C(240V50HZ) | 231813 | Releu tip contactor 3ND+1NI cleme cu arc | 36 | cerere oferta | N | 5 | 2.5 | 1 | 0.17 | KG | 52X45X58 | 4015082318130 |  | 703 | ICD | 1
231811 | DILER-31-C(24V50HZ) | 231811 | Releu tip contactor 3ND+1NI cleme cu arc | 36 | cerere oferta | N | 5 | 2.5 | 1 | 0.17 | KG | 52X45X58 | 4015082318116 |  | 703 | ICD | 1
231821 | DILER-31-C(380V50HZ,440V60HZ) | 231821 | Releu tip contactor 3ND+1NI cleme cu arc | 36 | cerere oferta | N | 5 | 2.5 | 1 | 0.17 | KG | 52X45X58 | 4015082318215 |  | 703 | ICD | 1
231817 | DILER-31-C(42V50HZ,48V60HZ) | 231817 | Releu tip contactor 3ND+1NI cleme cu arc | 36 | cerere oferta | N | 5 | 2.5 | 1 | 0.17 | KG | 52X45X58 | 4015082318178 |  | 703 | ICD | 1
231812 | DILER-31-C(48V50HZ) | 231812 | Releu tip contactor 3ND+1NI cleme cu arc | 36 | cerere oferta | N | 5 | 2.5 | 1 | 0.17 | KG | 52X45X58 | 4015082318123 |  | 703 | ICD | 1
10253 | DILER-31-G(110VDC) | 10253 | Releu tip contactor 3ND+1NI | 36 | cerere oferta | N | 5 | 2.5 | 1 | 0.206 | KG | 54X45X58 | 4015080102533 |  | 703 | ICD | 1
79761 | DILER-31-G(12VDC) | 79761 | Releu tip contactor 3ND+1NI | 36 | cerere oferta | N | 5 | 2.5 | 1 | 0.206 | KG | 54X45X58 | 4015080797616 |  | 703 | ICD | 1
10269 | DILER-31-G(220VDC) | 10269 | Releu tip contactor 3ND+1NI | 36 | cerere oferta | N | 5 | 2.5 | 1 | 0.206 | KG | 54X45X58 | 4015080102694 |  | 703 | ICD | 1
10157 | DILER-31-G(24VDC) | 10157 | Releu tip contactor 3ND+1NI | 36 | cerere oferta | N | 5 | 2.5 | 1 | 0.206 | KG | 54X45X58 | 4015080101574 |  | 703 | ICD | 1
10205 | DILER-31-G(48VDC) | 10205 | Releu tip contactor 3ND+1NI | 36 | cerere oferta | N | 5 | 2.5 | 1 | 0.206 | KG | 54X45X58 | 4015080102052 |  | 703 | ICD | 1
231831 | DILER-31-G-C(110VDC) | 231831 | Releu tip contactor 3ND+1NI cleme cu arc | 36 | cerere oferta | N | 5 | 2.5 | 1 | 0.206 | KG | 54X45X58 | 4015082318314 |  | 703 | ICD | 1
231832 | DILER-31-G-C(220VDC) | 231832 | Releu tip contactor 3ND+1NI cleme cu arc | 36 | cerere oferta | N | 5 | 2.5 | 1 | 0.206 | KG | 54X45X58 | 4015082318321 |  | 703 | ICD | 1
230179 | DILER-31-G-C(24VDC) | 230179 | Releu tip contactor 3ND+1NI cleme cu arc | 36 | cerere oferta | N | 5 | 2.5 | 1 | 0.206 | KG | 54X45X58 | 4015082301798 |  | 703 | ICD | 1
51756 | DILER-40(110V50HZ,120V60HZ) | 51756 | Releu tip contactor 4ND | 36 | cerere oferta | N | 5 | 2.5 | 1 | 0.17 | KG | 52X45X58 | 4015080517566 |  | 703 | ICD | 1
10270 | DILER-40(115V60HZ) | 10270 | Releu tip contactor 4ND | 36 | cerere oferta | N | 5 | 2.5 | 1 | 0.17 | KG | 52X45X58 | 4015080102700 |  | 703 | ICD | 1
51759 | DILER-40(230V50HZ,240V60HZ) | 51759 | Releu tip contactor 4ND | 36 | cerere oferta | N | 5 | 2.5 | 1 | 0.17 | KG | 52X45X58 | 4015080517597 |  | 703 | ICD | 1
10478 | DILER-40(240V50HZ) | 10478 | Releu tip contactor 4ND | 36 | cerere oferta | N | 5 | 2.5 | 1 | 0.17 | KG | 52X45X58 | 4015080104780 |  | 703 | ICD | 1
10094 | DILER-40(24V50HZ) | 10094 | Releu tip contactor 4ND | 36 | cerere oferta | N | 5 | 2.5 | 1 | 0.17 | KG | 52X45X58 | 4015080100942 |  | 703 | ICD | 1
10110 | DILER-40(24V60HZ) | 10110 | Releu tip contactor 4ND | 36 | cerere oferta | N | 5 | 2.5 | 1 | 0.17 | KG | 52X45X58 | 4015080101109 |  | 703 | ICD | 1
51760 | DILER-40(380V50HZ,440V60HZ) | 51760 | Releu tip contactor 4ND | 36 | cerere oferta | N | 5 | 2.5 | 1 | 0.17 | KG | 52X45X58 | 4015080517603 |  | 703 | ICD | 1
51761 | DILER-40(400V50HZ,440V60HZ) | 51761 | Releu tip contactor 4ND | 36 | cerere oferta | N | 5 | 2.5 | 1 | 0.17 | KG | 52X45X58 | 4015080517610 |  | 703 | ICD | 1
51755 | DILER-40(42V50HZ,48V60HZ) | 51755 | Releu tip contactor 4ND | 36 | cerere oferta | N | 5 | 2.5 | 1 | 0.17 | KG | 52X45X58 | 4015080517559 |  | 703 | ICD | 1
10190 | DILER-40(48V50HZ) | 10190 | Releu tip contactor 4ND | 36 | cerere oferta | N | 5 | 2.5 | 1 | 0.17 | KG | 52X45X58 | 4015080101901 |  | 703 | ICD | 1
10207 | DILER-40(600V60HZ) | 10207 | Releu tip contactor 4ND | 36 | cerere oferta | N | 5 | 2.5 | 1 | 0.169 | KG | 51X45X58 | 4015080102076 |  | 703 | ICD | 1
644 | DILER-40(TVC100) | 644 | Releu tip contactor 4ND | 36 | cerere oferta | N | 5 | 2.5 | 1 | 0.17 | KG | 52X45X58 | 4015080006442 |  | 703 | ICD | 1
643 | DILER-40(TVC200) | 643 | Releu tip contactor 4ND | 36 | cerere oferta | N | 5 | 2.5 | 1 | 0.17 | KG | 52X45X58 | 4015080006435 |  | 703 | ICD | 1
231841 | DILER-40-C(110V50HZ,120V60HZ) | 231841 | Releu tip contactor 4ND cleme cu arc cu | 36 | cerere oferta | N | 5 | 2.5 | 1 | 0.17 | KG | 52X45X58 | 4015082318413 |  | 703 | ICD | 1
231839 | DILER-40-C(115V60HZ) | 231839 | Releu tip contactor 4ND cleme cu arc cu | 36 | cerere oferta | N | 5 | 2.5 | 1 | 0.17 | KG | 52X45X58 | 4015082318390 |  | 703 | ICD | 1
230239 | DILER-40-C(230V50HZ,240V60HZ) | 230239 | Releu tip contactor 4ND cleme cu arc cu | 36 | cerere oferta | N | 5 | 2.5 | 1 | 0.17 | KG | 52X45X58 | 4015082302399 |  | 703 | ICD | 1
231836 | DILER-40-C(240V50HZ) | 231836 | Releu tip contactor 4ND cleme cu arc cu | 36 | cerere oferta | N | 5 | 2.5 | 1 | 0.17 | KG | 52X45X58 | 4015082318369 |  | 703 | ICD | 1
231834 | DILER-40-C(24V50HZ) | 231834 | Releu tip contactor 4ND cleme cu arc cu | 36 | cerere oferta | N | 5 | 2.5 | 1 | 0.17 | KG | 52X45X58 | 4015082318345 |  | 703 | ICD | 1
231844 | DILER-40-C(380V50HZ,440V60HZ) | 231844 | Releu tip contactor 4ND cleme cu arc cu | 36 | cerere oferta | N | 5 | 2.5 | 1 | 0.17 | KG | 52X45X58 | 4015082318444 |  | 703 | ICD | 1
231840 | DILER-40-C(42V50HZ,48V60HZ) | 231840 | Releu tip contactor 4ND cleme cu arc cu | 36 | cerere oferta | N | 5 | 2.5 | 1 | 0.17 | KG | 52X45X58 | 4015082318406 |  | 703 | ICD | 1
231835 | DILER-40-C(48V50HZ) | 231835 | Releu tip contactor 4ND cleme cu arc cu | 36 | cerere oferta | N | 5 | 2.5 | 1 | 0.17 | KG | 52X45X58 | 4015082318352 |  | 703 | ICD | 1
10287 | DILER-40-G(110VDC) | 10287 | Releu tip contactor 4ND | 36 | cerere oferta | N | 5 | 2.5 | 1 | 0.206 | KG | 54X45X58 | 4015080102878 |  | 703 | ICD | 1
79711 | DILER-40-G(12VDC) | 79711 | Releu tip contactor 4ND | 36 | cerere oferta | N | 5 | 2.5 | 1 | 0.206 | KG | 54X45X58 | 4015080797111 |  | 703 | ICD | 1
10303 | DILER-40-G(220VDC) | 10303 | Releu tip contactor 4ND | 36 | cerere oferta | N | 5 | 2.5 | 1 | 0.206 | KG | 54X45X58 | 4015080103035 |  | 703 | ICD | 1
10223 | DILER-40-G(24VDC) | 10223 | Releu tip contactor 4ND | 36 | cerere oferta | N | 5 | 2.5 | 1 | 0.206 | KG | 54X45X58 | 4015080102236 |  | 703 | ICD | 1
10255 | DILER-40-G(48VDC) | 10255 | Releu tip contactor 4ND | 36 | cerere oferta | N | 5 | 2.5 | 1 | 0.206 | KG | 54X45X58 | 4015080102557 |  | 703 | ICD | 1
10271 | DILER-40-G(60VDC) | 10271 | Releu tip contactor 4ND | 36 | cerere oferta | N | 5 | 2.5 | 1 | 0.206 | KG | 54X45X58 | 4015080102717 |  | 703 | ICD | 1
231854 | DILER-40-G-C(110VDC) | 231854 | Releu tip contactor 4ND cleme cu arc cu | 36 | cerere oferta | N | 5 | 2.5 | 1 | 0.206 | KG | 54X45X58 | 4015082318543 |  | 703 | ICD | 1
231855 | DILER-40-G-C(220VDC) | 231855 | Releu tip contactor 4ND cleme cu arc cu | 36 | cerere oferta | N | 5 | 2.5 | 1 | 0.206 | KG | 54X45X58 | 4015082318550 |  | 703 | ICD | 1
230241 | DILER-40-G-C(24VDC) | 230241 | Releu tip contactor 4ND cleme cu arc cu | 36 | cerere oferta | N | 5 | 2.5 | 1 | 0.206 | KG | 54X45X58 | 4015082302412 |  | 703 | ICD | 1
272441 | DILH1400/22(RAW250) | 272441 | Contactor 1400 A regim AC-1 | 45 | cerere oferta | N | 1 | 0 | 1 | 14.4 | KG | 232X260X342 | 4015082724412 |  | 788 | ICD | 1
289161 | DILH1400-XSP/E(RAW250) | 289161 | Modul electronic incluzand bobina | 45 | cerere oferta | N | 1 | 0 | 1 | 1.31 | KG | 100X135X175 | 4015082891619 |  | 788 | ICD | 1
272442 | DILH2000/22(RAW250) | 272442 | Contactor 2000 A regim AC-1 | 45 | cerere oferta | N | 1 | 0 | 1 | 32 | KG | 252X515X392 | 4015082724429 |  | 788 | ICD | 1
293997 | DILK12-11(*V50HZ) | 293997 | Contactor pt.condensatoare 12,5kvar | 40 | cerere oferta | N | 1 | 2.5 | 1 | 0.51 | KG | 138X45X135 | 1004761 |  | 707 | ICD | 1
293985 | DILK12-11(110V50HZ,120V60HZ) | 293985 | Contactor pt.condensatoare 12,5kvar | 40 | cerere oferta | N | 1 | 2.5 | 1 | 0.51 | KG | 138X45X135 | 4015082939854 |  | 707 | ICD | 1
293988 | DILK12-11(230V50HZ,240V60HZ) | 293988 | Contactor compensare factor de putere 12 | 38 | cerere oferta | N | 1 | 2.5 | 1 | 0.51 | KG | 138X45X135 | 4015082939885 |  | 707 | ICD | 1
293981 | DILK12-11(24V60HZ) | 293981 | Contactor pt.condensatoare 12,5kvar | 40 | cerere oferta | N | 1 | 2.5 | 1 | 0.51 | KG | 138X45X135 | 4015082939816 |  | 707 | ICD | 1
293990 | DILK12-11(400V50HZ,440V60HZ) | 293990 | Contactor pt.condensatoare 12,5kvar | 40 | cerere oferta | N | 1 | 2.5 | 1 | 0.51 | KG | 138X45X135 | 4015082939908 |  | 707 | ICD | 1
293984 | DILK12-11(42V50HZ,48V60HZ) | 293984 | Contactor pt.condensatoare 12,5kvar | 40 | cerere oferta | N | 1 | 2.5 | 1 | 0.51 | KG | 138X45X135 | 4015082939847 |  | 707 | ICD | 1
293968 | DILK12-11(48V50HZ) | 293968 | Contactor pt.condensatoare 12,5kvar | 40 | cerere oferta | N | 1 | 2.5 | 1 | 0.51 | KG | 138X45X135 | 4015082939687 |  | 707 | ICD | 1
294019 | DILK20-11(*V50HZ) | 294019 | Contactor pt.condensatoare 20kvar | 41 | cerere oferta | N | 1 | 2.5 | 1 | 0.51 | KG | 138X45X135 | 1002904 |  | 707 | ICD | 1
294007 | DILK20-11(110V50HZ,120V60HZ) | 294007 | Contactor pt.condensatoare 20kvar | 41 | cerere oferta | N | 1 | 2.5 | 1 | 0.51 | KG | 138X45X135 | 4015082940072 |  | 707 | ICD | 1
294010 | DILK20-11(230V50HZ,240V60HZ) | 294010 | Contactor compensare factor de putere 20 | 38 | cerere oferta | N | 1 | 2.5 | 1 | 0.51 | KG | 138X45X135 | 4015082940102 |  | 707 | ICD | 1
294003 | DILK20-11(24V60HZ) | 294003 | Contactor pt.condensatoare 20kvar | 41 | cerere oferta | N | 1 | 2.5 | 1 | 0.51 | KG | 138X45X135 | 4015082940034 |  | 707 | ICD | 1
294012 | DILK20-11(400V50HZ,440V60HZ) | 294012 | Contactor pt.condensatoare 20kvar | 41 | cerere oferta | N | 1 | 2.5 | 1 | 0.51 | KG | 138X45X135 | 4015082940126 |  | 707 | ICD | 1
294006 | DILK20-11(42V50HZ,48V60HZ) | 294006 | Contactor pt.condensatoare 20kvar | 41 | cerere oferta | N | 1 | 2.5 | 1 | 0.51 | KG | 138X45X135 | 4015082940065 |  | 707 | ICD | 1
294000 | DILK20-11(48V50HZ) | 294000 | Contactor pt.condensatoare 20kvar | 41 | cerere oferta | N | 1 | 2.5 | 1 | 0.51 | KG | 138X45X135 | 4015082940003 |  | 707 | ICD | 1
294041 | DILK25-11(*V50HZ) | 294041 | Contactor pt.condensatoare 25kvar | 41 | cerere oferta | N | 1 | 2.5 | 1 | 0.51 | KG | 138X45X135 | 1002376 |  | 707 | ICD | 1
294029 | DILK25-11(110V50HZ,120V60HZ) | 294029 | Contactor pt.condensatoare 25kvar | 41 | cerere oferta | N | 1 | 2.5 | 1 | 0.51 | KG | 138X45X135 | 4015082940294 |  | 707 | ICD | 1
294032 | DILK25-11(230V50HZ,240V60HZ) | 294032 | Contactor compensare factor de putere 25 | 38 | cerere oferta | N | 1 | 2.5 | 1 | 0.51 | KG | 138X45X135 | 4015082940324 |  | 707 | ICD | 1
294025 | DILK25-11(24V60HZ) | 294025 | Contactor pt.condensatoare 25kvar | 41 | cerere oferta | N | 1 | 2.5 | 1 | 0.51 | KG | 138X45X135 | 4015082940256 |  | 707 | ICD | 1
294034 | DILK25-11(400V50HZ,440V60HZ) | 294034 | Contactor pt.condensatoare 25kvar | 41 | cerere oferta | N | 1 | 2.5 | 1 | 0.51 | KG | 138X45X135 | 4015082940348 |  | 707 | ICD | 1
294028 | DILK25-11(42V50HZ,48V60HZ) | 294028 | Contactor pt.condensatoare 25kvar | 41 | cerere oferta | N | 1 | 2.5 | 1 | 0.51 | KG | 138X45X135 | 4015082940287 |  | 707 | ICD | 1
294022 | DILK25-11(48V50HZ) | 294022 | Contactor pt.condensatoare 25kvar | 41 | cerere oferta | N | 1 | 2.5 | 1 | 0.51 | KG | 138X45X135 | 4015082940225 |  | 707 | ICD | 1
294051 | DILK33-10(110V50HZ,120V60HZ) | 294051 | Contactor pt.condensatoare 33.3kvar | 42 | cerere oferta | N | 1 | 3.2 | 1 | 1.02 | KG | 147X55X190 | 4015082940515 |  | 708 | ICD | 1
294054 | DILK33-10(230V50HZ,240V60HZ) | 294054 | Contactor compensare factor de putere 33 | 38 | cerere oferta | N | 1 | 3.2 | 1 | 1.02 | KG | 147X55X190 | 4015082940546 |  | 708 | ICD | 1
294047 | DILK33-10(24V60HZ) | 294047 | Contactor pt.condensatoare 33.3kvar | 42 | cerere oferta | N | 1 | 3.2 | 1 | 1.02 | KG | 147X55X190 | 4015082940478 |  | 708 | ICD | 1
294056 | DILK33-10(400V50HZ,440V60HZ) | 294056 | Contactor pt.condensatoare 33.3kvar | 42 | cerere oferta | N | 1 | 3.2 | 1 | 1.02 | KG | 147X55X190 | 4015082940560 |  | 708 | ICD | 1
294050 | DILK33-10(42V50HZ,48V60HZ) | 294050 | Contactor pt.condensatoare 33.3kvar | 42 | cerere oferta | N | 1 | 3.2 | 1 | 1.02 | KG | 147X55X190 | 4015082940508 |  | 708 | ICD | 1
294044 | DILK33-10(48V50HZ) | 294044 | Contactor pt.condensatoare 33.3kvar | 42 | cerere oferta | N | 1 | 3.2 | 1 | 1.02 | KG | 147X55X190 | 4015082940447 |  | 708 | ICD | 1
294073 | DILK50-10(110V50HZ,120V60HZ) | 294073 | Contactor pt.condensatoare 50kvar | 42 | cerere oferta | N | 1 | 3.2 | 1 | 1.171 | KG | 147X55X190 | 4015082940737 |  | 708 | ICD | 1
294076 | DILK50-10(230V50HZ,240V60HZ) | 294076 | Contactor compensare factor de putere 50 | 38 | cerere oferta | N | 1 | 3.2 | 1 | 1.171 | KG | 147X55X190 | 4015082940768 |  | 708 | ICD | 1
294069 | DILK50-10(24V60HZ) | 294069 | Contactor pt.condensatoare 50kvar | 42 | cerere oferta | N | 1 | 3.2 | 1 | 1.171 | KG | 147X55X190 | 4015082940690 |  | 708 | ICD | 1
294078 | DILK50-10(400V50HZ,440V60HZ) | 294078 | Contactor pt.condensatoare 50kvar | 42 | cerere oferta | N | 1 | 3.2 | 1 | 1.171 | KG | 147X55X190 | 4015082940782 |  | 708 | ICD | 1
294072 | DILK50-10(42V50HZ,48V60HZ) | 294072 | Contactor pt.condensatoare 50kvar | 42 | cerere oferta | N | 1 | 3.2 | 1 | 1.171 | KG | 147X55X190 | 4015082940720 |  | 708 | ICD | 1
294066 | DILK50-10(48V50HZ) | 294066 | Contactor pt.condensatoare 50kvar | 42 | cerere oferta | N | 1 | 3.2 | 1 | 1.171 | KG | 147X55X190 | 4015082940669 |  | 708 | ICD | 1
104402 | DILL12(230V50HZ,240V60HZ) | 104402 | Contactor pt.iluminat 12A,regimAC-5a | 40 | cerere oferta | N | 1 | 2.5 | 1 | 0.426 | KG | 97X45X85 | 4015081041794 |  | 707 | ICD | 1
104401 | DILL12(24V50HZ) | 104401 | Contactor pt.iluminat 12A,regimAC-5a | 40 | cerere oferta | N | 1 | 2.5 | 1 | 0.426 | KG | 97X45X85 | 4015081041787 |  | 707 | ICD | 1
104403 | DILL12(400V50HZ,440V60HZ) | 104403 | Contactor pt.iluminat 12A,regimAC-5a | 40 | cerere oferta | N | 1 | 2.5 | 1 | 0.426 | KG | 97X45X85 | 4015081042203 |  | 707 | ICD | 1
104405 | DILL18(230V50HZ,240V60HZ) | 104405 | Contactor pt.iluminat 18A,regimAC-5a | 40 | cerere oferta | N | 1 | 2.5 | 1 | 0.426 | KG | 97X45X85 | 4015081042227 |  | 707 | ICD | 1
104404 | DILL18(24V50HZ) | 104404 | Contactor pt.iluminat 18A,regimAC-5a | 40 | cerere oferta | N | 1 | 2.5 | 1 | 0.426 | KG | 97X45X85 | 4015081042210 |  | 707 | ICD | 1
104406 | DILL18(400V50HZ,440V60HZ) | 104406 | Contactor pt.iluminat 18A,regimAC-5a | 40 | cerere oferta | N | 1 | 2.5 | 1 | 0.426 | KG | 97X45X85 | 4015081042234 |  | 707 | ICD | 1
104408 | DILL20(230V50HZ,240V60HZ) | 104408 | Contactor pt.iluminat 20A,regimAC-5a | 40 | cerere oferta | N | 1 | 2.5 | 1 | 0.426 | KG | 97X45X85 | 4015081042258 |  | 707 | ICD | 1
104407 | DILL20(24V50HZ) | 104407 | Contactor pt.iluminat 20A,regimAC-5a | 40 | cerere oferta | N | 1 | 2.5 | 1 | 0.426 | KG | 97X45X85 | 4015081042241 |  | 707 | ICD | 1
104409 | DILL20(400V50HZ,440V60HZ) | 104409 | Contactor pt.iluminat 20A,regimAC-5a | 40 | cerere oferta | N | 1 | 2.5 | 1 | 0.426 | KG | 97X45X85 | 4015081042265 |  | 707 | ICD | 1
267214 | DILM1000/22(RA250) | 267214 | Contactor 560 kW, regim AC-3 | 45 | cerere oferta | N | 1 | 0 | 1 | 17.338 | KG | 232X250X296 | 4015082672140 |  | 788 | ICD | 1
278427 | DILM1000-XHI11-SA | 278427 | Bloc contacte auxiliare | 45 | cerere oferta | N | 1 | 0 | 1 | 0.041 | KG | 77X15X77 | 4015082784270 |  | 709 | ICD | 1
278425 | DILM1000-XHI11-SI | 278425 | Bloc contacte auxiliare | 45 | cerere oferta | S | 1 | 0 | 1 | 0.041 | KG | 77X15X77 | 4015082784256 |  | 709 | ICD | 1
278428 | DILM1000-XHIC11-SI | 278428 | Bloc contacte auxiliare | 45 | cerere oferta | N | 1 | 0 | 1 | 0.037 | KG | 77X15X77 | 4015082784287 |  | 709 | ICD | 1
278426 | DILM1000-XHIV11-SI | 278426 | Bloc contacte auxiliare | 45 | cerere oferta | S | 1 | 0 | 1 | 0.04 | KG | 77X15X77 | 4015082784263 |  | 709 | ICD | 1
289146 | DILM1000-XSP/E(RA110) | 289146 | Modul electronic incluzand bobina | 45 | cerere oferta | N | 1 | 0 | 1 | 1.31 | KG | 100X135X175 | 4015082891466 |  | 788 | ICD | 1
289145 | DILM1000-XSP/E(RA250) | 289145 | Modul electronic incluzand bobina | 45 | cerere oferta | N | 1 | 0 | 1 | 1.31 | KG | 100X135X175 | 4015082891459 |  | 788 | ICD | 1
289147 | DILM1000-XSP/E(RAC500) | 289147 | Modul electronic incluzand bobina | 45 | cerere oferta | N | 1 | 0 | 1 | 1.31 | KG | 100X135X175 | 4015082891473 |  | 788 | ICD | 1
239547 | DILM115(RAC120) | 239547 | Contactor 55 kW,regim AC-3 | 43 | cerere oferta | N | 1 | 0 | 1 | 2.25 | KG | 160X90X170 | 4015082395476 |  | 709 | ICD | 1
239545 | DILM115(RAC24) | 239545 | Contactor 55 kW,regim AC-3 | 43 | cerere oferta | N | 1 | 0 | 1 | 2.25 | KG | 160X90X170 | 4015082395452 |  | 709 | ICD | 1
239548 | DILM115(RAC240) | 239548 | Contactor 55 kW,regim AC-3 | 43 | cerere oferta | N | 1 | 0 | 1 | 2.25 | KG | 160X90X170 | 4015082395483 |  | 709 | ICD | 1
239549 | DILM115(RAC440) | 239549 | Contactor 55 kW,regim AC-3 | 43 | cerere oferta | N | 1 | 0 | 1 | 2.25 | KG | 160X90X170 | 4015082395490 |  | 709 | ICD | 1
239546 | DILM115(RAC48) | 239546 | Contactor 55 kW,regim AC-3 | 43 | cerere oferta | N | 1 | 0 | 1 | 2.25 | KG | 160X90X170 | 4015082395469 |  | 709 | ICD | 1
239550 | DILM115(RAC500) | 239550 | Contactor 55 kW,regim AC-3 | 43 | cerere oferta | N | 1 | 0 | 1 | 2.25 | KG | 160X90X170 | 4015082395506 |  | 709 | ICD | 1
239567 | DILM115(RDC130) | 239567 | Contactor 55 kW,regim AC-3 | 43 | cerere oferta | N | 1 | 0 | 1 | 2.25 | KG | 160X90X170 | 4015082395674 |  | 709 | ICD | 1
239555 | DILM115(RDC24) | 239555 | Contactor 55 kW,regim AC-3 | 43 | cerere oferta | N | 1 | 0 | 1 | 2.25 | KG | 160X90X170 | 4015082395551 |  | 709 | ICD | 1
239572 | DILM115(RDC240) | 239572 | Contactor 55 kW,regim AC-3 | 43 | cerere oferta | N | 1 | 0 | 1 | 2.25 | KG | 160X90X170 | 4015082395728 |  | 709 | ICD | 1
239560 | DILM115(RDC60) | 239560 | Contactor 55 kW,regim AC-3 | 43 | cerere oferta | N | 1 | 0 | 1 | 2.25 | KG | 160X90X170 | 4015082395605 |  | 709 | ICD | 1
239577 | DILM115-22(RAC120) | 239577 | Contactor 55 kW,regim AC-3 | 43 | cerere oferta | N | 1 | 0 | 1 | 2.31 | KG | 175X90X170 | 4015082395773 |  | 709 | ICD | 1
239578 | DILM115-22(RAC240) | 239578 | Contactor 55 kW,regim AC-3 | 43 | cerere oferta | N | 1 | 0 | 1 | 2.31 | KG | 175X90X170 | 4015082395780 |  | 709 | ICD | 1
239579 | DILM115-22(RAC440) | 239579 | Contactor 55 kW,regim AC-3 | 43 | cerere oferta | N | 1 | 0 | 1 | 2.31 | KG | 175X90X170 | 4015082395797 |  | 709 | ICD | 1
239581 | DILM115-22(RDC24) | 239581 | Contactor 55 kW,regim AC-3 | 43 | cerere oferta | N | 1 | 0 | 1 | 2.31 | KG | 175X90X170 | 4015082395810 |  | 709 | ICD | 1
276877 | DILM12-01(*V50HZ) | 276877 | Contactor 5,5KW, regim AC-3 | 40 | cerere oferta | N | 1 | 2.5 | 1 | 0.24 | KG | 75X45X68 | 1001411 |  | 706 | ICD | 1
276878 | DILM12-01(*V60HZ) | 276878 | Contactor 5,5KW, regim AC-3 | 40 | cerere oferta | N | 1 | 2.5 | 1 | 0.24 | KG | 75X45X68 | 1001410 |  | 706 | ICD | 1
276885 | DILM12-01(*VDC) | 276885 | Contactor 5,5KW, regim AC-3 | 40 | cerere oferta | N | 1 | 2.5 | 1 | 0.296 | KG | 75X45X68 | 1001409 |  | 706 | ICD | 1
276862 | DILM12-01(110V50HZ,120V60HZ) | 276862 | Contactor 5,5KW, regim AC-3 | 40 | cerere oferta | N | 1 | 2.5 | 1 | 0.24 | KG | 75X45X68 | 4015082768621 |  | 706 | ICD | 1
276883 | DILM12-01(110VDC) | 276883 | Contactor 5,5KW, regim AC-3 | 40 | cerere oferta | N | 1 | 2.5 | 1 | 0.296 | KG | 75X45X68 | 4015082768836 |  | 706 | ICD | 1
276858 | DILM12-01(115V60HZ) | 276858 | Contactor 5,5KW, regim AC-3 | 40 | cerere oferta | N | 1 | 2.5 | 1 | 0.24 | KG | 75X45X68 | 4015082768584 |  | 706 | ICD | 1
276859 | DILM12-01(208V60HZ) | 276859 | Contactor 5,5KW, regim AC-3 | 40 | cerere oferta | N | 1 | 2.5 | 1 | 0.24 | KG | 75X45X68 | 4015082768591 |  | 706 | ICD | 1
276884 | DILM12-01(220VDC) | 276884 | Contactor 5,5KW, regim AC-3 | 40 | cerere oferta | N | 1 | 2.5 | 1 | 0.296 | KG | 75X45X68 | 4015082768843 |  | 706 | ICD | 1
276865 | DILM12-01(230V50HZ,240V60HZ) | 276865 | Contactor 5,5KW, regim AC-3 | 40 | cerere oferta | S | 1 | 2.5 | 1 | 0.24 | KG | 75X45X68 | 4015082768652 |  | 706 | ICD | 1
276854 | DILM12-01(240V50HZ) | 276854 | Contactor 5,5KW, regim AC-3 | 40 | cerere oferta | N | 1 | 2.5 | 1 | 0.24 | KG | 75X45X68 | 4015082768546 |  | 706 | ICD | 1
276852 | DILM12-01(24V50HZ) | 276852 | Contactor 5,5KW, regim AC-3 | 40 | cerere oferta | N | 1 | 2.5 | 1 | 0.24 | KG | 75X45X68 | 4015082768522 |  | 706 | ICD | 1
276856 | DILM12-01(24V60HZ) | 276856 | Contactor 5,5KW, regim AC-3 | 40 | cerere oferta | N | 1 | 2.5 | 1 | 0.24 | KG | 75X45X68 | 4015082768560 |  | 706 | ICD | 1
276880 | DILM12-01(24VDC) | 276880 | Contactor 5,5KW, regim AC-3 | 40 | cerere oferta | N | 1 | 2.5 | 1 | 0.296 | KG | 75X45X68 | 4015082768805 |  | 706 | ICD | 1
276866 | DILM12-01(380V50HZ,440V60HZ) | 276866 | Contactor 5,5KW, regim AC-3 | 40 | cerere oferta | N | 1 | 2.5 | 1 | 0.24 | KG | 75X45X68 | 4015082768669 |  | 706 | ICD | 1
276867 | DILM12-01(400V50HZ,440V60HZ) | 276867 | Contactor 5,5KW, regim AC-3 | 40 | cerere oferta | N | 1 | 2.5 | 1 | 0.24 | KG | 75X45X68 | 4015082768676 |  | 706 | ICD | 1
276861 | DILM12-01(42V50HZ,48V60HZ) | 276861 | Contactor 5,5KW, regim AC-3 | 40 | cerere oferta | N | 1 | 2.5 | 1 | 0.24 | KG | 75X45X68 | 4015082768614 |  | 706 | ICD | 1
276853 | DILM12-01(48V50HZ) | 276853 | Contactor 5,5KW, regim AC-3 | 40 | cerere oferta | N | 1 | 2.5 | 1 | 0.24 | KG | 75X45X68 | 4015082768539 |  | 706 | ICD | 1
276881 | DILM12-01(48VDC) | 276881 | Contactor 5,5KW, regim AC-3 | 40 | cerere oferta | N | 1 | 2.5 | 1 | 0.296 | KG | 75X45X68 | 4015082768812 |  | 706 | ICD | 1
276860 | DILM12-01(600V60HZ) | 276860 | Contactor 5,5KW, regim AC-3 | 40 | cerere oferta | N | 1 | 2.5 | 1 | 0.24 | KG | 75X45X68 | 4015082768607 |  | 706 | ICD | 1
276875 | DILM12-01(TVC100) | 276875 | Contactor 5,5KW, regim AC-3 | 40 | cerere oferta | N | 1 | 2.5 | 1 | 0.24 | KG | 75X45X68 | 4015082768751 |  | 706 | ICD | 1
276876 | DILM12-01(TVC200) | 276876 | Contactor 5,5KW, regim AC-3 | 40 | cerere oferta | N | 1 | 2.5 | 1 | 0.24 | KG | 75X45X68 | 4015082768768 |  | 706 | ICD | 1
276842 | DILM12-10(*V50HZ) | 276842 | Contactor 5,5KW, regim AC-3 | 40 | cerere oferta | N | 1 | 2.5 | 1 | 0.24 | KG | 75X45X68 | 1001414 |  | 706 | ICD | 1
276843 | DILM12-10(*V60HZ) | 276843 | Contactor 5,5KW, regim AC-3 | 40 | cerere oferta | N | 1 | 2.5 | 1 | 0.24 | KG | 75X45X68 | 1001413 |  | 706 | ICD | 1
276850 | DILM12-10(*VDC) | 276850 | Contactor 5,5KW, regim AC-3 | 40 | cerere oferta | N | 1 | 2.5 | 1 | 0.296 | KG | 75X45X68 | 1001412 |  | 706 | ICD | 1
276827 | DILM12-10(110V50HZ,120V60HZ) | 276827 | Contactor 5,5KW, regim AC-3 | 40 | cerere oferta | N | 1 | 2.5 | 1 | 0.24 | KG | 75X45X68 | 4015082768270 |  | 706 | ICD | 1
276848 | DILM12-10(110VDC) | 276848 | Contactor 5,5KW, regim AC-3 | 40 | cerere oferta | N | 1 | 2.5 | 1 | 0.296 | KG | 75X45X68 | 4015082768485 |  | 706 | ICD | 1
276823 | DILM12-10(115V60HZ) | 276823 | Contactor 5,5KW, regim AC-3 | 40 | cerere oferta | N | 1 | 2.5 | 1 | 0.24 | KG | 75X45X68 | 4015082768232 |  | 706 | ICD | 1
276844 | DILM12-10(12VDC) | 276844 | Contactor 5,5KW, regim AC-3 | 40 | cerere oferta | N | 1 | 2.5 | 1 | 0.296 | KG | 75X45X68 | 4015082768447 |  | 706 | ICD | 1
276824 | DILM12-10(208V60HZ) | 276824 | Contactor 5,5KW, regim AC-3 | 40 | cerere oferta | N | 1 | 2.5 | 1 | 0.24 | KG | 75X45X68 | 4015082768249 |  | 706 | ICD | 1
276849 | DILM12-10(220VDC) | 276849 | Contactor 5,5KW, regim AC-3 | 40 | cerere oferta | N | 1 | 2.5 | 1 | 0.296 | KG | 75X45X68 | 4015082768492 |  | 706 | ICD | 1
276830 | DILM12-10(230V50HZ,240V60HZ) | 276830 | Contactor 5,5KW, regim AC-3 | 40 | cerere oferta | S | 1 | 2.5 | 1 | 0.24 | KG | 75X45X68 | 4015082768300 |  | 706 | ICD | 1
276819 | DILM12-10(240V50HZ) | 276819 | Contactor 5,5KW, regim AC-3 | 40 | cerere oferta | N | 1 | 2.5 | 1 | 0.24 | KG | 75X45X68 | 4015082768195 |  | 706 | ICD | 1
276817 | DILM12-10(24V50HZ) | 276817 | Contactor 5,5KW, regim AC-3 | 40 | cerere oferta | N | 1 | 2.5 | 1 | 0.24 | KG | 75X45X68 | 4015082768171 |  | 706 | ICD | 1
276821 | DILM12-10(24V60HZ) | 276821 | Contactor 5,5KW, regim AC-3 | 40 | cerere oferta | N | 1 | 2.5 | 1 | 0.24 | KG | 75X45X68 | 4015082768218 |  | 706 | ICD | 1
276845 | DILM12-10(24VDC) | 276845 | Contactor 5,5KW, regim AC-3 | 40 | cerere oferta | N | 1 | 2.5 | 1 | 0.296 | KG | 75X45X68 | 4015082768454 |  | 706 | ICD | 1
276831 | DILM12-10(380V50HZ,440V60HZ) | 276831 | Contactor 5,5KW, regim AC-3 | 40 | cerere oferta | N | 1 | 2.5 | 1 | 0.24 | KG | 75X45X68 | 4015082768317 |  | 706 | ICD | 1
276832 | DILM12-10(400V50HZ,440V60HZ) | 276832 | Contactor 5,5KW, regim AC-3 | 40 | cerere oferta | N | 1 | 2.5 | 1 | 0.24 | KG | 75X45X68 | 4015082768324 |  | 706 | ICD | 1
276826 | DILM12-10(42V50HZ,48V60HZ) | 276826 | Contactor 5,5KW, regim AC-3 | 40 | cerere oferta | N | 1 | 2.5 | 1 | 0.24 | KG | 75X45X68 | 4015082768263 |  | 706 | ICD | 1
276818 | DILM12-10(48V50HZ) | 276818 | Contactor 5,5KW, regim AC-3 | 40 | cerere oferta | N | 1 | 2.5 | 1 | 0.24 | KG | 75X45X68 | 4015082768188 |  | 706 | ICD | 1
276846 | DILM12-10(48VDC) | 276846 | Contactor 5,5KW, regim AC-3 | 40 | cerere oferta | N | 1 | 2.5 | 1 | 0.296 | KG | 75X45X68 | 4015082768461 |  | 706 | ICD | 1
276825 | DILM12-10(600V60HZ) | 276825 | Contactor 5,5KW, regim AC-3 | 40 | cerere oferta | N | 1 | 2.5 | 1 | 0.24 | KG | 75X45X68 | 4015082768256 |  | 706 | ICD | 1
276840 | DILM12-10(TVC100) | 276840 | Contactor 5,5KW, regim AC-3 | 40 | cerere oferta | N | 1 | 2.5 | 1 | 0.24 | KG | 75X45X68 | 4015082768409 |  | 706 | ICD | 1
276841 | DILM12-10(TVC200) | 276841 | Contactor 5,5KW, regim AC-3 | 40 | cerere oferta | N | 1 | 2.5 | 1 | 0.24 | KG | 75X45X68 | 4015082768416 |  | 706 | ICD | 1
106362 | DILM12-22(230V50HZ,240V60HZ) | 106362 | Contactor 5,5KW, regim AC-3 | 40 | cerere oferta | N | 1 | 2.5 | 1 | 0.296 | KG | 117X45X68 | 4015081061327 |  | 706 | ICD | 1
106369 | DILM12-22(24VDC) | 106369 | Contactor 5,5KW, regim AC-3 | 40 | cerere oferta | N | 1 | 2.5 | 1 | 0.351 | KG | 117X45X68 | 4015081061396 |  | 706 | ICD | 1
276935 | DILM12-32(230V50HZ,240V60HZ) | 276935 | Contactor 5,5KW, regim AC-3 | 40 | cerere oferta | S | 1 | 2.5 | 1 | 0.297 | KG | 125 2X45X68 | 4015082769352 |  | 706 | ICD | 1
276950 | DILM12-32(24VDC) | 276950 | Contactor 5,5KW, regim AC-3 | 40 | cerere oferta | N | 1 | 2.5 | 1 | 0.354 | KG | 125 2X45X68 | 4015082769505 |  | 706 | ICD | 1
240084 | DILM12-XDSB0/3 | 240084 | Blocuri de bare trifazare pt. DILM7..15 | 40 | cerere oferta | S | 5 | 1.5 | 1 | 0.037 | KG | 112X25X12 | 4015082400842 |  | 706 | ICD | 1
240085 | DILM12-XDSB0/4 | 240085 | Blocuri de bare trifazare pt. DILM7..15 | 40 | cerere oferta | S | 5 | 1.5 | 1 | 0.054 | KG | 157X25X12 | 4015082400859 |  | 706 | ICD | 1
240086 | DILM12-XDSB0/5 | 240086 | Blocuri de bare trifazare pt. DILM7..15 | 40 | cerere oferta | S | 5 | 1.5 | 1 | 0.07 | KG | 202X25X12 | 4015082400866 |  | 706 | ICD | 1
240083 | DILM12-XEK | 240083 | Blocuri de bare trifazare pt. DILM7..15 | 40 | cerere oferta | S | 5 | 2.5 | 1 | 0.044 | KG | 43X44X34 | 4015082400835 |  | 706 | ICD | 1
239374 | DILM12-XEV | 239374 | el.Interlocking bridge | 40 | cerere oferta | S | 20 | 0 | 1 | 0.006 | KG | 25X58 2X14 2 | 4015082393748 |  | 706 | ICD | 1
109399 | DILM12-XMSM | 109399 | Motor suppressor module f.DILM7....DILM1 | 40 | cerere oferta | N | 4 | 0 | 1 | 0.047 | KG | 45X38 3X47 7 | 4015081090020 |  | 706 | ICD | 1
281196 | DILM12-XMV | 281196 | Interblocaj mecanic DILA/M7..15 | 40 | cerere oferta | S | 1 | 1.3 | 1 | 0.003 | KG | 70X22X4 | 4015082811969 |  | 706 | ICD | 1
281193 | DILM12-XP1 | 281193 | Punti de legatura pt. DILM7..12 | 40 | cerere oferta | S | 5 | 1.9 | 1 | 0.039 | KG | 34X32X30 | 4015082811938 |  | 706 | ICD | 1
239370 | DILM12-XP2 | 239370 | Punti de legatura pt. DILM7..12 | 40 | cerere oferta | S | 20 | 5 | 1 | 0.01 | KG | 30X90X5 2 | 4015082393700 |  | 706 | ICD | 1
239372 | DILM12-XRA2 | 239372 | Reversing link | 40 | cerere oferta | S | 20 | 5 | 1 | 0.014 | KG | 30X90X6 8 | 4015082393724 |  | 706 | ICD | 1
283108 | DILM12-XRL | 283108 | Set punti de legatura- inversoare de sen | 40 | cerere oferta | S | 1 | 2.3 | 1 | 0.032 | KG | 90X40X20 | 4015082831080 |  | 706 | ICD | 1
281190 | DILM12-XS1 | 281190 | Punti pt.conexiune stea.DILM7..15 | 40 | cerere oferta | S | 20 | 1.5 | 1 | 0.003 | KG | 30X27X4 | 4015082811907 |  | 706 | ICD | 1
283130 | DILM12-XSL | 283130 | Set punti pt.conexiune stea-triunghi.DIL | 40 | cerere oferta | S | 1 | 1.8 | 1 | 0.04 | KG | 90X30X20 | 4015082831301 |  | 706 | ICD | 1
101672 | DILM12-XSPD | 101672 | Modul de protectie cu dioda.pt.DILA/M7.. | 40 | cerere oferta | S | 10 | 0.5 | 1 | 0.004 | KG | 48X9X25 | 4015081015641 |  | 706 | ICD | 1
281200 | DILM12-XSPR240 | 281200 | Modul de protectie RC pt.DILA/M7..12 | 40 | cerere oferta | S | 10 | 0.5 | 1 | 0.005 | KG | 48X9X25 | 4015082812003 |  | 706 | ICD | 1
281199 | DILM12-XSPR48 | 281199 | Modul de protectie RC pt.DILA/M7..12 | 40 | cerere oferta | S | 10 | 0.5 | 1 | 7 | G | 48X9X25 | 4015082811990 |  | 706 | ICD | 1
281201 | DILM12-XSPR500 | 281201 | Modul de protectie RC pt.DILA/M7..12 | 40 | cerere oferta | S | 10 | 0.5 | 1 | 5.5 | G | 48X9X25 | 4015082812010 |  | 706 | ICD | 1
281209 | DILM12-XSPV130 | 281209 | Modul de protectie cu varistor.pt.DILA/M | 40 | cerere oferta | S | 10 | 0.5 | 1 | 0.005 | KG | 48X9X25 | 4015082812096 |  | 706 | ICD | 1
281210 | DILM12-XSPV240 | 281210 | Modul de protectie cu varistor.pt.DILA/M | 40 | cerere oferta | S | 10 | 0.5 | 1 | 0.005 | KG | 48X9X25 | 4015082812102 |  | 706 | ICD | 1
281208 | DILM12-XSPV48 | 281208 | Modul de protectie cu varistor.pt.DILA/M | 40 | cerere oferta | S | 10 | 0.5 | 1 | 0.005 | KG | 48X9X25 | 4015082812089 |  | 706 | ICD | 1
281211 | DILM12-XSPV500 | 281211 | Modul de protectie cu varistor.pt.DILA/M | 40 | cerere oferta | S | 10 | 0.5 | 1 | 0.006 | KG | 48X9X25 | 4015082812119 |  | 706 | ICD | 1
281221 | DILM12-XSPVL240 | 281221 | Modul de protectie cu varistor.pt.DILA/M | 40 | cerere oferta | S | 10 | 0.5 | 1 | 0.006 | KG | 50X9X25 | 4015082812218 |  | 706 | ICD | 1
281220 | DILM12-XSPVL48 | 281220 | Modul de protectie cu varistor.pt.DILA/M | 40 | cerere oferta | S | 10 | 0.5 | 1 | 0.005 | KG | 50X9X25 | 4015082812201 |  | 706 | ICD | 1
239587 | DILM150(RAC120) | 239587 | Contactor 75 kW,regim AC-3 | 43 | cerere oferta | N | 1 | 0 | 1 | 2.25 | KG | 160X90X170 | 4015082395872 |  | 709 | ICD | 1
239585 | DILM150(RAC24) | 239585 | Contactor 75 kW,regim AC-3 | 43 | cerere oferta | N | 1 | 0 | 1 | 2.25 | KG | 160X90X170 | 4015082395858 |  | 709 | ICD | 1
239588 | DILM150(RAC240) | 239588 | Contactor 75 kW,regim AC-3 | 43 | cerere oferta | N | 1 | 0 | 1 | 2.25 | KG | 160X90X170 | 4015082395889 |  | 709 | ICD | 1
239589 | DILM150(RAC440) | 239589 | Contactor 75 kW,regim AC-3 | 43 | cerere oferta | N | 1 | 0 | 1 | 2.25 | KG | 160X90X170 | 4015082395896 |  | 709 | ICD | 1
239586 | DILM150(RAC48) | 239586 | Contactor 150A, bobina 42-48VAC | 48 | cerere oferta | N | 1 | 0 | 1 | 2.25 | KG | 160X90X170 | 4015082395865 |  | 709 | ICD | 1
239590 | DILM150(RAC500) | 239590 | Contactor 75 kW,regim AC-3 | 43 | cerere oferta | N | 1 | 0 | 1 | 2.25 | KG | 160X90X170 | 4015082395902 |  | 709 | ICD | 1
239593 | DILM150(RDC130) | 239593 | Contactor 75 kW,regim AC-3 | 43 | cerere oferta | N | 1 | 0 | 1 | 2.25 | KG | 160X90X170 | 4015082395933 |  | 709 | ICD | 1
239591 | DILM150(RDC24) | 239591 | Contactor 75 kW,regim AC-3 | 43 | cerere oferta | N | 1 | 0 | 1 | 2.25 | KG | 160X90X170 | 4015082395919 |  | 709 | ICD | 1
239594 | DILM150(RDC240) | 239594 | Contactor 75 kW,regim AC-3 | 43 | cerere oferta | N | 1 | 0 | 1 | 2.25 | KG | 160X90X170 | 4015082395940 |  | 709 | ICD | 1
239592 | DILM150(RDC60) | 239592 | Contactor 75 kW,regim AC-3 | 43 | cerere oferta | N | 1 | 0 | 1 | 2.25 | KG | 160X90X170 | 4015082395926 |  | 709 | ICD | 1
290105 | DILM15-01(*V50HZ) | 290105 | Contactor 7,5KW, regim AC-3 | 40 | cerere oferta | N | 1 | 2.5 | 1 | 0.24 | KG | 75X45X68 | 1002911 |  | 706 | ICD | 1
290090 | DILM15-01(110V50HZ,120V60HZ) | 290090 | Contactor 7,5KW, regim AC-3 | 40 | cerere oferta | N | 1 | 2.5 | 1 | 0.24 | KG | 75X45X68 | 4015082900908 |  | 706 | ICD | 1
290087 | DILM15-01(208V60HZ) | 290087 | Contactor 7,5KW, regim AC-3 | 40 | cerere oferta | N | 1 | 2.5 | 1 | 0.24 | KG | 75X45X68 | 4015082900878 |  | 706 | ICD | 1
290093 | DILM15-01(230V50HZ,240V60HZ) | 290093 | Contactor 7,5KW, regim AC-3 | 40 | cerere oferta | S | 1 | 2.5 | 1 | 0.24 | KG | 75X45X68 | 4015082900939 |  | 706 | ICD | 1
290080 | DILM15-01(24V50HZ) | 290080 | Contactor 7,5KW, regim AC-3 | 40 | cerere oferta | N | 1 | 2.5 | 1 | 0.24 | KG | 75X45X68 | 4015082900809 |  | 706 | ICD | 1
290084 | DILM15-01(24V60HZ) | 290084 | Contactor 7,5KW, regim AC-3 | 40 | cerere oferta | N | 1 | 2.5 | 1 | 0.24 | KG | 75X45X68 | 4015082900847 |  | 706 | ICD | 1
290108 | DILM15-01(24VDC) | 290108 | Contactor 7,5KW, regim AC-3 | 40 | cerere oferta | N | 1 | 2.5 | 1 | 0.296 | KG | 75X45X68 | 4015082901080 |  | 706 | ICD | 1
290095 | DILM15-01(400V50HZ,440V60HZ) | 290095 | Contactor 7,5KW, regim AC-3 | 40 | cerere oferta | N | 1 | 2.5 | 1 | 0.24 | KG | 75X45X68 | 4015082900953 |  | 706 | ICD | 1
290089 | DILM15-01(42V50HZ,48V60HZ) | 290089 | Contactor 7,5KW, regim AC-3 | 40 | cerere oferta | N | 1 | 2.5 | 1 | 0.24 | KG | 75X45X68 | 4015082900892 |  | 706 | ICD | 1
290081 | DILM15-01(48V50HZ) | 290081 | Contactor 7,5KW, regim AC-3 | 40 | cerere oferta | N | 1 | 2.5 | 1 | 0.24 | KG | 75X45X68 | 4015082900816 |  | 706 | ICD | 1
290088 | DILM15-01(600V60HZ) | 290088 | Contactor 7,5KW, regim AC-3 | 40 | cerere oferta | N | 1 | 2.5 | 1 | 0.24 | KG | 75X45X68 | 4015082900885 |  | 706 | ICD | 1
290103 | DILM15-01(TVC100) | 290103 | Contactor 7,5KW, regim AC-3 | 40 | cerere oferta | N | 1 | 2.5 | 1 | 0.24 | KG | 75X45X68 | 4015082901035 |  | 706 | ICD | 1
290104 | DILM15-01(TVC200) | 290104 | Contactor 7,5KW, regim AC-3 | 40 | cerere oferta | N | 1 | 2.5 | 1 | 0.24 | KG | 75X45X68 | 4015082901042 |  | 706 | ICD | 1
239597 | DILM150-22(RAC120) | 239597 | Contactor 75 kW,regim AC-3 | 43 | cerere oferta | N | 1 | 0 | 1 | 2.31 | KG | 175X90X170 | 4015082395971 |  | 709 | ICD | 1
239598 | DILM150-22(RAC240) | 239598 | Contactor 75 kW,regim AC-3 | 43 | cerere oferta | N | 1 | 0 | 1 | 2.31 | KG | 175X90X170 | 4015082395988 |  | 709 | ICD | 1
239599 | DILM150-22(RAC440) | 239599 | Contactor 75 kW,regim AC-3 | 43 | cerere oferta | N | 1 | 0 | 1 | 2.31 | KG | 175X90X170 | 4015082395995 |  | 709 | ICD | 1
239601 | DILM150-22(RDC24) | 239601 | Contactor 75 kW,regim AC-3 | 43 | cerere oferta | N | 1 | 0 | 1 | 2.31 | KG | 175X90X170 | 4015082396015 |  | 709 | ICD | 1
106168 | DILM150C-XHIV22 | 106168 | Bloc contacte auxiliare | 43 | cerere oferta | N | 5 | 0 | 1 | 0.056 | KG | 39X45X46 | 4015081059386 |  | 710 | ICD | 1
100423 | DILM150-XCT | 100423 | Kit inlocuire contacte forta | 43 | cerere oferta | N | 1 | 0 | 1 | 0.535 | KG | 140X90X50 | 4015081004003 |  | 709 | ICD | 1
277947 | DILM150-XHI02 | 277947 | Bloc contacte auxiliare | 42 | cerere oferta | S | 5 | 1.4 | 1 | 0.03 | KG | 39X24X46 | 4015082779474 |  | 709 | ICD | 1
277952 | DILM150-XHI04 | 277952 | Bloc contacte auxiliare | 42 | cerere oferta | S | 5 | 2.5 | 1 | 0.055 | KG | 39X45X46 | 4015082779528 |  | 709 | ICD | 1
277946 | DILM150-XHI11 | 277946 | Bloc contacte auxiliare | 42 | cerere oferta | S | 5 | 1.4 | 1 | 0.03 | KG | 39X24X46 | 4015082779467 |  | 709 | ICD | 1
277951 | DILM150-XHI13 | 277951 | Bloc contacte auxiliare | 42 | cerere oferta | S | 5 | 2.5 | 1 | 0.055 | KG | 39X45X46 | 4015082779511 |  | 709 | ICD | 1
277945 | DILM150-XHI20 | 277945 | Bloc contacte auxiliare | 42 | cerere oferta | S | 5 | 1.4 | 1 | 0.03 | KG | 39X24X46 | 4015082779450 |  | 709 | ICD | 1
277950 | DILM150-XHI22 | 277950 | Bloc contacte auxiliare | 42 | cerere oferta | S | 5 | 2.5 | 1 | 0.055 | KG | 39X45X46 | 4015082779504 |  | 709 | ICD | 5
277949 | DILM150-XHI31 | 277949 | Bloc contacte auxiliare | 42 | cerere oferta | S | 5 | 2.5 | 1 | 0.055 | KG | 39X45X46 | 4015082779498 |  | 709 | ICD | 1
277948 | DILM150-XHI40 | 277948 | Bloc contacte auxiliare | 42 | cerere oferta | S | 5 | 2.5 | 1 | 0.055 | KG | 39X45X46 | 4015082779481 |  | 709 | ICD | 1
283463 | DILM150-XHIA11 | 283463 | Bloc contacte auxiliare | 42 | cerere oferta | S | 5 | 1.4 | 1 | 0.03 | KG | 39X24X46 | 4015082834630 |  | 709 | ICD | 1
283464 | DILM150-XHIA22 | 283464 | Bloc contacte auxiliare | 42 | cerere oferta | S | 5 | 2.5 | 1 | 0.055 | KG | 39X45X46 | 4015082834647 |  | 709 | ICD | 5
283465 | DILM150-XHIAC22 | 283465 | Bloc contacte auxiliare | 42 | cerere oferta | S | 5 | 2.5 | 1 | 0.055 | KG | 39X45X46 | 4015082834654 |  | 709 | ICD | 1
278048 | DILM150-XHIC04 | 278048 | Bloc contacte auxiliare | 42 | cerere oferta | S | 5 | 2.5 | 1 | 0.055 | KG | 39X45X46 | 4015082780487 |  | 709 | ICD | 1
278047 | DILM150-XHIC13 | 278047 | Bloc contacte auxiliare | 42 | cerere oferta | S | 5 | 2.5 | 1 | 0.055 | KG | 39X45X46 | 4015082780470 |  | 709 | ICD | 1
278046 | DILM150-XHIC22 | 278046 | Bloc contacte auxiliare | 42 | cerere oferta | S | 5 | 2.5 | 1 | 0.055 | KG | 39X45X46 | 4015082780463 |  | 709 | ICD | 1
278045 | DILM150-XHIC31 | 278045 | Bloc contacte auxiliare | 42 | cerere oferta | S | 5 | 2.5 | 1 | 0.055 | KG | 39X45X46 | 4015082780456 |  | 709 | ICD | 1
278044 | DILM150-XHIC40 | 278044 | Bloc contacte auxiliare | 42 | cerere oferta | S | 5 | 2.5 | 1 | 0.055 | KG | 39X45X46 | 4015082780449 |  | 709 | ICD | 1
278049 | DILM150-XHICV22 | 278049 | Bloc contacte auxiliare | 42 | cerere oferta | S | 5 | 2.5 | 1 | 0.055 | KG | 39X45X46 | 4015082780494 |  | 709 | ICD | 1
277953 | DILM150-XHIV22 | 277953 | Bloc contacte auxiliare | 42 | cerere oferta | S | 5 | 2.5 | 1 | 0.055 | KG | 39X45X46 | 4015082779535 |  | 709 | ICD | 1
106492 | DILM150-XIP2X | 106492 | Capace protectie | 43 | cerere oferta | N | 8 | 0 | 1 | 0.001 | KG | 8 5X23 5X34 5 | 4015081062614 |  | 709 | ICD | 1
240081 | DILM150-XMV | 240081 | Interblocaj mecanic | 43 | cerere oferta | N | 1 | 0 | 1 | 0.76 | KG | 314X196X17 2 | 4015082400811 |  | 709 | ICD | 1
240082 | DILM150-XMV50 | 240082 | Acc. Interblocaj mecanic | 43 | cerere oferta | N | 1 | 0 | 1 | 0.27 | KG | 125X13X7 | 4015082400828 |  | 709 | ICD | 1
107020 | DILM150-XMVE | 107020 | Acc. Inter | 43 | cerere oferta | N | 1 | 0 | 1 | 0.004 | KG | 18X18X8 | 4015081067886 |  | 709 | ICD | 1
284769 | DILM150-XP1 | 284769 | Punti legatura | 43 | cerere oferta | N | 1 | 0 | 1 | 0.957 | KG | 102X83X76 | 4015082847692 |  | 709 | ICD | 1
101685 | DILM150-XP2 | 101685 | Punti legatura | 43 | cerere oferta | N | 10 | 0 | 1 | 0.475 | KG | 175X120X50 | 4015081015757 |  | 709 | ICD | 1
101686 | DILM150-XR | 101686 | Punti legatura | 43 | cerere oferta | N | 10 | 0 | 1 | 0.535 | KG | 175X70X50 | 4015081015764 |  | 709 | ICD | 1
101681 | DILM150-XRL | 101681 | Punti legatura | 43 | cerere oferta | N | 1 | 0 | 1 | 1 | KG | 175X120X50 | 4015081015719 |  | 709 | ICD | 1
284768 | DILM150-XS1 | 284768 | Punti legatura | 43 | cerere oferta | N | 5 | 0 | 1 | 0.047 | KG | 7X83X47 | 4015082847685 |  | 709 | ICD | 1
107668 | DILM150-XS1-SPS | 107668 | Punti legatura | 43 | cerere oferta | N | 100 | 0 | 1 | 0.06 | KG | 7X83X47 | 4015081073344 |  | 709 | ICD | 1
101487 | DILM150-XSL | 101487 | Punti legatura | 43 | cerere oferta | N | 1 | 0 | 1 | 1.09 | KG | 175X120X50 | 4015081014071 |  | 709 | ICD | 1
230111 | DILM150-XSP(RAC120) | 230111 | Bobina contactor | 43 | cerere oferta | N | 1 | 0 | 1 | 0.245 | KG | 51X63 2X110 | 4015082301118 |  | 709 | ICD | 1
230109 | DILM150-XSP(RAC24) | 230109 | Bobina contactor | 43 | cerere oferta | N | 1 | 0 | 1 | 0.245 | KG | 51X63 2X110 | 4015082301095 |  | 709 | ICD | 1
230112 | DILM150-XSP(RAC240) | 230112 | Bobina contactor | 43 | cerere oferta | N | 1 | 0 | 1 | 0.245 | KG | 51X63 2X110 | 4015082301125 |  | 709 | ICD | 1
230113 | DILM150-XSP(RAC440) | 230113 | Bobina contactor | 43 | cerere oferta | N | 1 | 0 | 1 | 0.245 | KG | 51X63 2X110 | 4015082301132 |  | 709 | ICD | 1
230110 | DILM150-XSP(RAC48) | 230110 | Bobina contactor | 43 | cerere oferta | N | 1 | 0 | 1 | 0.245 | KG | 51X63 2X110 | 4015082301101 |  | 709 | ICD | 1
230114 | DILM150-XSP(RAC500) | 230114 | Bobina contactor | 43 | cerere oferta | N | 1 | 0 | 1 | 0.245 | KG | 51X63 2X110 | 4015082301149 |  | 709 | ICD | 1
230117 | DILM150-XSP(RDC130) | 230117 | Bobina contactor | 43 | cerere oferta | N | 1 | 0 | 1 | 0.245 | KG | 51X63 2X110 | 4015082301170 |  | 709 | ICD | 1
230115 | DILM150-XSP(RDC24) | 230115 | Bobina contactor | 43 | cerere oferta | N | 1 | 0 | 1 | 0.245 | KG | 51X63 2X110 | 4015082301156 |  | 709 | ICD | 1
230122 | DILM150-XSP(RDC240) | 230122 | Bobina contactor | 43 | cerere oferta | N | 1 | 0 | 1 | 0.245 | KG | 51X63 2X110 | 4015082301224 |  | 709 | ICD | 1
230116 | DILM150-XSP(RDC60) | 230116 | Bobina contactor | 43 | cerere oferta | N | 1 | 0 | 1 | 0.245 | KG | 51X63 2X110 | 4015082301163 |  | 709 | ICD | 1
281226 | DILM150-XVB | 281226 | Elemente legatura DILM80..150 | 42 | cerere oferta | N | 10 | 0 | 1 | 0.003 | KG | 10X7 06X3 4 | 4015082812263 |  | 709 | ICD | 1
104486 | DILM150-XZK | 104486 | Borne suplimentare | 43 | cerere oferta | N | 10 | 0 | 1 | 0.008 | KG | 19X14X12 | 4015081043033 |  | 709 | ICD | 1
290070 | DILM15-10(*V50HZ) | 290070 | Contactor 7,5KW, regim AC-3 | 40 | cerere oferta | N | 1 | 2.5 | 1 | 0.24 | KG | 75X45X68 | 1001313 |  | 706 | ICD | 1
290055 | DILM15-10(110V50HZ,120V60HZ) | 290055 | Contactor 7,5KW, regim AC-3 | 40 | cerere oferta | N | 1 | 2.5 | 1 | 0.24 | KG | 75X45X68 | 4015082900557 |  | 706 | ICD | 1
290052 | DILM15-10(208V60HZ) | 290052 | Contactor 7,5KW, regim AC-3 | 40 | cerere oferta | N | 1 | 2.5 | 1 | 0.24 | KG | 75X45X68 | 4015082900526 |  | 706 | ICD | 1
290058 | DILM15-10(230V50HZ,240V60HZ) | 290058 | Contactor 7,5KW, regim AC-3 | 40 | cerere oferta | S | 1 | 2.5 | 1 | 0.24 | KG | 75X45X68 | 4015082900588 |  | 706 | ICD | 1
290047 | DILM15-10(240V50HZ) | 290047 | Contactor 7,5KW, regim AC-3 | 40 | cerere oferta | N | 1 | 2.5 | 1 | 0.24 | KG | 75X45X68 | 4015082900472 |  | 706 | ICD | 1
290045 | DILM15-10(24V50HZ) | 290045 | Contactor 7,5KW, regim AC-3 | 40 | cerere oferta | N | 1 | 2.5 | 1 | 0.24 | KG | 75X45X68 | 4015082900458 |  | 706 | ICD | 1
290049 | DILM15-10(24V60HZ) | 290049 | Contactor 7,5KW, regim AC-3 | 40 | cerere oferta | N | 1 | 2.5 | 1 | 0.24 | KG | 75X45X68 | 4015082900496 |  | 706 | ICD | 1
290073 | DILM15-10(24VDC) | 290073 | Contactor 7,5KW, regim AC-3 | 40 | cerere oferta | N | 1 | 2.5 | 1 | 0.296 | KG | 75X45X68 | 4015082900731 |  | 706 | ICD | 1
290060 | DILM15-10(400V50HZ,440V60HZ) | 290060 | Contactor 7,5KW, regim AC-3 | 40 | cerere oferta | N | 1 | 2.5 | 1 | 0.24 | KG | 75X45X68 | 4015082900601 |  | 706 | ICD | 1
290054 | DILM15-10(42V50HZ,48V60HZ) | 290054 | Contactor 7,5KW, regim AC-3 | 40 | cerere oferta | N | 1 | 2.5 | 1 | 0.24 | KG | 75X45X68 | 4015082900540 |  | 706 | ICD | 1
290046 | DILM15-10(48V50HZ) | 290046 | Contactor 7,5KW, regim AC-3 | 40 | cerere oferta | N | 1 | 2.5 | 1 | 0.24 | KG | 75X45X68 | 4015082900465 |  | 706 | ICD | 1
290053 | DILM15-10(600V60HZ) | 290053 | Contactor 7,5KW, regim AC-3 | 40 | cerere oferta | N | 1 | 2.5 | 1 | 0.24 | KG | 75X45X68 | 4015082900533 |  | 706 | ICD | 1
290068 | DILM15-10(TVC100) | 290068 | Contactor 7,5KW, regim AC-3 | 40 | cerere oferta | N | 1 | 2.5 | 1 | 0.24 | KG | 75X45X68 | 4015082900687 |  | 706 | ICD | 1
290069 | DILM15-10(TVC200) | 290069 | Contactor 7,5KW, regim AC-3 | 40 | cerere oferta | N | 1 | 2.5 | 1 | 0.24 | KG | 75X45X68 | 4015082900694 |  | 706 | ICD | 1
106363 | DILM15-22(230V50HZ,240V60HZ) | 106363 | Contactor 7,5KW, regim AC-3 | 40 | cerere oferta | S | 1 | 2.5 | 1 | 0.296 | KG | 117X45X68 | 4015081061334 |  | 706 | ICD | 1
106370 | DILM15-22(24VDC) | 106370 | Contactor 7,5KW, regim AC-3 | 40 | cerere oferta | N | 1 | 2.5 | 1 | 0.351 | KG | 117X45X68 | 4015081061402 |  | 706 | ICD | 1
106727 | DILM1600/22(RAW250) | 106727 | Contactor 900 kW, regim AC-3 | 45 | cerere oferta | N | 1 | 0 | 1 | 32 | KG | 392X515X252 | 4015081064946 |  | 788 | ICD | 1
107012 | DILM170(RAC120) | 107012 | Contactor 90 kW,regim AC-3 | 43 | cerere oferta | N | 1 | 0 | 1 | 2.25 | KG | 160X90X170 | 4015081067800 |  | 709 | ICD | 1
107010 | DILM170(RAC24) | 107010 | Contactor 90 kW,regim AC-3 | 43 | cerere oferta | N | 1 | 0 | 1 | 2.25 | KG | 160X90X170 | 4015081064182 |  | 709 | ICD | 1
107013 | DILM170(RAC240) | 107013 | Contactor 90 kW,regim AC-3 | 42 | cerere oferta | N | 1 | 5 | 1 | 2.25 | KG | 160X90X170 | 4015081067817 |  | 709 | ICD | 1
107014 | DILM170(RAC440) | 107014 | Contactor 90 kW,regim AC-3 | 43 | cerere oferta | N | 1 | 0 | 1 | 2.25 | KG | 160X90X170 | 4015081067824 |  | 709 | ICD | 1
107011 | DILM170(RAC48) | 107011 | Contactor 90 kW,regim AC-3 | 43 | cerere oferta | N | 1 | 0 | 1 | 2.25 | KG | 160X90X170 | 4015081064199 |  | 709 | ICD | 1
107015 | DILM170(RAC500) | 107015 | Contactor 90 kW,regim AC-3 | 43 | cerere oferta | N | 1 | 0 | 1 | 2.25 | KG | 160X90X170 | 4015081067831 |  | 709 | ICD | 1
107018 | DILM170(RDC130) | 107018 | Contactor 90 kW,regim AC-3 | 43 | cerere oferta | N | 1 | 0 | 1 | 2.25 | KG | 160X90X170 | 4015081067862 |  | 709 | ICD | 1
107016 | DILM170(RDC24) | 107016 | Contactor 90 kW,regim AC-3 | 43 | cerere oferta | N | 1 | 0 | 1 | 2.25 | KG | 160X90X170 | 4015081067848 |  | 709 | ICD | 1
107019 | DILM170(RDC240) | 107019 | Contactor 90 kW,regim AC-3 | 43 | cerere oferta | N | 1 | 0 | 1 | 2.25 | KG | 160X90X170 | 4015081067879 |  | 709 | ICD | 1
107017 | DILM170(RDC60) | 107017 | Contactor 90 kW,regim AC-3 | 43 | cerere oferta | N | 1 | 0 | 1 | 2.25 | KG | 160X90X170 | 4015081067855 |  | 709 | ICD | 1
277048 | DILM17-01(*V50HZ) | 277048 | Contactor 7,5KW, regim AC-3 | 41 | cerere oferta | N | 1 | 2.5 | 1 | 0.428 | KG | 97X45X85 | 1001403 |  | 707 | ICD | 1
277049 | DILM17-01(*V60HZ) | 277049 | Contactor 7,5KW, regim AC-3 | 41 | cerere oferta | N | 1 | 2.5 | 1 | 0.428 | KG | 97X45X85 | 1001402 |  | 707 | ICD | 1
277033 | DILM17-01(110V50HZ,120V60HZ) | 277033 | Contactor 7,5KW, regim AC-3 | 41 | cerere oferta | N | 1 | 2.5 | 1 | 0.428 | KG | 97X45X85 | 4015082770334 |  | 707 | ICD | 1
277029 | DILM17-01(115V60HZ) | 277029 | Contactor 7,5KW, regim AC-3 | 41 | cerere oferta | N | 1 | 2.5 | 1 | 0.428 | KG | 97X45X85 | 4015082770297 |  | 707 | ICD | 1
277030 | DILM17-01(208V60HZ) | 277030 | Contactor 7,5KW, regim AC-3 | 41 | cerere oferta | N | 1 | 2.5 | 1 | 0.428 | KG | 97X45X85 | 4015082770303 |  | 707 | ICD | 1
277036 | DILM17-01(230V50HZ,240V60HZ) | 277036 | Contactor 7,5KW, regim AC-3 | 41 | cerere oferta | S | 1 | 2.5 | 1 | 0.428 | KG | 97X45X85 | 4015082770365 |  | 707 | ICD | 1
277025 | DILM17-01(240V50HZ) | 277025 | Contactor 7,5KW, regim AC-3 | 41 | cerere oferta | N | 1 | 2.5 | 1 | 0.428 | KG | 97X45X85 | 4015082770259 |  | 707 | ICD | 1
277023 | DILM17-01(24V50HZ) | 277023 | Contactor 7,5KW, regim AC-3 | 41 | cerere oferta | N | 1 | 2.5 | 1 | 0.428 | KG | 97X45X85 | 4015082770235 |  | 707 | ICD | 1
277027 | DILM17-01(24V60HZ) | 277027 | Contactor 7,5KW, regim AC-3 | 41 | cerere oferta | N | 1 | 2.5 | 1 | 0.428 | KG | 97X45X85 | 4015082770273 |  | 707 | ICD | 1
277038 | DILM17-01(400V50HZ,440V60HZ) | 277038 | Contactor 7,5KW, regim AC-3 | 41 | cerere oferta | N | 1 | 2.5 | 1 | 0.428 | KG | 97X45X85 | 4015082770389 |  | 707 | ICD | 1
277032 | DILM17-01(42V50HZ,48V60HZ) | 277032 | Contactor 7,5KW, regim AC-3 | 41 | cerere oferta | N | 1 | 2.5 | 1 | 0.428 | KG | 97X45X85 | 4015082770327 |  | 707 | ICD | 1
277024 | DILM17-01(48V50HZ) | 277024 | Contactor 7,5KW, regim AC-3 | 41 | cerere oferta | N | 1 | 2.5 | 1 | 0.428 | KG | 97X45X85 | 4015082770242 |  | 707 | ICD | 1
277031 | DILM17-01(600V60HZ) | 277031 | Contactor 7,5KW, regim AC-3 | 41 | cerere oferta | N | 1 | 2.5 | 1 | 0.428 | KG | 97X45X85 | 4015082770310 |  | 707 | ICD | 1
277052 | DILM17-01(RDC130) | 277052 | Contactor 7,5KW, regim AC-3 | 41 | cerere oferta | N | 1 | 2.5 | 1 | 0.534 | KG | 97X45X85 | 4015082770525 |  | 707 | ICD | 1
277050 | DILM17-01(RDC24) | 277050 | Contactor 7,5KW, regim AC-3 | 41 | cerere oferta | N | 1 | 2.5 | 1 | 0.534 | KG | 97X45X85 | 4015082770501 |  | 707 | ICD | 1
277053 | DILM17-01(RDC240) | 277053 | Contactor 7,5KW, regim AC-3 | 41 | cerere oferta | N | 1 | 2.5 | 1 | 0.534 | KG | 97X45X85 | 4015082770532 |  | 707 | ICD | 1
277051 | DILM17-01(RDC60) | 277051 | Contactor 7,5KW, regim AC-3 | 41 | cerere oferta | N | 1 | 2.5 | 1 | 0.534 | KG | 97X45X85 | 4015082770518 |  | 707 | ICD | 1
277046 | DILM17-01(TVC100) | 277046 | Contactor 7,5KW, regim AC-3 | 41 | cerere oferta | N | 1 | 2.5 | 1 | 0.428 | KG | 97X45X85 | 4015082770464 |  | 707 | ICD | 1
277047 | DILM17-01(TVC200) | 277047 | Contactor 7,5KW, regim AC-3 | 41 | cerere oferta | N | 1 | 2.5 | 1 | 0.428 | KG | 97X45X85 | 4015082770471 |  | 707 | ICD | 1
277016 | DILM17-10(*V50HZ) | 277016 | Contactor 7,5KW, regim AC-3 | 41 | cerere oferta | N | 1 | 2.5 | 1 | 0.428 | KG | 97X45X85 | 1001405 |  | 707 | ICD | 1
277017 | DILM17-10(*V60HZ) | 277017 | Contactor 7,5KW, regim AC-3 | 41 | cerere oferta | N | 1 | 2.5 | 1 | 0.428 | KG | 97X45X85 | 1001404 |  | 707 | ICD | 1
277001 | DILM17-10(110V50HZ,120V60HZ) | 277001 | Contactor 7,5KW, regim AC-3 | 41 | cerere oferta | N | 1 | 2.5 | 1 | 0.428 | KG | 97X45X85 | 4015082770013 |  | 707 | ICD | 1
276997 | DILM17-10(115V60HZ) | 276997 | Contactor 7,5KW, regim AC-3 | 41 | cerere oferta | N | 1 | 2.5 | 1 | 0.428 | KG | 97X45X85 | 4015082769970 |  | 707 | ICD | 1
276998 | DILM17-10(208V60HZ) | 276998 | Contactor 7,5KW, regim AC-3 | 41 | cerere oferta | N | 1 | 2.5 | 1 | 0.428 | KG | 97X45X85 | 4015082769987 |  | 707 | ICD | 1
277011 | DILM17-10(220V50/60HZ) | 277011 | Contactor,7,5kW/400V,AC-operated | 41 | cerere oferta | N | 1 | 2.5 | 1 | 0.428 | KG | 97X45X85 | 4015082770112 |  | 707 | ICD | 1
277004 | DILM17-10(230V50HZ,240V60HZ) | 277004 | Contactor 7,5KW, regim AC-3 | 41 | cerere oferta | S | 1 | 2.5 | 1 | 0.428 | KG | 97X45X85 | 4015082770044 |  | 707 | ICD | 1
276993 | DILM17-10(240V50HZ) | 276993 | Contactor 7,5KW, regim AC-3 | 41 | cerere oferta | N | 1 | 2.5 | 1 | 0.428 | KG | 97X45X85 | 4015082769932 |  | 707 | ICD | 1
276991 | DILM17-10(24V50HZ) | 276991 | Contactor 7,5KW, regim AC-3 | 41 | cerere oferta | N | 1 | 2.5 | 1 | 0.428 | KG | 97X45X85 | 4015082769918 |  | 707 | ICD | 1
276995 | DILM17-10(24V60HZ) | 276995 | Contactor 7,5KW, regim AC-3 | 41 | cerere oferta | N | 1 | 2.5 | 1 | 0.428 | KG | 97X45X85 | 4015082769956 |  | 707 | ICD | 1
277005 | DILM17-10(380V50HZ,440V60HZ) | 277005 | Contactor 7,5KW, regim AC-3 | 41 | cerere oferta | N | 1 | 2.5 | 1 | 0.428 | KG | 97X45X85 | 4015082770051 |  | 707 | ICD | 1
277006 | DILM17-10(400V50HZ,440V60HZ) | 277006 | Contactor 7,5KW, regim AC-3 | 41 | cerere oferta | N | 1 | 2.5 | 1 | 0.428 | KG | 97X45X85 | 4015082770068 |  | 707 | ICD | 1
277000 | DILM17-10(42V50HZ,48V60HZ) | 277000 | Contactor 7,5KW, regim AC-3 | 41 | cerere oferta | N | 1 | 2.5 | 1 | 0.428 | KG | 97X45X85 | 4015082770006 |  | 707 | ICD | 1
276992 | DILM17-10(48V50HZ) | 276992 | Contactor 7,5KW, regim AC-3 | 41 | cerere oferta | N | 1 | 2.5 | 1 | 0.428 | KG | 97X45X85 | 4015082769925 |  | 707 | ICD | 1
276999 | DILM17-10(600V60HZ) | 276999 | Contactor 7,5KW, regim AC-3 | 41 | cerere oferta | N | 1 | 2.5 | 1 | 0.428 | KG | 97X45X85 | 4015082769994 |  | 707 | ICD | 1
277020 | DILM17-10(RDC130) | 277020 | Contactor 7,5KW, regim AC-3 | 41 | cerere oferta | N | 1 | 2.5 | 1 | 0.534 | KG | 97X45X85 | 4015082770204 |  | 707 | ICD | 1
277018 | DILM17-10(RDC24) | 277018 | Contactor 7,5KW, regim AC-3 | 41 | cerere oferta | N | 1 | 2.5 | 1 | 0.534 | KG | 97X45X85 | 4015082770181 |  | 707 | ICD | 1
277021 | DILM17-10(RDC240) | 277021 | Contactor 7,5KW, regim AC-3 | 41 | cerere oferta | N | 1 | 2.5 | 1 | 0.534 | KG | 97X45X85 | 4015082770211 |  | 707 | ICD | 1
277019 | DILM17-10(RDC60) | 277019 | Contactor 7,5KW, regim AC-3 | 41 | cerere oferta | N | 1 | 2.5 | 1 | 0.534 | KG | 97X45X85 | 4015082770198 |  | 707 | ICD | 1
277014 | DILM17-10(TVC100) | 277014 | Contactor 7,5KW, regim AC-3 | 41 | cerere oferta | N | 1 | 2.5 | 1 | 0.428 | KG | 97X45X85 | 4015082770143 |  | 707 | ICD | 1
277015 | DILM17-10(TVC200) | 277015 | Contactor 7,5KW, regim AC-3 | 41 | cerere oferta | N | 1 | 2.5 | 1 | 0.428 | KG | 97X45X85 | 4015082770150 |  | 707 | ICD | 1
106364 | DILM17-22(230V50HZ,240V60HZ) | 106364 | Contactor 7,5KW, regim AC-3 | 41 | cerere oferta | S | 1 | 2.5 | 1 | 0.503 | KG | 138X45X85 | 4015081061341 |  | 707 | ICD | 1
106371 | DILM17-22(RDC24) | 106371 | Contactor 7,5KW, regim AC-3 | 41 | cerere oferta | N | 1 | 2.5 | 1 | 0.603 | KG | 138X45X85 | 4015081061419 |  | 707 | ICD | 1
139536 | DILM185A/22(RAC120) | 139536 | Contactor 90kW/400V/AC-3 | 45 | cerere oferta | N | 1 | 0 | 1 | 3.54 | KG | 158X140X190 | 4015081363148 |  | 785 | ICD | 1
139534 | DILM185A/22(RAC24) | 139534 | Contactor 90kW/400V/AC-3 | 45 | cerere oferta | N | 1 | 0 | 1 | 3.54 | KG | 158X140X190 | 4015081363124 |  | 785 | ICD | 1
139537 | DILM185A/22(RAC240) | 139537 | Contactor 90kW/400V/AC-3 | 45 | cerere oferta | N | 1 | 0 | 1 | 3.54 | KG | 158X140X190 | 4015081363155 |  | 785 | ICD | 1
139538 | DILM185A/22(RAC440) | 139538 | Contactor 90kW/400V/AC-3 | 45 | cerere oferta | N | 1 | 0 | 1 | 3.54 | KG | 158X140X190 | 4015081363162 |  | 785 | ICD | 1
139535 | DILM185A/22(RAC48) | 139535 | Contactor 90kW/400V/AC-3 | 45 | cerere oferta | N | 1 | 0 | 1 | 3.54 | KG | 158X140X190 | 4015081363131 |  | 785 | ICD | 1
139539 | DILM185A/22(RAC500) | 139539 | Contactor 90kW/400V/AC-3 | 45 | cerere oferta | N | 1 | 0 | 1 | 3.54 | KG | 158X140X190 | 4015081363179 |  | 785 | ICD | 1
139542 | DILM185A/22(RDC130) | 139542 | Contactor 90kW/400V/AC-3 | 45 | cerere oferta | N | 1 | 0 | 1 | 3.54 | KG | 158X140X190 | 4015081363209 |  | 785 | ICD | 1
139540 | DILM185A/22(RDC24) | 139540 | Contactor 90kW/400V/AC-3 | 45 | cerere oferta | N | 1 | 0 | 1 | 3.54 | KG | 158X140X190 | 4015081363186 |  | 785 | ICD | 1
139543 | DILM185A/22(RDC240) | 139543 | Contactor 90kW/400V/AC-3 | 45 | cerere oferta | N | 1 | 0 | 1 | 3.54 | KG | 158X140X190 | 4015081363216 |  | 785 | ICD | 1
139541 | DILM185A/22(RDC60) | 139541 | Contactor 90kW/400V/AC-3 | 45 | cerere oferta | N | 1 | 0 | 1 | 3.54 | KG | 158X140X190 | 4015081363193 |  | 785 | ICD | 1
208292 | DILM185-XP1 | 208292 | Punti legatura | 45 | cerere oferta | N | 1 | 0 | 1 | 1.45 | KG | 60X120X80 | 4015082082925 |  | 786 | ICD | 1
139546 | DILM225A/22(RAC120) | 139546 | Contactor 110kW/400V/AC-3 | 45 | cerere oferta | N | 1 | 0 | 1 | 3.54 | KG | 158X140X190 | 4015081363247 |  | 785 | ICD | 1
139544 | DILM225A/22(RAC24) | 139544 | Contactor 110kW/400V/AC-3 | 45 | cerere oferta | N | 1 | 0 | 1 | 3.54 | KG | 158X140X190 | 4015081363223 |  | 785 | ICD | 1
139547 | DILM225A/22(RAC240) | 139547 | Contactor 110kW/400V/AC-3 | 45 | cerere oferta | N | 1 | 0 | 1 | 3.54 | KG | 158X140X190 | 4015081363254 |  | 785 | ICD | 1
139548 | DILM225A/22(RAC440) | 139548 | Contactor 110kW/400V/AC-3 | 45 | cerere oferta | N | 1 | 0 | 1 | 3.54 | KG | 158X140X190 | 4015081363261 |  | 785 | ICD | 1
139545 | DILM225A/22(RAC48) | 139545 | Contactor 110kW/400V/AC-3 | 45 | cerere oferta | N | 1 | 0 | 1 | 3.54 | KG | 158X140X190 | 4015081363230 |  | 785 | ICD | 1
139549 | DILM225A/22(RAC500) | 139549 | Contactor 110kW/400V/AC-3 | 45 | cerere oferta | N | 1 | 0 | 1 | 3.54 | KG | 158X140X190 | 4015081363278 |  | 785 | ICD | 1
139552 | DILM225A/22(RDC130) | 139552 | Contactor 110kW/400V/AC-3 | 45 | cerere oferta | N | 1 | 0 | 1 | 3.54 | KG | 158X140X190 | 4015081363308 |  | 785 | ICD | 1
139550 | DILM225A/22(RDC24) | 139550 | Contactor 110kW/400V/AC-3 | 45 | cerere oferta | N | 1 | 0 | 1 | 3.54 | KG | 158X140X190 | 4015081363285 |  | 785 | ICD | 1
139553 | DILM225A/22(RDC240) | 139553 | Contactor 110kW/400V/AC-3 | 45 | cerere oferta | N | 1 | 0 | 1 | 3.54 | KG | 158X140X190 | 4015081363315 |  | 785 | ICD | 1
139551 | DILM225A/22(RDC60) | 139551 | Contactor 110kW/400V/AC-3 | 45 | cerere oferta | N | 1 | 0 | 1 | 3.54 | KG | 158X140X190 | 4015081363292 |  | 785 | ICD | 1
153398 | DILM225A-XCT | 153398 | Replacement contacts | 45 | cerere oferta | N | 1 | 0 | 1 | 0.605 | KG | 20X72X190 | 4015081501687 |  | 786 | ICD | 1
139560 | DILM225A-XHB | 139560 | Terminal shroud for DILM185A/225A | 45 | cerere oferta | N | 1 | 0 | 1 | 0.158 | KG | 80X126X112 | 4015081363384 |  | 786 | ICD | 1
139565 | DILM225A-XSP(RAC240) | 139565 | Replacement coil AC for DILM185A/225A | 45 | cerere oferta | N | 1 | 0 | 1 | 0.34 | KG | 95X92X48 | 4015081363438 |  | 786 | ICD | 1
139566 | DILM225A-XSP(RAC440) | 139566 | Replacement coil AC for DILM185A/225A | 43 | cerere oferta | N | 1 | 0 | 1 | 0.34 | KG | 95X92X48 | 4015081363445 |  | 786 | ICD | 1
208200 | DILM250/22(RA110) | 208200 | Contactor 132 kW, regim AC-3 | 45 | cerere oferta | N | 1 | 0 | 1 | 7.126 | KG | 208X140X189 | 4015082082000 |  | 786 | ICD | 1
208201 | DILM250/22(RA250) | 208201 | Contactor 132 kW, regim AC-3 | 45 | cerere oferta | N | 1 | 0 | 1 | 7.065 | KG | 208X140X189 | 4015082082017 |  | 786 | ICD | 1
208202 | DILM250/22(RAC500) | 208202 | Contactor 132 kW, regim AC-3 | 45 | cerere oferta | N | 1 | 0 | 1 | 7.226 | KG | 208X140X189 | 4015082082024 |  | 786 | ICD | 1
208199 | DILM250/22(RDC48) | 208199 | Contactor 132 kW, regim AC-3 | 45 | cerere oferta | N | 1 | 0 | 1 | 7.226 | KG | 208X140X189 | 4015082081997 |  | 786 | ICD | 1
277176 | DILM25-01(*V50HZ) | 277176 | Contactor 11KW, regim AC-3 | 41 | cerere oferta | N | 1 | 2.5 | 1 | 0.428 | KG | 97X45X85 | 1002920 |  | 707 | ICD | 1
277177 | DILM25-01(*V60HZ) | 277177 | Contactor 11KW, regim AC-3 | 41 | cerere oferta | N | 1 | 2.5 | 1 | 0.428 | KG | 97X45X85 | 1001398 |  | 707 | ICD | 1
277161 | DILM25-01(110V50HZ,120V60HZ) | 277161 | Contactor 11KW, regim AC-3 | 41 | cerere oferta | N | 1 | 2.5 | 1 | 0.428 | KG | 97X45X85 | 4015082771614 |  | 707 | ICD | 1
277157 | DILM25-01(115V60HZ) | 277157 | Contactor 11KW, regim AC-3 | 41 | cerere oferta | N | 1 | 2.5 | 1 | 0.428 | KG | 97X45X85 | 4015082771577 |  | 707 | ICD | 1
277158 | DILM25-01(208V60HZ) | 277158 | Contactor 11KW, regim AC-3 | 41 | cerere oferta | N | 1 | 2.5 | 1 | 0.428 | KG | 97X45X85 | 4015082771584 |  | 707 | ICD | 1
277164 | DILM25-01(230V50HZ,240V60HZ) | 277164 | Contactor 11KW, regim AC-3 | 41 | cerere oferta | S | 1 | 2.5 | 1 | 0.428 | KG | 97X45X85 | 4015082771645 |  | 707 | ICD | 1
277153 | DILM25-01(240V50HZ) | 277153 | Contactor 11KW, regim AC-3 | 41 | cerere oferta | N | 1 | 2.5 | 1 | 0.428 | KG | 97X45X85 | 4015082771539 |  | 707 | ICD | 1
277151 | DILM25-01(24V50HZ) | 277151 | Contactor 11KW, regim AC-3 | 41 | cerere oferta | N | 1 | 2.5 | 1 | 0.428 | KG | 97X45X85 | 4015082771515 |  | 707 | ICD | 1
277155 | DILM25-01(24V60HZ) | 277155 | Contactor 11KW, regim AC-3 | 41 | cerere oferta | N | 1 | 2.5 | 1 | 0.428 | KG | 97X45X85 | 4015082771553 |  | 707 | ICD | 1
277166 | DILM25-01(400V50HZ,440V60HZ) | 277166 | Contactor 11KW, regim AC-3 | 41 | cerere oferta | N | 1 | 2.5 | 1 | 0.428 | KG | 97X45X85 | 4015082771669 |  | 707 | ICD | 1
277160 | DILM25-01(42V50HZ,48V60HZ) | 277160 | Contactor 11KW, regim AC-3 | 41 | cerere oferta | N | 1 | 2.5 | 1 | 0.428 | KG | 97X45X85 | 4015082771607 |  | 707 | ICD | 1
277152 | DILM25-01(48V50HZ) | 277152 | Contactor 11KW, regim AC-3 | 41 | cerere oferta | N | 1 | 2.5 | 1 | 0.428 | KG | 97X45X85 | 4015082771522 |  | 707 | ICD | 1
277159 | DILM25-01(600V60HZ) | 277159 | Contactor 11KW, regim AC-3 | 41 | cerere oferta | N | 1 | 2.5 | 1 | 0.428 | KG | 97X45X85 | 4015082771591 |  | 707 | ICD | 1
104811 | DILM25-01(RDC12) | 104811 | Contactor 11KW, regim AC-3 | 41 | cerere oferta | N | 1 | 2.5 | 1 | 0.534 | KG | 97X45X85 | 4015081046119 |  | 707 | ICD | 1
277180 | DILM25-01(RDC130) | 277180 | Contactor 11KW, regim AC-3 | 41 | cerere oferta | N | 1 | 2.5 | 1 | 0.534 | KG | 97X45X85 | 4015082771805 |  | 707 | ICD | 1
277178 | DILM25-01(RDC24) | 277178 | Contactor 11KW, regim AC-3 | 41 | cerere oferta | N | 1 | 2.5 | 1 | 0.534 | KG | 97X45X85 | 4015082771782 |  | 707 | ICD | 1
277181 | DILM25-01(RDC240) | 277181 | Contactor 11KW, regim AC-3 | 41 | cerere oferta | N | 1 | 2.5 | 1 | 0.534 | KG | 97X45X85 | 4015082771812 |  | 707 | ICD | 1
277179 | DILM25-01(RDC60) | 277179 | Contactor 11KW, regim AC-3 | 41 | cerere oferta | N | 1 | 2.5 | 1 | 0.534 | KG | 97X45X85 | 4015082771799 |  | 707 | ICD | 1
277174 | DILM25-01(TVC100) | 277174 | Contactor 11KW, regim AC-3 | 41 | cerere oferta | N | 1 | 2.5 | 1 | 0.428 | KG | 97X45X85 | 4015082771744 |  | 707 | ICD | 1
277175 | DILM25-01(TVC200) | 277175 | Contactor 11KW, regim AC-3 | 41 | cerere oferta | N | 1 | 2.5 | 1 | 0.428 | KG | 97X45X85 | 4015082771751 |  | 707 | ICD | 1
274189 | DILM250-S/22(110-120V50/60HZ) | 274189 | Contactor 132 kW, regim AC-3 | 45 | cerere oferta | N | 1 | 0 | 1 | 6.71 | KG | 208X140X189 | 4015082741891 |  | 786 | ICD | 1
274190 | DILM250-S/22(220-240V50/60HZ) | 274190 | Contactor 132 kW, regim AC-3 | 45 | cerere oferta | N | 1 | 0 | 1 | 6.71 | KG | 208X140X189 | 4015082741907 |  | 786 | ICD | 1
274201 | DILM250-S-XSP/E(110-120V50/60HZ) | 274201 | Modul electronic incluzand bobina | 45 | cerere oferta | N | 1 | 0 | 1 | 1.19 | KG | 100X135X175 | 4015082742010 |  | 786 | ICD | 1
274202 | DILM250-S-XSP/E(220-240V50/60HZ) | 274202 | Modul electronic incluzand bobina | 45 | cerere oferta | N | 1 | 0 | 1 | 1.19 | KG | 100X135X175 | 4015082742027 |  | 786 | ICD | 1
168812 | DILM250-XOCT | 168812 | Replacement contacts DILM250 | 41 | cerere oferta | N | 1 | 7 | 1 | 2.258 | KG | 98X121X189 | 4015081653034 |  | 786 | ICD | 1
208251 | DILM250-XSP/E(RA110) | 208251 | Modul electronic incluzand bobina | 45 | cerere oferta | N | 1 | 0 | 1 | 1.19 | KG | 100X135X175 | 4015082082512 |  | 786 | ICD | 1
208252 | DILM250-XSP/E(RA250) | 208252 | Modul electronic incluzand bobina | 45 | cerere oferta | N | 1 | 0 | 1 | 1.19 | KG | 100X135X175 | 4015082082529 |  | 786 | ICD | 1
208253 | DILM250-XSP/E(RAC500) | 208253 | Modul electronic incluzand bobina | 45 | cerere oferta | N | 1 | 0 | 1 | 1.19 | KG | 100X135X175 | 4015082082536 |  | 786 | ICD | 1
208250 | DILM250-XSP/E(RDC48) | 208250 | Modul electronic incluzand bobina | 45 | cerere oferta | N | 1 | 0 | 1 | 1.19 | KG | 100X135X175 | 4015082082505 |  | 786 | ICD | 1
277144 | DILM25-10(*V50HZ) | 277144 | Contactor 11KW, regim AC-3 | 41 | cerere oferta | N | 1 | 2.5 | 1 | 0.428 | KG | 97X45X85 | 1002921 |  | 707 | ICD | 1
277145 | DILM25-10(*V60HZ) | 277145 | Contactor 11KW, regim AC-3 | 41 | cerere oferta | N | 1 | 2.5 | 1 | 0.428 | KG | 97X45X85 | 1001400 |  | 707 | ICD | 1
277129 | DILM25-10(110V50HZ,120V60HZ) | 277129 | Contactor 11KW, regim AC-3 | 41 | cerere oferta | N | 1 | 2.5 | 1 | 0.428 | KG | 97X45X85 | 4015082771294 |  | 707 | ICD | 1
277125 | DILM25-10(115V60HZ) | 277125 | Contactor 11KW, regim AC-3 | 41 | cerere oferta | N | 1 | 2.5 | 1 | 0.428 | KG | 97X45X85 | 4015082771256 |  | 707 | ICD | 1
277126 | DILM25-10(208V60HZ) | 277126 | Contactor 11KW, regim AC-3 | 41 | cerere oferta | N | 1 | 2.5 | 1 | 0.428 | KG | 97X45X85 | 4015082771263 |  | 707 | ICD | 1
277139 | DILM25-10(220V50/60HZ) | 277139 | Contactor,11kW/400V,AC-operated | 41 | cerere oferta | N | 1 | 2.5 | 1 | 0.428 | KG | 97X45X85 | 4015082771393 |  | 707 | ICD | 1
277132 | DILM25-10(230V50HZ,240V60HZ) | 277132 | Contactor 11KW, regim AC-3 | 41 | cerere oferta | S | 1 | 2.5 | 1 | 0.428 | KG | 97X45X85 | 4015082771324 |  | 707 | ICD | 1
277121 | DILM25-10(240V50HZ) | 277121 | Contactor 11KW, regim AC-3 | 41 | cerere oferta | N | 1 | 2.5 | 1 | 0.428 | KG | 97X45X85 | 4015082771218 |  | 707 | ICD | 1
277119 | DILM25-10(24V50HZ) | 277119 | Contactor 11KW, regim AC-3 | 41 | cerere oferta | N | 1 | 2.5 | 1 | 0.428 | KG | 97X45X85 | 4015082771195 |  | 707 | ICD | 1
277123 | DILM25-10(24V60HZ) | 277123 | Contactor 11KW, regim AC-3 | 41 | cerere oferta | N | 1 | 2.5 | 1 | 0.428 | KG | 97X45X85 | 4015082771232 |  | 707 | ICD | 1
277133 | DILM25-10(380V50HZ,440V60HZ) | 277133 | Contactor 11KW, regim AC-3 | 41 | cerere oferta | N | 1 | 2.5 | 1 | 0.428 | KG | 97X45X85 | 4015082771331 |  | 707 | ICD | 1
277134 | DILM25-10(400V50HZ,440V60HZ) | 277134 | Contactor 11KW, regim AC-3 | 41 | cerere oferta | N | 1 | 2.5 | 1 | 0.428 | KG | 97X45X85 | 4015082771348 |  | 707 | ICD | 1
277128 | DILM25-10(42V50HZ,48V60HZ) | 277128 | Contactor 11KW, regim AC-3 | 41 | cerere oferta | N | 1 | 2.5 | 1 | 0.428 | KG | 97X45X85 | 4015082771287 |  | 707 | ICD | 1
277120 | DILM25-10(48V50HZ) | 277120 | Contactor 11KW, regim AC-3 | 41 | cerere oferta | N | 1 | 2.5 | 1 | 0.428 | KG | 97X45X85 | 4015082771201 |  | 707 | ICD | 1
277127 | DILM25-10(600V60HZ) | 277127 | Contactor 11KW, regim AC-3 | 41 | cerere oferta | N | 1 | 2.5 | 1 | 0.428 | KG | 97X45X85 | 4015082771270 |  | 707 | ICD | 1
104812 | DILM25-10(RDC12) | 104812 | Contactor 11KW, regim AC-3 | 41 | cerere oferta | N | 1 | 2.5 | 1 | 0.534 | KG | 97X45X85 | 4015081046126 |  | 707 | ICD | 1
277148 | DILM25-10(RDC130) | 277148 | Contactor 11KW, regim AC-3 | 41 | cerere oferta | N | 1 | 2.5 | 1 | 0.534 | KG | 97X45X85 | 4015082771485 |  | 707 | ICD | 1
277146 | DILM25-10(RDC24) | 277146 | Contactor 11KW, regim AC-3 | 41 | cerere oferta | N | 1 | 2.5 | 1 | 0.534 | KG | 97X45X85 | 4015082771461 |  | 707 | ICD | 1
277149 | DILM25-10(RDC240) | 277149 | Contactor 11KW, regim AC-3 | 41 | cerere oferta | N | 1 | 2.5 | 1 | 0.534 | KG | 97X45X85 | 4015082771492 |  | 707 | ICD | 1
277147 | DILM25-10(RDC60) | 277147 | Contactor 11KW, regim AC-3 | 41 | cerere oferta | N | 1 | 2.5 | 1 | 0.534 | KG | 97X45X85 | 4015082771478 |  | 707 | ICD | 1
277142 | DILM25-10(TVC100) | 277142 | Contactor 11KW, regim AC-3 | 41 | cerere oferta | N | 1 | 2.5 | 1 | 0.428 | KG | 97X45X85 | 4015082771423 |  | 707 | ICD | 1
277143 | DILM25-10(TVC200) | 277143 | Contactor 11KW, regim AC-3 | 41 | cerere oferta | N | 1 | 2.5 | 1 | 0.428 | KG | 97X45X85 | 4015082771430 |  | 707 | ICD | 1
106365 | DILM25-22(230V50HZ,240V60HZ) | 106365 | Contactor 11KW, regim AC-3 | 41 | cerere oferta | S | 1 | 2.5 | 1 | 0.498 | KG | 138X45X85 | 4015081061358 |  | 707 | ICD | 1
106372 | DILM25-22(RDC24) | 106372 | Contactor 11KW, regim AC-3 | 41 | cerere oferta | N | 1 | 2.5 | 1 | 0.603 | KG | 138X45X85 | 4015081061426 |  | 707 | ICD | 1
139555 | DILM300A/22(RA110) | 139555 | Contactor 160kW/400V/AC-3 | 45 | cerere oferta | N | 1 | 0 | 1 | 7.1 | KG | 208X140X189 | 4015081363339 |  | 786 | ICD | 1
139556 | DILM300A/22(RA250) | 139556 | Contactor 160kW/400V/AC-3 | 45 | cerere oferta | N | 1 | 0 | 1 | 7.1 | KG | 208X140X189 | 4015081363346 |  | 786 | ICD | 1
139557 | DILM300A/22(RAC500) | 139557 | Contactor 160kW/400V/AC-3 | 45 | cerere oferta | N | 1 | 0 | 1 | 7.1 | KG | 208X140X189 | 4015081363353 |  | 786 | ICD | 1
139554 | DILM300A/22(RDC48) | 139554 | Contactor 160kW/400V/AC-3 | 45 | cerere oferta | N | 1 | 0 | 1 | 7.1 | KG | 208X140X189 | 4015081363322 |  | 786 | ICD | 1
139558 | DILM300A-S/22(110-120V50/60HZ) | 139558 | Contactor 160kW/400V/AC-3 | 45 | cerere oferta | N | 1 | 0 | 1 | 7.1 | KG | 208X140X189 | 4015081363360 |  | 786 | ICD | 1
139559 | DILM300A-S/22(220-240V50/60HZ) | 139559 | Contactor 160kW/400V/AC-3 | 45 | cerere oferta | N | 1 | 0 | 1 | 7.1 | KG | 208X140X189 | 4015081363377 |  | 786 | ICD | 1
277304 | DILM32-01(*V50HZ) | 277304 | Contactor 15KW, regim AC-3 | 41 | cerere oferta | N | 1 | 2.5 | 1 | 0.428 | KG | 97X45X85 | 1001395 |  | 707 | ICD | 1
277305 | DILM32-01(*V60HZ) | 277305 | Contactor 15KW, regim AC-3 | 41 | cerere oferta | N | 1 | 2.5 | 1 | 0.428 | KG | 97X45X85 | 1001394 |  | 707 | ICD | 1
277289 | DILM32-01(110V50HZ,120V60HZ) | 277289 | Contactor 15KW, regim AC-3 | 41 | cerere oferta | N | 1 | 2.5 | 1 | 0.428 | KG | 97X45X85 | 4015082772895 |  | 707 | ICD | 1
277285 | DILM32-01(115V60HZ) | 277285 | Contactor 15KW, regim AC-3 | 41 | cerere oferta | N | 1 | 2.5 | 1 | 0.428 | KG | 97X45X85 | 4015082772857 |  | 707 | ICD | 1
277286 | DILM32-01(208V60HZ) | 277286 | Contactor 15KW, regim AC-3 | 41 | cerere oferta | N | 1 | 2.5 | 1 | 0.428 | KG | 97X45X85 | 4015082772864 |  | 707 | ICD | 1
277292 | DILM32-01(230V50HZ,240V60HZ) | 277292 | Contactor 15KW, regim AC-3 | 41 | cerere oferta | S | 1 | 2.5 | 1 | 0.428 | KG | 97X45X85 | 4015082772925 |  | 707 | ICD | 1
277281 | DILM32-01(240V50HZ) | 277281 | Contactor 15KW, regim AC-3 | 41 | cerere oferta | N | 1 | 2.5 | 1 | 0.428 | KG | 97X45X85 | 4015082772819 |  | 707 | ICD | 1
277279 | DILM32-01(24V50HZ) | 277279 | Contactor 15KW, regim AC-3 | 41 | cerere oferta | N | 1 | 2.5 | 1 | 0.428 | KG | 97X45X85 | 4015082772796 |  | 707 | ICD | 1
277283 | DILM32-01(24V60HZ) | 277283 | Contactor 15KW, regim AC-3 | 41 | cerere oferta | N | 1 | 2.5 | 1 | 0.428 | KG | 97X45X85 | 4015082772833 |  | 707 | ICD | 1
277294 | DILM32-01(400V50HZ,440V60HZ) | 277294 | Contactor 15KW, regim AC-3 | 41 | cerere oferta | N | 1 | 2.5 | 1 | 0.428 | KG | 97X45X85 | 4015082772949 |  | 707 | ICD | 1
277288 | DILM32-01(42V50HZ,48V60HZ) | 277288 | Contactor 15KW, regim AC-3 | 41 | cerere oferta | N | 1 | 2.5 | 1 | 0.428 | KG | 97X45X85 | 4015082772888 |  | 707 | ICD | 1
277280 | DILM32-01(48V50HZ) | 277280 | Contactor 15KW, regim AC-3 | 41 | cerere oferta | N | 1 | 2.5 | 1 | 0.428 | KG | 97X45X85 | 4015082772802 |  | 707 | ICD | 1
277287 | DILM32-01(600V60HZ) | 277287 | Contactor 15KW, regim AC-3 | 41 | cerere oferta | N | 1 | 2.5 | 1 | 0.428 | KG | 97X45X85 | 4015082772871 |  | 707 | ICD | 1
277308 | DILM32-01(RDC130) | 277308 | Contactor 15KW, regim AC-3 | 41 | cerere oferta | N | 1 | 2.5 | 1 | 0.534 | KG | 97X45X85 | 4015082773083 |  | 707 | ICD | 1
277306 | DILM32-01(RDC24) | 277306 | Contactor 15KW, regim AC-3 | 41 | cerere oferta | N | 1 | 2.5 | 1 | 0.534 | KG | 97X45X85 | 4015082773069 |  | 707 | ICD | 1
277309 | DILM32-01(RDC240) | 277309 | Contactor 15KW, regim AC-3 | 41 | cerere oferta | N | 1 | 2.5 | 1 | 0.534 | KG | 97X45X85 | 4015082773090 |  | 707 | ICD | 1
277307 | DILM32-01(RDC60) | 277307 | Contactor 15KW, regim AC-3 | 41 | cerere oferta | N | 1 | 2.5 | 1 | 0.534 | KG | 97X45X85 | 4015082773076 |  | 707 | ICD | 1
277302 | DILM32-01(TVC100) | 277302 | Contactor 15KW, regim AC-3 | 41 | cerere oferta | N | 1 | 2.5 | 1 | 0.428 | KG | 97X45X85 | 4015082773021 |  | 707 | ICD | 1
277303 | DILM32-01(TVC200) | 277303 | Contactor 15KW, regim AC-3 | 41 | cerere oferta | N | 1 | 2.5 | 1 | 0.428 | KG | 97X45X85 | 4015082773038 |  | 707 | ICD | 1
277272 | DILM32-10(*V50HZ) | 277272 | Contactor 15KW, regim AC-3 | 41 | cerere oferta | N | 1 | 2.5 | 1 | 0.428 | KG | 97X45X85 | 1001397 |  | 707 | ICD | 1
277273 | DILM32-10(*V60HZ) | 277273 | Contactor 15KW, regim AC-3 | 41 | cerere oferta | N | 1 | 2.5 | 1 | 0.428 | KG | 97X45X85 | 1001396 |  | 707 | ICD | 1
277257 | DILM32-10(110V50HZ,120V60HZ) | 277257 | Contactor 15KW, regim AC-3 | 41 | cerere oferta | N | 1 | 2.5 | 1 | 0.428 | KG | 97X45X85 | 4015082772574 |  | 707 | ICD | 1
277253 | DILM32-10(115V60HZ) | 277253 | Contactor 15KW, regim AC-3 | 41 | cerere oferta | N | 1 | 2.5 | 1 | 0.428 | KG | 97X45X85 | 4015082772536 |  | 707 | ICD | 1
277254 | DILM32-10(208V60HZ) | 277254 | Contactor 15KW, regim AC-3 | 41 | cerere oferta | N | 1 | 2.5 | 1 | 0.428 | KG | 97X45X85 | 4015082772543 |  | 707 | ICD | 1
277267 | DILM32-10(220V50/60HZ) | 277267 | Contactor,15kW/400V,AC-operated | 41 | cerere oferta | N | 1 | 2.5 | 1 | 0.428 | KG | 97X45X85 | 4015082772673 |  | 707 | ICD | 1
277260 | DILM32-10(230V50HZ,240V60HZ) | 277260 | Contactor 15KW, regim AC-3 | 41 | cerere oferta | S | 1 | 2.5 | 1 | 0.428 | KG | 97X45X85 | 4015082772604 |  | 707 | ICD | 1
277249 | DILM32-10(240V50HZ) | 277249 | Contactor 15KW, regim AC-3 | 41 | cerere oferta | N | 1 | 2.5 | 1 | 0.428 | KG | 97X45X85 | 4015082772499 |  | 707 | ICD | 1
277247 | DILM32-10(24V50HZ) | 277247 | Contactor 15KW, regim AC-3 | 41 | cerere oferta | N | 1 | 2.5 | 1 | 0.428 | KG | 97X45X85 | 4015082772475 |  | 707 | ICD | 1
277251 | DILM32-10(24V60HZ) | 277251 | Contactor 15KW, regim AC-3 | 41 | cerere oferta | N | 1 | 2.5 | 1 | 0.428 | KG | 97X45X85 | 4015082772512 |  | 707 | ICD | 1
277261 | DILM32-10(380V50HZ,440V60HZ) | 277261 | Contactor 15KW, regim AC-3 | 41 | cerere oferta | N | 1 | 2.5 | 1 | 0.428 | KG | 97X45X85 | 4015082772611 |  | 707 | ICD | 1
277262 | DILM32-10(400V50HZ,440V60HZ) | 277262 | Contactor 15KW, regim AC-3 | 41 | cerere oferta | N | 1 | 2.5 | 1 | 0.428 | KG | 97X45X85 | 4015082772628 |  | 707 | ICD | 1
277256 | DILM32-10(42V50HZ,48V60HZ) | 277256 | Contactor 15KW, regim AC-3 | 41 | cerere oferta | N | 1 | 2.5 | 1 | 0.428 | KG | 97X45X85 | 4015082772567 |  | 707 | ICD | 1
277248 | DILM32-10(48V50HZ) | 277248 | Contactor 15KW, regim AC-3 | 41 | cerere oferta | N | 1 | 2.5 | 1 | 0.428 | KG | 97X45X85 | 4015082772482 |  | 707 | ICD | 1
277255 | DILM32-10(600V60HZ) | 277255 | Contactor 15KW, regim AC-3 | 41 | cerere oferta | N | 1 | 2.5 | 1 | 0.428 | KG | 97X45X85 | 4015082772550 |  | 707 | ICD | 1
277276 | DILM32-10(RDC130) | 277276 | Contactor 15KW, regim AC-3 | 41 | cerere oferta | N | 1 | 2.5 | 1 | 0.534 | KG | 97X45X85 | 4015082772765 |  | 707 | ICD | 1
277274 | DILM32-10(RDC24) | 277274 | Contactor 15KW, regim AC-3 | 41 | cerere oferta | N | 1 | 2.5 | 1 | 0.534 | KG | 97X45X85 | 4015082772741 |  | 707 | ICD | 1
277277 | DILM32-10(RDC240) | 277277 | Contactor 15KW, regim AC-3 | 41 | cerere oferta | N | 1 | 2.5 | 1 | 0.534 | KG | 97X45X85 | 4015082772772 |  | 707 | ICD | 1
277275 | DILM32-10(RDC60) | 277275 | Contactor 15KW, regim AC-3 | 41 | cerere oferta | N | 1 | 2.5 | 1 | 0.534 | KG | 97X45X85 | 4015082772758 |  | 707 | ICD | 1
277270 | DILM32-10(TVC100) | 277270 | Contactor 15KW, regim AC-3 | 41 | cerere oferta | N | 1 | 2.5 | 1 | 0.428 | KG | 97X45X85 | 4015082772703 |  | 707 | ICD | 1
277271 | DILM32-10(TVC200) | 277271 | Contactor 15KW, regim AC-3 | 41 | cerere oferta | N | 1 | 2.5 | 1 | 0.428 | KG | 97X45X85 | 4015082772710 |  | 707 | ICD | 1
106366 | DILM32-22(230V50HZ,240V60HZ) | 106366 | Contactor 15KW, regim AC-3 | 41 | cerere oferta | S | 1 | 2.5 | 1 | 0.498 | KG | 138X45X85 | 4015081061365 |  | 707 | ICD | 1
106373 | DILM32-22(RDC24) | 106373 | Contactor 15KW, regim AC-3 | 41 | cerere oferta | N | 1 | 2.5 | 1 | 0.61 | KG | 138X45X85 | 4015081061433 |  | 707 | ICD | 1
277375 | DILM32-XHI02 | 277375 | Bloc contacte auxiliare | 41 | cerere oferta | S | 5 | 2 | 1 | 0.038 | KG | 45X36X38 | 4015082773755 |  | 707 | ICD | 1
277376 | DILM32-XHI11 | 277376 | Bloc contacte auxiliare | 41 | cerere oferta | S | 5 | 2 | 1 | 0.038 | KG | 45X36X38 | 4015082773762 |  | 707 | ICD | 1
101371 | DILM32-XHI11-S | 101371 | Bloc contacte auxiliare | 41 | cerere oferta | S | 1 | 0.9 | 1 | 0.038 | KG | 77X15X77 | 4015081013067 |  | 707 | ICD | 1
277377 | DILM32-XHI22 | 277377 | Bloc contacte auxiliare | 41 | cerere oferta | S | 5 | 2 | 1 | 0.048 | KG | 45X36X38 | 4015082773779 |  | 707 | ICD | 5
106112 | DILM32-XHI31 | 106112 | Bloc contacte auxiliare | 41 | cerere oferta | S | 5 | 2 | 1 | 0.048 | KG | 45X36X38 | 4015081058822 |  | 707 | ICD | 1
277750 | DILM32-XHIC02 | 277750 | Bloc contacte auxiliare | 41 | cerere oferta | S | 5 | 2 | 1 | 0.043 | KG | 56X36X38 | 4015082777500 |  | 707 | ICD | 1
277751 | DILM32-XHIC11 | 277751 | Bloc contacte auxiliare | 41 | cerere oferta | S | 5 | 2 | 1 | 0.043 | KG | 56X36X38 | 4015082777517 |  | 707 | ICD | 1
277752 | DILM32-XHIC22 | 277752 | Bloc contacte auxiliare | 41 | cerere oferta | S | 5 | 2 | 1 | 0.056 | KG | 55X36X38 | 4015082777524 |  | 707 | ICD | 5
106490 | DILM32-XHIC31 | 106490 | Bloc contacte auxiliare | 41 | cerere oferta | S | 5 | 2 | 1 | 0.056 | KG | 55X36X38 | 4015081062591 |  | 707 | ICD | 1
118855 | DILM32-XIP2X | 118855 | Protection cover f. terminals | 41 | cerere oferta | S | 1 | 2 | 1 | 0.006 | KG | 7X34X36 | 4015081170043 |  | 707 | ICD | 1
281197 | DILM32-XMV | 281197 | Interblocaj mecanic pt.DILM17..32 | 41 | cerere oferta | S | 1 | 0.8 | 1 | 0.005 | KG | 121X14X6 | 4015082811976 |  | 707 | ICD | 1
281194 | DILM32-XP1 | 281194 | Punti de legatura pt. DILM17..32 | 41 | cerere oferta | S | 5 | 1.9 | 1 | 0.055 | KG | 43X33X42 | 4015082811945 |  | 707 | ICD | 1
239371 | DILM32-XP2 | 239371 | Punti de legatura pt. DILM17..32 | 41 | cerere oferta | S | 20 | 4.5 | 1 | 28 | G | 29X81X26 | 4015082393717 |  | 707 | ICD | 1
239373 | DILM32-XR | 239373 | Reversing link | 41 | cerere oferta | S | 20 | 4.5 | 1 | 27.5 | G | 29X81X27 | 4015082393731 |  | 707 | ICD | 1
283109 | DILM32-XRL | 283109 | Set punti de legatura- inversoare de sen | 41 | cerere oferta | S | 1 | 2.3 | 1 | 0.056 | KG | 81X40X29 | 4015082831097 |  | 707 | ICD | 1
281191 | DILM32-XS1 | 281191 | Punti pt conexiunea stea DILM17.. 32 | 41 | cerere oferta | S | 20 | 1.9 | 1 | 0.006 | KG | 6X33X26 | 4015082811914 |  | 707 | ICD | 1
283131 | DILM32-XSL | 283131 | Set punti pt.conexiune stea-triunghi.DIL | 41 | cerere oferta | S | 1 | 2 | 1 | 0.062 | KG | 81X35X29 | 4015082831318 |  | 707 | ICD | 1
281153 | DILM32-XSP(*V50HZ) | 281153 | Bobina pt . DILM17..32 | 41 | cerere oferta | N | 1 | 2.7 | 1 | 0.048 | KG | 64X46X49 | 1001344 |  | 707 | ICD | 1
281154 | DILM32-XSP(*V60HZ) | 281154 | Bobina pt . DILM17..32 | 41 | cerere oferta | N | 1 | 2.7 | 1 | 0.048 | KG | 64X46X49 | 1001343 |  | 707 | ICD | 1
281138 | DILM32-XSP(110V50HZ,120V60HZ) | 281138 | Bobina pt . DILM17..32 | 41 | cerere oferta | S | 1 | 2.7 | 1 | 0.048 | KG | 64X46X49 | 4015082811389 |  | 707 | ICD | 1
281136 | DILM32-XSP(115V60HZ) | 281136 | Bobina pt . DILM17..32 | 41 | cerere oferta | S | 1 | 2.7 | 1 | 0.048 | KG | 64X46X49 | 4015082811365 |  | 707 | ICD | 1
283377 | DILM32-XSP(208V60HZ) | 283377 | Bobina pt . DILM17..32 | 41 | cerere oferta | S | 1 | 2.7 | 1 | 0.048 | KG | 64X46X49 | 4015082833770 |  | 707 | ICD | 1
281141 | DILM32-XSP(230V50HZ,240V60HZ) | 281141 | Bobina pt . DILM17..32 | 41 | cerere oferta | S | 1 | 2.7 | 1 | 0.048 | KG | 64X46X49 | 4015082811419 |  | 707 | ICD | 1
281132 | DILM32-XSP(240V50HZ) | 281132 | Bobina pt . DILM17..32 | 41 | cerere oferta | S | 1 | 2.7 | 1 | 0.048 | KG | 64X46X49 | 4015082811327 |  | 707 | ICD | 1
281130 | DILM32-XSP(24V50HZ) | 281130 | Bobina pt . DILM17..32 | 41 | cerere oferta | S | 1 | 2.7 | 1 | 0.048 | KG | 64X46X49 | 4015082811303 |  | 707 | ICD | 1
281134 | DILM32-XSP(24V60HZ) | 281134 | Bobina pt . DILM17..32 | 41 | cerere oferta | S | 1 | 2.7 | 1 | 0.048 | KG | 64X46X49 | 4015082811341 |  | 707 | ICD | 1
281142 | DILM32-XSP(380V50HZ,440V60HZ) | 281142 | Bobina pt . DILM17..32 | 41 | cerere oferta | S | 1 | 2.7 | 1 | 0.048 | KG | 64X46X49 | 4015082811426 |  | 707 | ICD | 1
281143 | DILM32-XSP(400V50HZ,440V60HZ) | 281143 | Bobina pt . DILM17..32 | 41 | cerere oferta | S | 1 | 2.7 | 1 | 0.048 | KG | 64X46X49 | 4015082811433 |  | 707 | ICD | 1
281137 | DILM32-XSP(42V50HZ,48V60HZ) | 281137 | Bobina pt . DILM17..32 | 41 | cerere oferta | S | 1 | 2.7 | 1 | 0.048 | KG | 64X46X49 | 4015082811372 |  | 707 | ICD | 1
281131 | DILM32-XSP(48V50HZ) | 281131 | Bobina pt . DILM17..32 | 41 | cerere oferta | S | 1 | 2.7 | 1 | 0.048 | KG | 64X46X49 | 4015082811310 |  | 707 | ICD | 1
283378 | DILM32-XSP(600V60HZ) | 283378 | Bobina pt . DILM17..32 | 41 | cerere oferta | S | 1 | 2.7 | 1 | 0.048 | KG | 64X46X49 | 4015082833787 |  | 707 | ICD | 1
281157 | DILM32-XSP(RDC130) | 281157 | Bobina pt . DILM17..32 | 41 | cerere oferta | N | 1 | 2.7 | 1 | 0.156 | KG | 66X46X55 | 4015082811570 |  | 707 | ICD | 1
281155 | DILM32-XSP(RDC24) | 281155 | Bobina pt . DILM17..32 | 41 | cerere oferta | N | 1 | 2.7 | 1 | 0.156 | KG | 66X46X55 | 4015082811556 |  | 707 | ICD | 1
281158 | DILM32-XSP(RDC240) | 281158 | Bobina pt . DILM17..32 | 41 | cerere oferta | N | 1 | 2.7 | 1 | 0.156 | KG | 66X46X55 | 4015082811587 |  | 707 | ICD | 1
281156 | DILM32-XSP(RDC60) | 281156 | Bobina pt . DILM17..32 | 41 | cerere oferta | N | 1 | 2.7 | 1 | 0.156 | KG | 66X46X55 | 4015082811563 |  | 707 | ICD | 1
281151 | DILM32-XSP(TVC100) | 281151 | Bobina pt . DILM17..32 | 41 | cerere oferta | S | 1 | 2.7 | 1 | 0.048 | KG | 64X46X49 | 4015082811518 |  | 707 | ICD | 1
281152 | DILM32-XSP(TVC200) | 281152 | Bobina pt . DILM17..32 | 41 | cerere oferta | S | 1 | 2.7 | 1 | 0.048 | KG | 64X46X49 | 4015082811525 |  | 707 | ICD | 1
281203 | DILM32-XSPR240 | 281203 | Modul de protectie RC pt . DILM17..32 | 41 | cerere oferta | S | 10 | 0.5 | 1 | 0.005 | KG | 43X9X25 | 4015082812034 |  | 707 | ICD | 1
281202 | DILM32-XSPR48 | 281202 | Modul de protectie RC pt . DILM17..32 | 41 | cerere oferta | S | 10 | 0.5 | 1 | 5.5 | G | 43X9X25 | 4015082812027 |  | 707 | ICD | 1
281204 | DILM32-XSPR500 | 281204 | Modul de protectie RC pt . DILM17..32 | 41 | cerere oferta | S | 10 | 0.5 | 1 | 0.005 | KG | 43X9X25 | 4015082812041 |  | 707 | ICD | 1
281213 | DILM32-XSPV130 | 281213 | Modul de protectie cu varistor pt . DILM | 41 | cerere oferta | S | 10 | 0.5 | 1 | 0.005 | KG | 43X9X25 | 4015082812133 |  | 707 | ICD | 1
281214 | DILM32-XSPV240 | 281214 | Modul de protectie cu varistor pt . DILM | 41 | cerere oferta | S | 10 | 0.5 | 1 | 0.005 | KG | 43X9X25 | 4015082812140 |  | 707 | ICD | 1
281212 | DILM32-XSPV48 | 281212 | Modul de protectie cu varistor pt . DILM | 41 | cerere oferta | S | 10 | 0.5 | 1 | 0.005 | KG | 43X9X25 | 4015082812126 |  | 707 | ICD | 1
281215 | DILM32-XSPV500 | 281215 | Modul de protectie cu varistor pt . DILM | 41 | cerere oferta | S | 10 | 0.5 | 1 | 0.006 | KG | 43X9X25 | 4015082812157 |  | 707 | ICD | 1
281223 | DILM32-XSPVL240 | 281223 | Modul de protectie cu varistor pt . DILM | 41 | cerere oferta | S | 10 | 0.5 | 1 | 0.006 | KG | 45X9X25 | 4015082812232 |  | 707 | ICD | 1
281222 | DILM32-XSPVL48 | 281222 | Modul de protectie cu varistor pt . DILM | 41 | cerere oferta | S | 10 | 0.5 | 1 | 0.006 | KG | 45X9X25 | 4015082812225 |  | 707 | ICD | 1
105210 | DILM32-XTED11-1(RA24) | 105210 | Timer module, 0.05-1s, off-delayed | 56 | cerere oferta | S | 1 | 2.5 | 1 | 0.073 | KG | 86X45X38 | 4015081050079 |  | 706 | ICD | 1
105211 | DILM32-XTED11-1(RAC130) | 105211 | Timer module, 0.05-1s, off-delayed | 56 | cerere oferta | S | 1 | 2.5 | 1 | 0.073 | KG | 86X45X38 | 4015081050086 |  | 706 | ICD | 1
105212 | DILM32-XTED11-1(RAC240) | 105212 | Modul electronic de temporizare la reven | 41 | cerere oferta | S | 1 | 2.5 | 1 | 0.073 | KG | 86X45X38 | 4015081050093 |  | 706 | ICD | 1
104943 | DILM32-XTED11-10(RA24) | 104943 | Timer module,0.5-10s,off-delayed | 56 | cerere oferta | S | 1 | 2.5 | 1 | 0.073 | KG | 86X45X38 | 4015081048014 |  | 706 | ICD | 1
104944 | DILM32-XTED11-10(RAC130) | 104944 | Timer module,0.5-10s,off-delayed | 56 | cerere oferta | S | 1 | 2.5 | 1 | 0.073 | KG | 86X45X38 | 4015081048021 |  | 706 | ICD | 1
104945 | DILM32-XTED11-10(RAC240) | 104945 | Timer module,0.5-10s,off-delayed | 56 | cerere oferta | S | 1 | 2.5 | 1 | 0.073 | KG | 86X45X38 | 4015081048038 |  | 706 | ICD | 1
104946 | DILM32-XTED11-100(RA24) | 104946 | Timer module,5-100s,off-delayed | 56 | cerere oferta | S | 1 | 2.5 | 1 | 0.073 | KG | 86X45X38 | 4015081048045 |  | 706 | ICD | 1
104947 | DILM32-XTED11-100(RAC130) | 104947 | Timer module,5-100s,off-delayed | 56 | cerere oferta | S | 1 | 2.5 | 1 | 0.073 | KG | 86X45X38 | 4015081048052 |  | 706 | ICD | 1
104948 | DILM32-XTED11-100(RAC240) | 104948 | Timer module,5-100s,off-delayed | 56 | cerere oferta | S | 1 | 2.5 | 1 | 0.073 | KG | 86X45X38 | 4015081048069 |  | 706 | ICD | 1
101440 | DILM32-XTEE11(RA24) | 101440 | Modul electronic de temporizare la actio | 41 | cerere oferta | S | 1 | 2.5 | 1 | 0.073 | KG | 86X45X38 | 4015081013609 |  | 706 | ICD | 1
101441 | DILM32-XTEE11(RAC130) | 101441 | Modul electronic de temporizare | 45 | cerere oferta | N | 1 | 0 | 1 | 0.073 | KG | 86X45X38 | 4015081013616 |  | 706 | ICD | 1
101442 | DILM32-XTEE11(RAC240) | 101442 | Modul electronic de temporizare la actio | 41 | cerere oferta | S | 1 | 2.5 | 1 | 0.073 | KG | 86X45X38 | 4015081013623 |  | 706 | ICD | 1
101449 | DILM32-XTEPLH | 101449 | Sealable shroud f.timer module | 56 | cerere oferta | S | 1 | 2.4 | 1 | 0.008 | KG | 58X41X9 | 4015081013692 |  | 706 | ICD | 1
101446 | DILM32-XTEY20(RA24) | 101446 | Timer module,1-30s,star-delta | 56 | cerere oferta | S | 1 | 2.5 | 1 | 0.073 | KG | 86X45X38 | 4015081013661 |  | 706 | ICD | 1
101447 | DILM32-XTEY20(RAC130) | 101447 | Timer module,1-30s,star-delta | 56 | cerere oferta | S | 1 | 2.5 | 1 | 0.073 | KG | 86X45X38 | 4015081013678 |  | 706 | ICD | 1
101448 | DILM32-XTEY20(RAC240) | 101448 | Timer module,1-30s,star-delta | 56 | cerere oferta | S | 1 | 2.5 | 1 | 0.073 | KG | 86X45X38 | 4015081013685 |  | 706 | ICD | 1
281227 | DILM32-XVB | 281227 | Elemente legatura DILA / M7..72 | 41 | cerere oferta | S | 50 | 1.3 | 1 | 0.001 | KG | 15 6X22X5 6 | 4015082812270 |  | 707 | ICD | 1
239375 | DILM32-XWG | 239375 | Cable conduct | 41 | cerere oferta | S | 20 | 0.5 | 1 | 0.002 | KG | 31 5X9X23 | 4015082393755 |  | 707 | ICD | 1
112468 | DILM38-01(*V50HZ) | 112468 | Contactor,18,5kW/400V,AC operated | 42 | cerere oferta | N | 1 | 2.5 | 1 | 0.428 | KG | 97X45X85 | 1005016 |  | 707 | ICD | 1
112469 | DILM38-01(*V60HZ) | 112469 | Contactor,18,5kW/400V,AC operated | 42 | cerere oferta | N | 1 | 2.5 | 1 | 0.428 | KG | 97X45X85 | 1005015 |  | 707 | ICD | 1
112453 | DILM38-01(110V50HZ,120V60HZ) | 112453 | Contactor,18,5kW/400V,AC operated | 42 | cerere oferta | N | 1 | 2.5 | 1 | 0.428 | KG | 97X45X85 | 4015081120093 |  | 707 | ICD | 1
112456 | DILM38-01(230V50HZ,240V60HZ) | 112456 | Contactor,18,5kW/400V,AC operated | 42 | cerere oferta | S | 1 | 2.5 | 1 | 0.428 | KG | 97X45X85 | 4015081120123 |  | 707 | ICD | 1
112446 | DILM38-01(24V50HZ) | 112446 | Contactor,18,5kW/400V,AC operated | 42 | cerere oferta | N | 1 | 2.5 | 1 | 0.428 | KG | 97X45X85 | 4015081120024 |  | 707 | ICD | 1
112458 | DILM38-01(400V50HZ,440V60HZ) | 112458 | Contactor,18,5kW/400V,AC operated | 42 | cerere oferta | N | 1 | 2.5 | 1 | 0.428 | KG | 97X45X85 | 4015081120147 |  | 707 | ICD | 1
112472 | DILM38-01(RDC130) | 112472 | Contactor,18,5kW/400V,DC operated | 42 | cerere oferta | N | 1 | 2.5 | 1 | 0.534 | KG | 97X45X85 | 4015081120260 |  | 707 | ICD | 1
112470 | DILM38-01(RDC24) | 112470 | Contactor,18,5kW/400V,DC operated | 42 | cerere oferta | N | 1 | 2.5 | 1 | 0.534 | KG | 97X45X85 | 4015081120246 |  | 707 | ICD | 1
112473 | DILM38-01(RDC240) | 112473 | Contactor,18,5kW/400V,DC operated | 42 | cerere oferta | N | 1 | 2.5 | 1 | 0.534 | KG | 97X45X85 | 4015081120277 |  | 707 | ICD | 1
112471 | DILM38-01(RDC60) | 112471 | Contactor,18,5kW/400V,DC operated | 42 | cerere oferta | N | 1 | 2.5 | 1 | 0.534 | KG | 97X45X85 | 4015081120253 |  | 707 | ICD | 1
112440 | DILM38-10(*V50HZ) | 112440 | Contactor,18,5kW/400V,AC operated | 42 | cerere oferta | N | 1 | 2.5 | 1 | 0.428 | KG | 97X45X85 | 1005018 |  | 707 | ICD | 1
112441 | DILM38-10(*V60HZ) | 112441 | Contactor,18,5kW/400V,AC operated | 42 | cerere oferta | N | 1 | 2.5 | 1 | 0.428 | KG | 97X45X85 | 1005017 |  | 707 | ICD | 1
112425 | DILM38-10(110V50HZ,120V60HZ) | 112425 | Contactor,18,5kW/400V,AC operated | 42 | cerere oferta | N | 1 | 2.5 | 1 | 0.428 | KG | 97X45X85 | 4015081119837 |  | 707 | ICD | 1
112428 | DILM38-10(230V50HZ,240V60HZ) | 112428 | Contactor,18,5kW/400V,AC operated | 42 | cerere oferta | S | 1 | 2.5 | 1 | 0.428 | KG | 97X45X85 | 4015081119868 |  | 707 | ICD | 1
112378 | DILM38-10(24V50HZ) | 112378 | Contactor,18,5kW/400V,AC operated | 42 | cerere oferta | N | 1 | 2.5 | 1 | 0.428 | KG | 97X45X85 | 4015081119363 |  | 707 | ICD | 1
112429 | DILM38-10(380V50HZ,440V60HZ) | 112429 | Contactor,18,5kW/400V,AC operated | 42 | cerere oferta | N | 1 | 2.5 | 1 | 0.428 | KG | 97X45X85 | 4015081119875 |  | 707 | ICD | 1
112424 | DILM38-10(42V50HZ,48V60HZ) | 112424 | Contactor,18,5kW/400V,AC operated | 42 | cerere oferta | N | 1 | 2.5 | 1 | 0.428 | KG | 97X45X85 | 4015081119820 |  | 707 | ICD | 1
112444 | DILM38-10(RDC130) | 112444 | Contactor,18,5kW/400V,DC operated | 42 | cerere oferta | N | 1 | 2.5 | 1 | 0.534 | KG | 97X45X85 | 4015081120000 |  | 707 | ICD | 1
112442 | DILM38-10(RDC24) | 112442 | Contactor,18,5kW/400V,DC operated | 42 | cerere oferta | N | 1 | 2.5 | 1 | 0.534 | KG | 97X45X85 | 4015081119981 |  | 707 | ICD | 1
112445 | DILM38-10(RDC240) | 112445 | Contactor,18,5kW/400V,DC operated | 42 | cerere oferta | N | 1 | 2.5 | 1 | 0.534 | KG | 97X45X85 | 4015081120017 |  | 707 | ICD | 1
112443 | DILM38-10(RDC60) | 112443 | Contactor,18,5kW/400V,DC operated | 42 | cerere oferta | N | 1 | 2.5 | 1 | 0.534 | KG | 97X45X85 | 4015081119998 |  | 707 | ICD | 1
277778 | DILM40(*V50HZ) | 277778 | Contactor 18.5KW, regim AC-3 | 42 | cerere oferta | N | 1 | 3.2 | 1 | 0.872 | KG | 132 1X55X115 | 1004136 |  | 708 | ICD | 1
277779 | DILM40(*V60HZ) | 277779 | Contactor 18.5KW, regim AC-3 | 42 | cerere oferta | N | 1 | 3.2 | 1 | 0.872 | KG | 132 1X55X115 | 1001362 |  | 708 | ICD | 1
277763 | DILM40(110V50HZ,120V60HZ) | 277763 | Contactor 18.5KW, regim AC-3 | 42 | cerere oferta | N | 1 | 3.2 | 1 | 0.872 | KG | 132 1X55X115 | 4015082777630 |  | 708 | ICD | 1
277759 | DILM40(115V60HZ) | 277759 | Contactor 18.5KW, regim AC-3 | 42 | cerere oferta | N | 1 | 3.2 | 1 | 0.872 | KG | 132 1X55X115 | 4015082777593 |  | 708 | ICD | 1
277760 | DILM40(208V60HZ) | 277760 | Contactor 18.5KW, regim AC-3 | 42 | cerere oferta | N | 1 | 3.2 | 1 | 0.872 | KG | 132 1X55X115 | 4015082777609 |  | 708 | ICD | 1
277773 | DILM40(220V50/60HZ) | 277773 | Contactor,18,5kW/400V,AC-operated | 41 | cerere oferta | N | 1 | 3.2 | 1 | 0.872 | KG | 132 1X55X115 | 4015082777739 |  | 708 | ICD | 1
277766 | DILM40(230V50HZ,240V60HZ) | 277766 | Contactor 18.5KW, regim AC-3 | 42 | cerere oferta | S | 1 | 3.2 | 1 | 0.872 | KG | 132 1X55X115 | 4015082777661 |  | 708 | ICD | 1
277755 | DILM40(240V50HZ) | 277755 | Contactor 18.5KW, regim AC-3 | 42 | cerere oferta | N | 1 | 3.2 | 1 | 0.872 | KG | 132 1X55X115 | 4015082777555 |  | 708 | ICD | 1
277753 | DILM40(24V50HZ) | 277753 | Contactor 18.5KW, regim AC-3 | 42 | cerere oferta | N | 1 | 3.2 | 1 | 0.872 | KG | 132 1X55X115 | 4015082777531 |  | 708 | ICD | 1
277757 | DILM40(24V60HZ) | 277757 | Contactor 18.5KW, regim AC-3 | 42 | cerere oferta | N | 1 | 3.2 | 1 | 0.872 | KG | 132 1X55X115 | 4015082777579 |  | 708 | ICD | 1
277767 | DILM40(380V50HZ,440V60HZ) | 277767 | Contactor 18.5KW, regim AC-3 | 42 | cerere oferta | N | 1 | 3.2 | 1 | 0.872 | KG | 132 1X55X115 | 4015082777678 |  | 708 | ICD | 1
277768 | DILM40(400V50HZ,440V60HZ) | 277768 | Contactor 18.5KW, regim AC-3 | 42 | cerere oferta | N | 1 | 3.2 | 1 | 0.872 | KG | 132 1X55X115 | 4015082777685 |  | 708 | ICD | 1
277762 | DILM40(42V50HZ,48V60HZ) | 277762 | Contactor 18.5KW, regim AC-3 | 42 | cerere oferta | N | 1 | 3.2 | 1 | 0.872 | KG | 132 1X55X115 | 4015082777623 |  | 708 | ICD | 1
277754 | DILM40(48V50HZ) | 277754 | Contactor 18.5KW, regim AC-3 | 42 | cerere oferta | N | 1 | 3.2 | 1 | 0.872 | KG | 132 1X55X115 | 4015082777548 |  | 708 | ICD | 1
277761 | DILM40(600V60HZ) | 277761 | Contactor 18.5KW, regim AC-3 | 42 | cerere oferta | N | 1 | 3.2 | 1 | 0.872 | KG | 132 1X55X115 | 4015082777616 |  | 708 | ICD | 1
277782 | DILM40(RDC130) | 277782 | Contactor 18.5KW, regim AC-3 | 42 | cerere oferta | N | 1 | 3.2 | 1 | 1.052 | KG | 132 1X55X115 | 4015082777821 |  | 708 | ICD | 1
277780 | DILM40(RDC24) | 277780 | Contactor 18.5KW, regim AC-3 | 42 | cerere oferta | N | 1 | 3.2 | 1 | 1.052 | KG | 132 1X55X115 | 4015082777807 |  | 708 | ICD | 1
277783 | DILM40(RDC240) | 277783 | Contactor 18.5KW, regim AC-3 | 42 | cerere oferta | N | 1 | 3.2 | 1 | 1.052 | KG | 132 1X55X115 | 4015082777838 |  | 708 | ICD | 1
277781 | DILM40(RDC60) | 277781 | Contactor 18.5KW, regim AC-3 | 42 | cerere oferta | N | 1 | 3.2 | 1 | 1.052 | KG | 132 1X55X115 | 4015082777814 |  | 708 | ICD | 1
277776 | DILM40(TVC100) | 277776 | Contactor 18.5KW, regim AC-3 | 42 | cerere oferta | N | 1 | 3.2 | 1 | 0.872 | KG | 132 1X55X115 | 4015082777760 |  | 708 | ICD | 1
277777 | DILM40(TVC200) | 277777 | Contactor 18.5KW, regim AC-3 | 42 | cerere oferta | N | 1 | 3.2 | 1 | 0.872 | KG | 132 1X55X115 | 4015082777777 |  | 708 | ICD | 1
208208 | DILM400/22(RA110) | 208208 | Contactor 200 kW, regim AC-3 | 45 | cerere oferta | N | 1 | 0 | 1 | 8.547 | KG | 216X160X209 | 4015082082086 |  | 787 | ICD | 1
208209 | DILM400/22(RA250) | 208209 | Contactor 200 kW, regim AC-3 | 45 | cerere oferta | N | 1 | 0 | 1 | 8.505 | KG | 216X160X209 | 4015082082093 |  | 787 | ICD | 1
208210 | DILM400/22(RAC500) | 208210 | Contactor 200 kW, regim AC-3 | 45 | cerere oferta | N | 1 | 0 | 1 | 8.597 | KG | 216X160X209 | 4015082082109 |  | 787 | ICD | 1
208207 | DILM400/22(RDC48) | 208207 | Contactor 200 kW, regim AC-3 | 45 | cerere oferta | N | 1 | 0 | 1 | 8.54 | KG | 216X160X209 | 4015082082079 |  | 787 | ICD | 1
274195 | DILM400-S/22(110-120V50/60HZ) | 274195 | Contactor 200 kW, regim AC-3 | 45 | cerere oferta | N | 1 | 0 | 1 | 8.5 | KG | 216X160X209 | 4015082741952 |  | 787 | ICD | 1
274196 | DILM400-S/22(220-240V50/60HZ) | 274196 | Contactor 200 kW, regim AC-3 | 45 | cerere oferta | N | 1 | 0 | 1 | 8.42 | KG | 216X160X209 | 4015082741969 |  | 787 | ICD | 1
208287 | DILM400-XHB | 208287 | Capace protectie borne | 45 | cerere oferta | N | 1 | 0 | 1 | 0.16 | KG | 82X150X126 | 4015082082871 |  | 787 | ICD | 1
101687 | DILM400-XHBS1 | 101687 | Capace protectie borne | 45 | cerere oferta | N | 1 | 0 | 1 | 0.11 | KG | 82X150X126 | 4015081015771 |  | 787 | ICD | 1
208293 | DILM400-XKU-S | 208293 | Set borne | 45 | cerere oferta | N | 1 | 0 | 1 | 0.66 | KG | 117X133X30 | 4015082082932 |  | 787 | ICD | 1
168810 | DILM400-XOCT | 168810 | Replacement contacts DILM400 | 45 | cerere oferta | N | 1 | 0 | 1 | 3.436 | KG | 105X140X209 | 4015081653010 |  | 787 | ICD | 1
208291 | DILM400-XS1 | 208291 | Punti legatura | 45 | cerere oferta | N | 1 | 0 | 1 | 0.31 | KG | 6X120X30 | 4015082082918 |  | 787 | ICD | 1
107669 | DILM400-XS1-SPS | 107669 | Punti legatura | 45 | cerere oferta | N | 100 | 0 | 1 | 0.31 | KG | 6X120X30 | 4015081073351 |  | 787 | ICD | 1
277798 | DILM40-22(230V50HZ,240V60HZ) | 277798 | Contactor,18,5kW/400V,AC-operated | 42 | cerere oferta | N | 1 | 3.2 | 1 | 0.92 | KG | 147X55X115 | 4015082777982 |  | 708 | ICD | 1
277842 | DILM50(*V50HZ) | 277842 | Contactor 22KW, regim AC-3 | 42 | cerere oferta | N | 1 | 3.2 | 1 | 0.872 | KG | 132 1X55X115 | 1001360 |  | 708 | ICD | 1
277843 | DILM50(*V60HZ) | 277843 | Contactor 22KW, regim AC-3 | 42 | cerere oferta | N | 1 | 3.2 | 1 | 0.872 | KG | 132 1X55X115 | 1001359 |  | 708 | ICD | 1
277827 | DILM50(110V50HZ,120V60HZ) | 277827 | Contactor 22KW, regim AC-3 | 42 | cerere oferta | N | 1 | 3.2 | 1 | 0.872 | KG | 132 1X55X115 | 4015082778279 |  | 708 | ICD | 1
277823 | DILM50(115V60HZ) | 277823 | Contactor 22KW, regim AC-3 | 42 | cerere oferta | N | 1 | 3.2 | 1 | 0.872 | KG | 132 1X55X115 | 4015082778231 |  | 708 | ICD | 1
277824 | DILM50(208V60HZ) | 277824 | Contactor 22KW, regim AC-3 | 42 | cerere oferta | N | 1 | 3.2 | 1 | 0.872 | KG | 132 1X55X115 | 4015082778248 |  | 708 | ICD | 1
277837 | DILM50(220V50/60HZ) | 277837 | Contactor,22kW/400V,AC-operated | 42 | cerere oferta | N | 1 | 3.2 | 1 | 0.872 | KG | 132 1X55X115 | 4015082778378 |  | 708 | ICD | 1
277830 | DILM50(230V50HZ,240V60HZ) | 277830 | Contactor 22KW, regim AC-3 | 42 | cerere oferta | S | 1 | 3.2 | 1 | 0.872 | KG | 132 1X55X115 | 4015082778309 |  | 708 | ICD | 1
277819 | DILM50(240V50HZ) | 277819 | Contactor 22KW, regim AC-3 | 42 | cerere oferta | N | 1 | 3.2 | 1 | 0.872 | KG | 132 1X55X115 | 4015082778194 |  | 708 | ICD | 1
277817 | DILM50(24V50HZ) | 277817 | Contactor 22KW, regim AC-3 | 42 | cerere oferta | N | 1 | 3.2 | 1 | 0.872 | KG | 132 1X55X115 | 4015082778170 |  | 708 | ICD | 1
277821 | DILM50(24V60HZ) | 277821 | Contactor 22KW, regim AC-3 | 42 | cerere oferta | N | 1 | 3.2 | 1 | 0.872 | KG | 132 1X55X115 | 4015082778217 |  | 708 | ICD | 1
277831 | DILM50(380V50HZ,440V60HZ) | 277831 | Contactor 22KW, regim AC-3 | 42 | cerere oferta | N | 1 | 3.2 | 1 | 0.872 | KG | 132 1X55X115 | 4015082778316 |  | 708 | ICD | 1
277832 | DILM50(400V50HZ,440V60HZ) | 277832 | Contactor 22KW, regim AC-3 | 42 | cerere oferta | N | 1 | 3.2 | 1 | 0.872 | KG | 132 1X55X115 | 4015082778323 |  | 708 | ICD | 1
277826 | DILM50(42V50HZ,48V60HZ) | 277826 | Contactor 22KW, regim AC-3 | 42 | cerere oferta | N | 1 | 3.2 | 1 | 0.872 | KG | 132 1X55X115 | 4015082778262 |  | 708 | ICD | 1
277818 | DILM50(48V50HZ) | 277818 | Contactor 22KW, regim AC-3 | 42 | cerere oferta | N | 1 | 3.2 | 1 | 0.872 | KG | 132 1X55X115 | 4015082778187 |  | 708 | ICD | 1
277825 | DILM50(600V60HZ) | 277825 | Contactor 22KW, regim AC-3 | 42 | cerere oferta | N | 1 | 3.2 | 1 | 0.872 | KG | 132 1X55X115 | 4015082778255 |  | 708 | ICD | 1
277846 | DILM50(RDC130) | 277846 | Contactor 22KW, regim AC-3 | 42 | cerere oferta | N | 1 | 3.2 | 1 | 1.052 | KG | 132 1X55X115 | 4015082778460 |  | 708 | ICD | 1
277844 | DILM50(RDC24) | 277844 | Contactor 22KW, regim AC-3 | 42 | cerere oferta | N | 1 | 3.2 | 1 | 1.052 | KG | 132 1X55X115 | 4015082778446 |  | 708 | ICD | 1
277847 | DILM50(RDC240) | 277847 | Contactor 22KW, regim AC-3 | 42 | cerere oferta | N | 1 | 3.2 | 1 | 1.052 | KG | 132 1X55X115 | 4015082778477 |  | 708 | ICD | 1
277845 | DILM50(RDC60) | 277845 | Contactor 22KW, regim AC-3 | 42 | cerere oferta | N | 1 | 3.2 | 1 | 1.052 | KG | 132 1X55X115 | 4015082778453 |  | 708 | ICD | 1
277840 | DILM50(TVC100) | 277840 | Contactor 22KW, regim AC-3 | 42 | cerere oferta | N | 1 | 3.2 | 1 | 0.872 | KG | 132 1X55X115 | 4015082778408 |  | 708 | ICD | 1
277841 | DILM50(TVC200) | 277841 | Contactor 22KW, regim AC-3 | 42 | cerere oferta | N | 1 | 3.2 | 1 | 0.872 | KG | 132 1X55X115 | 4015082778415 |  | 708 | ICD | 1
208212 | DILM500/22(RA110) | 208212 | Contactor 250 kW, regim AC-3 | 45 | cerere oferta | N | 1 | 0 | 1 | 8.662 | KG | 216X160X219 | 4015082082123 |  | 787 | ICD | 1
208213 | DILM500/22(RA250) | 208213 | Contactor 250 kW, regim AC-3 | 45 | cerere oferta | N | 1 | 0 | 1 | 8.662 | KG | 216X160X219 | 4015082082130 |  | 787 | ICD | 1
208214 | DILM500/22(RAC500) | 208214 | Contactor 250 kW, regim AC-3 | 45 | cerere oferta | N | 1 | 0 | 1 | 8.662 | KG | 216X160X219 | 4015082082147 |  | 787 | ICD | 1
208211 | DILM500/22(RDC48) | 208211 | Contactor 250 kW, regim AC-3 | 45 | cerere oferta | N | 1 | 0 | 1 | 8.662 | KG | 216X160X219 | 4015082082116 |  | 787 | ICD | 1
274198 | DILM500-S/22(110-120V50/60HZ) | 274198 | Contactor 250 kW, regim AC-3 | 45 | cerere oferta | N | 1 | 0 | 1 | 8.58 | KG | 216X160X219 | 4015082741983 |  | 787 | ICD | 1
274199 | DILM500-S/22(220-240V50/60HZ) | 274199 | Contactor 250 kW, regim AC-3 | 45 | cerere oferta | N | 1 | 0 | 1 | 8.58 | KG | 216X160X219 | 4015082741990 |  | 787 | ICD | 1
274204 | DILM500-S-XSP/E(110-120V50/60HZ) | 274204 | Modul electronic incluzand bobina | 45 | cerere oferta | N | 1 | 0 | 1 | 1.21 | KG | 100X135X175 | 4015082742041 |  | 787 | ICD | 1
274205 | DILM500-S-XSP/E(220-240V50/60HZ) | 274205 | Coil+electronics for DILM300-M/400-M/500 | 45 | cerere oferta | N | 1 | 0 | 1 | 1.21 | KG | 100X135X175 | 4015082742058 |  | 787 | ICD | 1
208286 | DILM500-XHB | 208286 | Capace protectie borne | 45 | cerere oferta | N | 1 | 0 | 1 | 0.22 | KG | 92X175X145 | 4015082082864 |  | 787 | ICD | 1
232192 | DILM500-XK-CNA | 232192 | Set borne | 45 | cerere oferta | N | 1 | 0 | 1 | 0.673 | KG | 80X173X137 | 4015082321925 |  | 787 | ICD | 1
208289 | DILM500-XMV | 208289 | Interblocaj mecanic | 45 | cerere oferta | N | 1 | 0 | 1 | 0.11 | KG | 70X50X76 | 4015082082895 |  | 787 | ICD | 1
208290 | DILM500-XS1 | 208290 | Punti legatura | 45 | cerere oferta | N | 1 | 0 | 1 | 0.38 | KG | 6X142X30 | 4015082082901 |  | 787 | ICD | 1
208255 | DILM500-XSP/E(RA110) | 208255 | Modul electronic incluzand bobina | 45 | cerere oferta | N | 1 | 0 | 1 | 1.21 | KG | 100X135X175 | 4015082082550 |  | 787 | ICD | 1
208256 | DILM500-XSP/E(RA250) | 208256 | Modul electronic incluzand bobina | 45 | cerere oferta | N | 1 | 0 | 1 | 1.21 | KG | 100X135X175 | 4015082082567 |  | 787 | ICD | 1
208257 | DILM500-XSP/E(RAC500) | 208257 | Modul electronic incluzand bobina | 45 | cerere oferta | N | 1 | 0 | 1 | 1.21 | KG | 100X135X175 | 4015082082574 |  | 787 | ICD | 1
208254 | DILM500-XSP/E(RDC48) | 208254 | Modul electronic incluzand bobina | 45 | cerere oferta | N | 1 | 0 | 1 | 1.21 | KG | 100X135X175 | 4015082082543 |  | 787 | ICD | 1
150628 | DILM570-XKB-S | 150628 | Terminal - Flat Bar 500A up to 570A | 45 | cerere oferta | N | 1 | 0 | 1 | 0.598 | KG | 30X120X60 | 4015081468799 |  | 788 | ICD | 1
208215 | DILM580/22(RA110) | 208215 | Contactor 315 kW, regim AC-3 | 45 | cerere oferta | N | 1 | 0 | 1 | 16.212 | KG | 232X250X296 | 4015082082154 |  | 788 | ICD | 1
208216 | DILM580/22(RA250) | 208216 | Contactor 315 kW, regim AC-3 | 45 | cerere oferta | N | 1 | 0 | 1 | 16.212 | KG | 232X250X296 | 4015082082161 |  | 788 | ICD | 1
208217 | DILM580/22(RAC500) | 208217 | Contactor 315 kW, regim AC-3 | 45 | cerere oferta | N | 1 | 0 | 1 | 16.212 | KG | 232X250X296 | 4015082082178 |  | 788 | ICD | 1
208299 | DILM580-XCT | 208299 | Kit inlocuire contacte forta | 45 | cerere oferta | N | 1 | 0 | 1 | 7.5 | KG | 196X250X296 | 4015082082994 |  | 788 | ICD | 1
277906 | DILM65(*V50HZ) | 277906 | Contactor 30KW, regim AC-3 | 42 | cerere oferta | N | 1 | 3.2 | 1 | 0.872 | KG | 132 1X55X115 | 1002916 |  | 708 | ICD | 1
277907 | DILM65(*V60HZ) | 277907 | Contactor 30KW, regim AC-3 | 42 | cerere oferta | N | 1 | 3.2 | 1 | 0.872 | KG | 132 1X55X115 | 1001356 |  | 708 | ICD | 1
277891 | DILM65(110V50HZ,120V60HZ) | 277891 | Contactor 30KW, regim AC-3 | 42 | cerere oferta | N | 1 | 3.2 | 1 | 0.872 | KG | 132 1X55X115 | 4015082778910 |  | 708 | ICD | 1
277887 | DILM65(115V60HZ) | 277887 | Contactor 30KW, regim AC-3 | 42 | cerere oferta | N | 1 | 3.2 | 1 | 0.872 | KG | 132 1X55X115 | 4015082778873 |  | 708 | ICD | 1
277888 | DILM65(208V60HZ) | 277888 | Contactor 30KW, regim AC-3 | 42 | cerere oferta | N | 1 | 3.2 | 1 | 0.872 | KG | 132 1X55X115 | 4015082778880 |  | 708 | ICD | 1
277901 | DILM65(220V50/60HZ) | 277901 | Contactor,30kW/400V,AC-operated | 41 | cerere oferta | N | 1 | 3.2 | 1 | 0.872 | KG | 132 1X55X115 | 4015082779016 |  | 708 | ICD | 1
277894 | DILM65(230V50HZ,240V60HZ) | 277894 | Contactor 30KW, regim AC-3 | 42 | cerere oferta | S | 1 | 3.2 | 1 | 0.872 | KG | 132 1X55X115 | 4015082778941 |  | 708 | ICD | 1
277883 | DILM65(240V50HZ) | 277883 | Contactor 30KW, regim AC-3 | 42 | cerere oferta | N | 1 | 3.2 | 1 | 0.872 | KG | 132 1X55X115 | 4015082778835 |  | 708 | ICD | 1
277881 | DILM65(24V50HZ) | 277881 | Contactor 30KW, regim AC-3 | 42 | cerere oferta | N | 1 | 3.2 | 1 | 0.872 | KG | 132 1X55X115 | 4015082778811 |  | 708 | ICD | 1
277885 | DILM65(24V60HZ) | 277885 | Contactor 30KW, regim AC-3 | 42 | cerere oferta | N | 1 | 3.2 | 1 | 0.872 | KG | 132 1X55X115 | 4015082778859 |  | 708 | ICD | 1
277895 | DILM65(380V50HZ,440V60HZ) | 277895 | Contactor 30KW, regim AC-3 | 42 | cerere oferta | N | 1 | 3.2 | 1 | 0.872 | KG | 132 1X55X115 | 4015082778958 |  | 708 | ICD | 1
277896 | DILM65(400V50HZ,440V60HZ) | 277896 | Contactor 30KW, regim AC-3 | 42 | cerere oferta | N | 1 | 3.2 | 1 | 0.872 | KG | 132 1X55X115 | 4015082778965 |  | 708 | ICD | 1
277890 | DILM65(42V50HZ,48V60HZ) | 277890 | Contactor 30KW, regim AC-3 | 42 | cerere oferta | N | 1 | 3.2 | 1 | 0.872 | KG | 132 1X55X115 | 4015082778903 |  | 708 | ICD | 1
277882 | DILM65(48V50HZ) | 277882 | Contactor 30KW, regim AC-3 | 42 | cerere oferta | N | 1 | 3.2 | 1 | 0.872 | KG | 132 1X55X115 | 4015082778828 |  | 708 | ICD | 1
277884 | DILM65(500V50HZ) | 277884 | Contactor 30KW, regim AC-3 | 42 | cerere oferta | N | 1 | 3.2 | 1 | 0.872 | KG | 132 1X55X115 | 4015082778842 |  | 708 | ICD | 1
277889 | DILM65(600V60HZ) | 277889 | Contactor 30KW, regim AC-3 | 42 | cerere oferta | N | 1 | 3.2 | 1 | 0.872 | KG | 132 1X55X115 | 4015082778897 |  | 708 | ICD | 1
277910 | DILM65(RDC130) | 277910 | Contactor 30KW, regim AC-3 | 42 | cerere oferta | N | 1 | 3.2 | 1 | 1.052 | KG | 132 1X55X115 | 4015082779108 |  | 708 | ICD | 1
277908 | DILM65(RDC24) | 277908 | Contactor 30KW, regim AC-3 | 42 | cerere oferta | N | 1 | 3.2 | 1 | 1.052 | KG | 132 1X55X115 | 4015082779085 |  | 708 | ICD | 1
277911 | DILM65(RDC240) | 277911 | Contactor 30KW, regim AC-3 | 42 | cerere oferta | N | 1 | 3.2 | 1 | 1.052 | KG | 132 1X55X115 | 4015082779115 |  | 708 | ICD | 1
277909 | DILM65(RDC60) | 277909 | Contactor 30KW, regim AC-3 | 42 | cerere oferta | N | 1 | 3.2 | 1 | 1.052 | KG | 132 1X55X115 | 4015082779092 |  | 708 | ICD | 1
277904 | DILM65(TVC100) | 277904 | Contactor 30KW, regim AC-3 | 42 | cerere oferta | N | 1 | 3.2 | 1 | 0.872 | KG | 132 1X55X115 | 4015082779047 |  | 708 | ICD | 1
277905 | DILM65(TVC200) | 277905 | Contactor 30KW, regim AC-3 | 42 | cerere oferta | N | 1 | 3.2 | 1 | 0.872 | KG | 132 1X55X115 | 4015082779054 |  | 708 | ICD | 1
208218 | DILM650/22(RA110) | 208218 | Contactor 355 kW, regim AC-3 | 45 | cerere oferta | N | 1 | 0 | 1 | 16.209 | KG | 232X250X296 | 4015082082185 |  | 788 | ICD | 1
208219 | DILM650/22(RA250) | 208219 | Contactor 355 kW, regim AC-3 | 45 | cerere oferta | N | 1 | 0 | 1 | 16.209 | KG | 232X250X296 | 4015082082192 |  | 788 | ICD | 1
208220 | DILM650/22(RAC500) | 208220 | Contactor 355 kW, regim AC-3 | 45 | cerere oferta | N | 1 | 0 | 1 | 16.209 | KG | 232X250X296 | 4015082082208 |  | 788 | ICD | 1
208300 | DILM650-XCT | 208300 | Kit inlocuire contacte forta | 45 | cerere oferta | N | 1 | 0 | 1 | 7.5 | KG | 196X250X296 | 4015082083007 |  | 788 | ICD | 1
208285 | DILM650-XHB | 208285 | Capace protectie borne | 45 | cerere oferta | N | 1 | 0 | 1 | 0.247 | KG | 85X235X145 | 4015082082857 |  | 788 | ICD | 1
277926 | DILM65-22(230V50HZ,240V60HZ) | 277926 | Contactor,30kW/400V,AC-operated | 42 | cerere oferta | S | 1 | 3.2 | 1 | 0.922 | KG | 147X55X115 | 4015082779269 |  | 708 | ICD | 1
239376 | DILM65-XCT | 239376 | Replacement contacts | 42 | cerere oferta | S | 1 | 2.3 | 1 | 0.136 | KG | 100X40X25 | 4015082393762 |  | 708 | ICD | 1
106491 | DILM65-XIP2X | 106491 | Protection cover f. terminals | 42 | cerere oferta | S | 8 | 0.9 | 1 | 0.001 | KG | 5X15X25 5 | 4015081062607 |  | 708 | ICD | 1
281198 | DILM65-XMV | 281198 | Interblocaj mecani pt. DILM40..65 | 42 | cerere oferta | S | 1 | 0.8 | 1 | 0.005 | KG | 121X14X7 | 4015082811983 |  | 708 | ICD | 1
281195 | DILM65-XP1 | 281195 | Punti de legatura pt. DILM40..65 | 42 | cerere oferta | S | 1 | 2.7 | 1 | 0.24 | KG | 77X47X53 | 4015082811952 |  | 708 | ICD | 1
101059 | DILM65-XP2 | 101059 | Punti de legatura pt. DILM40..65 | 42 | cerere oferta | S | 10 | 6.3 | 1 | 0.059 | KG | 25X110X27 | 4015081009541 |  | 708 | ICD | 1
101060 | DILM65-XR | 101060 | Reversing link | 42 | cerere oferta | S | 10 | 6.3 | 1 | 57.5 | G | 20X110X27 | 4015081009558 |  | 708 | ICD | 1
101057 | DILM65-XRL | 101057 | Set punti de legatura- inversoare de sen | 42 | cerere oferta | S | 1 | 6.3 | 1 | 0.114 | KG | 27X110X32 | 4015081009527 |  | 708 | ICD | 1
281192 | DILM65-XS1 | 281192 | Punti pt conexiunea stea DILM40.. 72 | 42 | cerere oferta | S | 10 | 2.7 | 1 | 13.5 | G | 6X47X27 | 4015082811921 |  | 708 | ICD | 1
101058 | DILM65-XSL | 101058 | Set punti pt.conexiune stea-triunghi.DIL | 42 | cerere oferta | S | 1 | 6.3 | 1 | 0.126 | KG | 27X110X32 | 4015081009534 |  | 708 | ICD | 1
281183 | DILM65-XSP(*V50HZ) | 281183 | Bobine pt DILM40..65 | 42 | cerere oferta | N | 1 | 3.2 | 1 | 0.071 | KG | 69X56X48 | 1001342 |  | 708 | ICD | 1
281184 | DILM65-XSP(*V60HZ) | 281184 | Bobine pt DILM40..65 | 42 | cerere oferta | N | 1 | 3.2 | 1 | 0.071 | KG | 69X56X48 | 1001341 |  | 708 | ICD | 1
281168 | DILM65-XSP(110V50HZ,120V60HZ) | 281168 | Bobine pt DILM40..65 | 42 | cerere oferta | S | 1 | 3.2 | 1 | 0.071 | KG | 69X56X48 | 4015082811686 |  | 708 | ICD | 1
281166 | DILM65-XSP(115V60HZ) | 281166 | Bobine pt DILM40..65 | 42 | cerere oferta | S | 1 | 3.2 | 1 | 0.071 | KG | 69X56X48 | 4015082811662 |  | 708 | ICD | 1
283379 | DILM65-XSP(208V60HZ) | 283379 | Bobine pt DILM40..65 | 42 | cerere oferta | S | 1 | 3.2 | 1 | 0.071 | KG | 69X56X48 | 4015082833794 |  | 708 | ICD | 1
281171 | DILM65-XSP(230V50HZ,240V60HZ) | 281171 | Bobine pt DILM40..65 | 42 | cerere oferta | S | 1 | 3.2 | 1 | 0.071 | KG | 69X56X48 | 4015082811716 |  | 708 | ICD | 1
281162 | DILM65-XSP(240V50HZ) | 281162 | Bobine pt DILM40..65 | 42 | cerere oferta | S | 1 | 3.2 | 1 | 0.071 | KG | 69X56X48 | 4015082811624 |  | 708 | ICD | 1
281160 | DILM65-XSP(24V50HZ) | 281160 | Bobine pt DILM40..65 | 42 | cerere oferta | S | 1 | 3.2 | 1 | 0.071 | KG | 69X56X48 | 4015082811600 |  | 708 | ICD | 1
281164 | DILM65-XSP(24V60HZ) | 281164 | Bobine pt DILM40..65 | 42 | cerere oferta | S | 1 | 3.2 | 1 | 0.071 | KG | 69X56X48 | 4015082811648 |  | 708 | ICD | 1
281172 | DILM65-XSP(380V50HZ,440V60HZ) | 281172 | Bobine pt DILM40..65 | 42 | cerere oferta | S | 1 | 3.2 | 1 | 0.071 | KG | 69X56X48 | 4015082811723 |  | 708 | ICD | 1
281173 | DILM65-XSP(400V50HZ,440V60HZ) | 281173 | Bobine pt DILM40..65 | 42 | cerere oferta | S | 1 | 3.2 | 1 | 0.071 | KG | 69X56X48 | 4015082811730 |  | 708 | ICD | 1
281167 | DILM65-XSP(42V50HZ,48V60HZ) | 281167 | Bobine pt DILM40..65 | 42 | cerere oferta | S | 1 | 3.2 | 1 | 0.071 | KG | 69X56X48 | 4015082811679 |  | 708 | ICD | 1
281161 | DILM65-XSP(48V50HZ) | 281161 | Bobine pt DILM40..65 | 42 | cerere oferta | S | 1 | 3.2 | 1 | 0.071 | KG | 69X56X48 | 4015082811617 |  | 708 | ICD | 1
283380 | DILM65-XSP(600V60HZ) | 283380 | Bobine pt DILM40..65 | 42 | cerere oferta | S | 1 | 3.2 | 1 | 0.071 | KG | 69X56X48 | 4015082833800 |  | 708 | ICD | 1
281187 | DILM65-XSP(RDC130) | 281187 | Bobine pt DILM40..65 | 42 | cerere oferta | N | 1 | 3.2 | 1 | 0.244 | KG | 85X56X52 | 4015082811877 |  | 708 | ICD | 1
281185 | DILM65-XSP(RDC24) | 281185 | Bobine pt DILM40..65 | 42 | cerere oferta | N | 1 | 3.2 | 1 | 0.244 | KG | 85X56X52 | 4015082811853 |  | 708 | ICD | 1
281188 | DILM65-XSP(RDC240) | 281188 | Bobine pt DILM40..65 | 42 | cerere oferta | N | 1 | 3.2 | 1 | 0.244 | KG | 85X56X52 | 4015082811884 |  | 708 | ICD | 1
281186 | DILM65-XSP(RDC60) | 281186 | Bobine pt DILM40..65 | 42 | cerere oferta | N | 1 | 3.2 | 1 | 0.244 | KG | 85X56X52 | 4015082811860 |  | 708 | ICD | 1
281181 | DILM65-XSP(TVC100) | 281181 | Bobine pt DILM40..65 | 42 | cerere oferta | N | 1 | 3.2 | 1 | 0.071 | KG | 69X56X48 | 4015082811815 |  | 708 | ICD | 1
281182 | DILM65-XSP(TVC200) | 281182 | Bobine pt DILM40..65 | 42 | cerere oferta | N | 1 | 3.2 | 1 | 0.071 | KG | 69X56X48 | 4015082811822 |  | 708 | ICD | 1
276597 | DILM7-01(*V50HZ) | 276597 | Contactor 3KW, regim AC-3 | 40 | cerere oferta | N | 1 | 2.5 | 1 | 0.24 | KG | 75X45X68 | 1001423 |  | 706 | ICD | 1
276598 | DILM7-01(*V60HZ) | 276598 | Contactor 3KW, regim AC-3 | 40 | cerere oferta | N | 1 | 2.5 | 1 | 0.24 | KG | 75X45X68 | 1001422 |  | 706 | ICD | 1
276605 | DILM7-01(*VDC) | 276605 | Contactor 3KW, regim AC-3 | 40 | cerere oferta | N | 1 | 2.5 | 1 | 0.296 | KG | 75X45X68 | 1001421 |  | 706 | ICD | 1
276582 | DILM7-01(110V50HZ,120V60HZ) | 276582 | Contactor 3KW, regim AC-3 | 40 | cerere oferta | N | 1 | 2.5 | 1 | 0.24 | KG | 75X45X68 | 4015082765828 |  | 706 | ICD | 1
276603 | DILM7-01(110VDC) | 276603 | Contactor 3KW, regim AC-3 | 40 | cerere oferta | N | 1 | 2.5 | 1 | 0.296 | KG | 75X45X68 | 4015082766030 |  | 706 | ICD | 1
276578 | DILM7-01(115V60HZ) | 276578 | Contactor 3KW, regim AC-3 | 40 | cerere oferta | N | 1 | 2.5 | 1 | 0.24 | KG | 75X45X68 | 4015082765781 |  | 706 | ICD | 1
276579 | DILM7-01(208V60HZ) | 276579 | Contactor 3KW, regim AC-3 | 40 | cerere oferta | N | 1 | 2.5 | 1 | 0.24 | KG | 75X45X68 | 4015082765798 |  | 706 | ICD | 1
276592 | DILM7-01(220V50/60HZ) | 276592 | Contactor,3kW/400V,AC-operated | 41 | cerere oferta | N | 1 | 2.5 | 1 | 0.24 | KG | 75X45X68 | 4015082765927 |  | 706 | ICD | 1
276604 | DILM7-01(220VDC) | 276604 | Contactor 3KW, regim AC-3 | 40 | cerere oferta | N | 1 | 2.5 | 1 | 0.296 | KG | 75X45X68 | 4015082766047 |  | 706 | ICD | 1
276585 | DILM7-01(230V50HZ,240V60HZ) | 276585 | Contactor 3KW, regim AC-3 | 40 | cerere oferta | S | 1 | 2.5 | 1 | 0.24 | KG | 75X45X68 | 4015082765859 |  | 706 | ICD | 1
276574 | DILM7-01(240V50HZ) | 276574 | Contactor 3KW, regim AC-3 | 40 | cerere oferta | N | 1 | 2.5 | 1 | 0.24 | KG | 75X45X68 | 4015082765743 |  | 706 | ICD | 1
276572 | DILM7-01(24V50HZ) | 276572 | Contactor 3KW, regim AC-3 | 40 | cerere oferta | N | 1 | 2.5 | 1 | 0.24 | KG | 75X45X68 | 4015082765729 |  | 706 | ICD | 1
276576 | DILM7-01(24V60HZ) | 276576 | Contactor 3KW, regim AC-3 | 40 | cerere oferta | N | 1 | 2.5 | 1 | 0.24 | KG | 75X45X68 | 4015082765767 |  | 706 | ICD | 1
276600 | DILM7-01(24VDC) | 276600 | Contactor 3KW, regim AC-3 | 40 | cerere oferta | N | 1 | 2.5 | 1 | 0.296 | KG | 75X45X68 | 4015082766009 |  | 706 | ICD | 1
276586 | DILM7-01(380V50HZ,440V60HZ) | 276586 | Contactor 3KW, regim AC-3 | 40 | cerere oferta | N | 1 | 2.5 | 1 | 0.24 | KG | 75X45X68 | 4015082765866 |  | 706 | ICD | 1
276587 | DILM7-01(400V50HZ,440V60HZ) | 276587 | Contactor 3KW, regim AC-3 | 40 | cerere oferta | N | 1 | 2.5 | 1 | 0.24 | KG | 75X45X68 | 4015082765873 |  | 706 | ICD | 1
276581 | DILM7-01(42V50HZ,48V60HZ) | 276581 | Contactor 3KW, regim AC-3 | 40 | cerere oferta | N | 1 | 2.5 | 1 | 0.24 | KG | 75X45X68 | 4015082765811 |  | 706 | ICD | 1
276573 | DILM7-01(48V50HZ) | 276573 | Contactor 3KW, regim AC-3 | 40 | cerere oferta | N | 1 | 2.5 | 1 | 0.24 | KG | 75X45X68 | 4015082765736 |  | 706 | ICD | 1
276601 | DILM7-01(48VDC) | 276601 | Contactor 3KW, regim AC-3 | 40 | cerere oferta | N | 1 | 2.5 | 1 | 0.296 | KG | 75X45X68 | 4015082766016 |  | 706 | ICD | 1
276580 | DILM7-01(600V60HZ) | 276580 | Contactor 3KW, regim AC-3 | 40 | cerere oferta | N | 1 | 2.5 | 1 | 0.24 | KG | 75X45X68 | 4015082765804 |  | 706 | ICD | 1
276595 | DILM7-01(TVC100) | 276595 | Contactor 3KW, regim AC-3 | 40 | cerere oferta | N | 1 | 2.5 | 1 | 0.24 | KG | 75X45X68 | 4015082765958 |  | 706 | ICD | 1
276596 | DILM7-01(TVC200) | 276596 | Contactor 3KW, regim AC-3 | 40 | cerere oferta | N | 1 | 2.5 | 1 | 0.24 | KG | 75X45X68 | 4015082765965 |  | 706 | ICD | 1
276562 | DILM7-10(*V50HZ) | 276562 | Contactor 3KW, regim AC-3 | 40 | cerere oferta | N | 1 | 2.5 | 1 | 0.24 | KG | 75X45X68 | 1001426 |  | 706 | ICD | 1
276563 | DILM7-10(*V60HZ) | 276563 | Contactor 3KW, regim AC-3 | 40 | cerere oferta | N | 1 | 2.5 | 1 | 0.24 | KG | 75X45X68 | 1001425 |  | 706 | ICD | 1
276570 | DILM7-10(*VDC) | 276570 | Contactor 3KW, regim AC-3 | 40 | cerere oferta | N | 1 | 2.5 | 1 | 0.296 | KG | 75X45X68 | 1004139 |  | 706 | ICD | 1
276547 | DILM7-10(110V50HZ,120V60HZ) | 276547 | Contactor 3KW, regim AC-3 | 40 | cerere oferta | N | 1 | 2.5 | 1 | 0.24 | KG | 75X45X68 | 4015082765477 |  | 706 | ICD | 1
276568 | DILM7-10(110VDC) | 276568 | Contactor 3KW, regim AC-3 | 40 | cerere oferta | N | 1 | 2.5 | 1 | 0.296 | KG | 75X45X68 | 4015082765682 |  | 706 | ICD | 1
276543 | DILM7-10(115V60HZ) | 276543 | Contactor 3KW, regim AC-3 | 40 | cerere oferta | N | 1 | 2.5 | 1 | 0.24 | KG | 75X45X68 | 4015082765439 |  | 706 | ICD | 1
276564 | DILM7-10(12VDC) | 276564 | Contactor 3KW, regim AC-3 | 40 | cerere oferta | N | 1 | 2.5 | 1 | 0.296 | KG | 75X45X68 | 4015082765644 |  | 706 | ICD | 1
276544 | DILM7-10(208V60HZ) | 276544 | Contactor 3KW, regim AC-3 | 40 | cerere oferta | N | 1 | 2.5 | 1 | 0.24 | KG | 75X45X68 | 4015082765446 |  | 706 | ICD | 1
276569 | DILM7-10(220VDC) | 276569 | Contactor 3KW, regim AC-3 | 40 | cerere oferta | N | 1 | 2.5 | 1 | 0.296 | KG | 75X45X68 | 4015082765699 |  | 706 | ICD | 1
276550 | DILM7-10(230V50HZ,240V60HZ) | 276550 | Contactor 3KW, regim AC-3 | 40 | cerere oferta | S | 1 | 2.5 | 1 | 0.24 | KG | 75X45X68 | 4015082765507 |  | 706 | ICD | 1
276539 | DILM7-10(240V50HZ) | 276539 | Contactor 3KW, regim AC-3 | 40 | cerere oferta | N | 1 | 2.5 | 1 | 0.24 | KG | 75X45X68 | 4015082765392 |  | 706 | ICD | 1
276537 | DILM7-10(24V50HZ) | 276537 | Contactor 3KW, regim AC-3 | 40 | cerere oferta | N | 1 | 2.5 | 1 | 0.24 | KG | 75X45X68 | 4015082765378 |  | 706 | ICD | 1
276541 | DILM7-10(24V60HZ) | 276541 | Contactor 3KW, regim AC-3 | 40 | cerere oferta | N | 1 | 2.5 | 1 | 0.24 | KG | 75X45X68 | 4015082765415 |  | 706 | ICD | 1
276565 | DILM7-10(24VDC) | 276565 | Contactor 3KW, regim AC-3 | 40 | cerere oferta | N | 1 | 2.5 | 1 | 0.296 | KG | 75X45X68 | 4015082765651 |  | 706 | ICD | 1
276551 | DILM7-10(380V50HZ,440V60HZ) | 276551 | Contactor 3KW, regim AC-3 | 40 | cerere oferta | N | 1 | 2.5 | 1 | 0.24 | KG | 75X45X68 | 4015082765514 |  | 706 | ICD | 1
276552 | DILM7-10(400V50HZ,440V60HZ) | 276552 | Contactor 3KW, regim AC-3 | 40 | cerere oferta | N | 1 | 2.5 | 1 | 0.24 | KG | 75X45X68 | 4015082765521 |  | 706 | ICD | 1
276546 | DILM7-10(42V50HZ,48V60HZ) | 276546 | Contactor 3KW, regim AC-3 | 40 | cerere oferta | N | 1 | 2.5 | 1 | 0.24 | KG | 75X45X68 | 4015082765460 |  | 706 | ICD | 1
276538 | DILM7-10(48V50HZ) | 276538 | Contactor 3KW, regim AC-3 | 40 | cerere oferta | N | 1 | 2.5 | 1 | 0.24 | KG | 75X45X68 | 4015082765385 |  | 706 | ICD | 1
276566 | DILM7-10(48VDC) | 276566 | Contactor 3KW, regim AC-3 | 40 | cerere oferta | N | 1 | 2.5 | 1 | 0.296 | KG | 75X45X68 | 4015082765668 |  | 706 | ICD | 1
276545 | DILM7-10(600V60HZ) | 276545 | Contactor 3KW, regim AC-3 | 40 | cerere oferta | N | 1 | 2.5 | 1 | 0.24 | KG | 75X45X68 | 4015082765453 |  | 706 | ICD | 1
276560 | DILM7-10(TVC100) | 276560 | Contactor 3KW, regim AC-3 | 40 | cerere oferta | N | 1 | 2.5 | 1 | 0.24 | KG | 75X45X68 | 4015082765606 |  | 706 | ICD | 1
276561 | DILM7-10(TVC200) | 276561 | Contactor 3KW, regim AC-3 | 40 | cerere oferta | N | 1 | 2.5 | 1 | 0.24 | KG | 75X45X68 | 4015082765613 |  | 706 | ICD | 1
109205 | DILM72(*V50HZ) | 109205 | Contactor 37KW, regim AC-3 | 42 | cerere oferta | N | 1 | 3.2 | 1 | 0.872 | KG | 132 1X55X115 | 1005027 |  | 708 | ICD | 1
109206 | DILM72(*V60HZ) | 109206 | Contactor 37KW, regim AC-3 | 42 | cerere oferta | N | 1 | 3.2 | 1 | 0.872 | KG | 132 1X55X115 | 1005026 |  | 708 | ICD | 1
109191 | DILM72(110V50HZ,120V60HZ) | 109191 | Contactor,37kW/400V,AC operated | 42 | cerere oferta | N | 1 | 3.2 | 1 | 0.872 | KG | 132 1X55X115 | 4015081088119 |  | 708 | ICD | 1
107670 | DILM72(230V50HZ,240V60HZ) | 107670 | Contactor 37KW, regim AC-3 | 42 | cerere oferta | N | 1 | 3.2 | 1 | 0.872 | KG | 132 1X55X115 | 4015081073368 |  | 708 | ICD | 1
109195 | DILM72(400V50HZ,440V60HZ) | 109195 | Contactor,37kW/400V,AC operated | 42 | cerere oferta | N | 1 | 3.2 | 1 | 0.872 | KG | 132 1X55X115 | 4015081088157 |  | 708 | ICD | 1
107671 | DILM72(RDC24) | 107671 | Contactor 37KW, regim AC-3 | 42 | cerere oferta | N | 1 | 3.2 | 1 | 1.052 | KG | 132 1X55X115 | 4015081073375 |  | 708 | ICD | 1
109209 | DILM72(RDC240) | 109209 | Contactor,37kW/400V,DC operated | 42 | cerere oferta | N | 1 | 3.2 | 1 | 1.052 | KG | 132 1X55X115 | 4015081088270 |  | 708 | ICD | 1
276620 | DILM7-21(230V50HZ,240V60HZ) | 276620 | Contactor,3kW/400V,AC-operated | 40 | cerere oferta | N | 1 | 2.5 | 1 | 0.28 | KG | 117X45X68 | 4015082766207 |  | 706 | ICD | 1
106360 | DILM7-22(230V50HZ,240V60HZ) | 106360 | Contactor 3KW, regim AC-3 | 40 | cerere oferta | N | 1 | 2.5 | 1 | 0.296 | KG | 117X45X68 | 4015081061303 |  | 706 | ICD | 1
106367 | DILM7-22(24VDC) | 106367 | Contactor 3KW, regim AC-3 | 40 | cerere oferta | N | 1 | 2.5 | 1 | 0.351 | KG | 117X45X68 | 4015081061372 |  | 706 | ICD | 1
208221 | DILM750/22(RA110) | 208221 | Contactor 400 kW, regim AC-3 | 45 | cerere oferta | N | 1 | 0 | 1 | 16.52 | KG | 232X250X296 | 4015082082215 |  | 788 | ICD | 1
208222 | DILM750/22(RA250) | 208222 | Contactor 400 kW, regim AC-3 | 45 | cerere oferta | N | 1 | 0 | 1 | 16.52 | KG | 232X250X296 | 4015082082222 |  | 788 | ICD | 1
208223 | DILM750/22(RAC500) | 208223 | Contactor 400 kW, regim AC-3 | 45 | cerere oferta | N | 1 | 0 | 1 | 16.52 | KG | 232X250X296 | 4015082082239 |  | 788 | ICD | 1
208301 | DILM750-XCT | 208301 | Kit inlocuire contacte forta | 45 | cerere oferta | N | 1 | 0 | 1 | 7.5 | KG | 196X250X296 | 4015082083014 |  | 788 | ICD | 1
239399 | DILM80(110V50HZ,120V60HZ) | 239399 | Contactor 37 kW,regim AC-3 | 43 | cerere oferta | N | 1 | 0 | 1 | 2.18 | KG | 160X90X170 | 4015082393991 |  | 709 | ICD | 1
239379 | DILM80(115V60HZ) | 239379 | Contactor 37 kW,regim AC-3 | 43 | cerere oferta | N | 1 | 0 | 1 | 2.18 | KG | 160X90X170 | 4015082393793 |  | 709 | ICD | 1
239384 | DILM80(208V60HZ) | 239384 | Contactor 37 kW,regim AC-3 | 43 | cerere oferta | N | 1 | 0 | 1 | 2.18 | KG | 160X90X170 | 4015082393847 |  | 709 | ICD | 1
239409 | DILM80(220V50/60HZ) | 239409 | Contactor,37kW/400V,AC operated | 41 | cerere oferta | N | 1 | 5 | 1 | 2.18 | KG | 160X90X170 | 4015082394097 |  | 709 | ICD | 1
239410 | DILM80(230V50/60HZ) | 239410 | Contactor,37kW/400V,AC operated | 43 | cerere oferta | N | 1 | 0 | 1 | 2.18 | KG | 160X90X170 | 4015082394103 |  | 709 | ICD | 1
239402 | DILM80(230V50HZ,240V60HZ) | 239402 | Contactor 37 kW,regim AC-3 | 43 | cerere oferta | N | 1 | 0 | 1 | 2.18 | KG | 160X90X170 | 4015082394028 |  | 709 | ICD | 1
235910 | DILM80(240V50HZ) | 235910 | Contactor 37 kW,regim AC-3 | 43 | cerere oferta | N | 1 | 0 | 1 | 2.18 | KG | 160X90X170 | 4015082359102 |  | 709 | ICD | 1
235904 | DILM80(24V50HZ) | 235904 | Contactor 37 kW,regim AC-3 | 43 | cerere oferta | N | 1 | 0 | 1 | 2.18 | KG | 160X90X170 | 4015082359041 |  | 709 | ICD | 1
239377 | DILM80(24V60HZ) | 239377 | Contactor 37 kW,regim AC-3 | 43 | cerere oferta | N | 1 | 0 | 1 | 2.18 | KG | 160X90X170 | 4015082393779 |  | 709 | ICD | 1
239403 | DILM80(380V50HZ,440V60HZ) | 239403 | Contactor 37 kW,regim AC-3 | 43 | cerere oferta | N | 1 | 0 | 1 | 2.18 | KG | 160X90X170 | 4015082394035 |  | 709 | ICD | 1
239404 | DILM80(400V50HZ,440V60HZ) | 239404 | Contactor 37 kW,regim AC-3 | 43 | cerere oferta | N | 1 | 0 | 1 | 2.18 | KG | 160X90X170 | 4015082394042 |  | 709 | ICD | 1
239394 | DILM80(42V50HZ,48V60HZ) | 239394 | Contactor 37 kW,regim AC-3 | 43 | cerere oferta | N | 1 | 0 | 1 | 2.18 | KG | 160X90X170 | 4015082393946 |  | 709 | ICD | 1
235909 | DILM80(48V50HZ) | 235909 | Contactor 37 kW,regim AC-3 | 43 | cerere oferta | N | 1 | 0 | 1 | 2.18 | KG | 160X90X170 | 4015082359096 |  | 709 | ICD | 1
239389 | DILM80(600V60HZ) | 239389 | Contactor 37 kW,regim AC-3 | 43 | cerere oferta | N | 1 | 0 | 1 | 2.184 | KG | 159X90X170 | 4015082393892 |  | 709 | ICD | 1
239418 | DILM80(RDC130) | 239418 | Contactor 37 kW,regim AC-3 | 43 | cerere oferta | N | 1 | 0 | 1 | 2.25 | KG | 160X90X170 | 4015082394189 |  | 709 | ICD | 1
239416 | DILM80(RDC24) | 239416 | Contactor 37 kW,regim AC-3 | 43 | cerere oferta | N | 1 | 0 | 1 | 2.25 | KG | 160X90X170 | 4015082394165 |  | 709 | ICD | 1
239419 | DILM80(RDC240) | 239419 | Contactor 37 kW,regim AC-3 | 43 | cerere oferta | N | 1 | 0 | 1 | 2.25 | KG | 160X90X170 | 4015082394196 |  | 709 | ICD | 1
239417 | DILM80(RDC60) | 239417 | Contactor 37 kW,regim AC-3 | 43 | cerere oferta | N | 1 | 0 | 1 | 2.25 | KG | 160X90X170 | 4015082394172 |  | 709 | ICD | 1
239412 | DILM80(TVC100) | 239412 | Contactor 37 kW,regim AC-3 | 43 | cerere oferta | N | 1 | 0 | 1 | 2.25 | KG | 160X90X170 | 4015082394127 |  | 709 | ICD | 1
239413 | DILM80(TVC200) | 239413 | Contactor 37 kW,regim AC-3 | 43 | cerere oferta | N | 1 | 0 | 1 | 2.25 | KG | 160X90X170 | 4015082394134 |  | 709 | ICD | 1
208224 | DILM820/22(RA110) | 208224 | Contactor 450 kW, regim AC-3 | 45 | cerere oferta | N | 1 | 0 | 1 | 16.536 | KG | 232X250X296 | 4015082082246 |  | 788 | ICD | 1
208225 | DILM820/22(RA250) | 208225 | Contactor 450 kW, regim AC-3 | 45 | cerere oferta | N | 1 | 0 | 1 | 16.536 | KG | 232X250X296 | 4015082082253 |  | 788 | ICD | 1
208226 | DILM820/22(RAC500) | 208226 | Contactor 450 kW, regim AC-3 | 45 | cerere oferta | N | 1 | 0 | 1 | 16.536 | KG | 232X250X296 | 4015082082260 |  | 788 | ICD | 1
208302 | DILM820-XCT | 208302 | Kit inlocuire contacte forta | 45 | cerere oferta | N | 1 | 0 | 1 | 7.5 | KG | 196X250X296 | 4015082083021 |  | 788 | ICD | 1
208284 | DILM820-XHB | 208284 | Capace protectie borne | 45 | cerere oferta | N | 1 | 0 | 1 | 0.238 | KG | 85X235X145 | 4015082082840 |  | 788 | ICD | 1
208282 | DILM820-XHI11-SA | 208282 | Aux. contacts 1NO/1NC external | 45 | cerere oferta | N | 1 | 0 | 1 | 0.041 | KG | 77X15X77 | 4015082082826 |  | 788 | ICD | 1
208281 | DILM820-XHI11-SI | 208281 | Bloc contacte auxiliare | 45 | cerere oferta | N | 1 | 0 | 1 | 0.037 | KG | 77X15X77 | 4015082082819 |  | 788 | ICD | 1
208283 | DILM820-XHI11V-SI | 208283 | Bloc contacte auxiliare | 45 | cerere oferta | N | 1 | 0 | 1 | 0.04 | KG | 77X15X77 | 4015082082833 |  | 788 | ICD | 1
208295 | DILM820-XKB-S | 208295 | Set borne | 45 | cerere oferta | N | 1 | 0 | 1 | 0.76 | KG | 30X150X70 | 4015082082956 |  | 788 | ICD | 1
208288 | DILM820-XMV | 208288 | Interblocaj mecanic | 45 | cerere oferta | N | 1 | 0 | 1 | 4.712 | KG | 80X515X300 | 4015082082888 |  | 788 | ICD | 1
276737 | DILM9-01(*V50HZ) | 276737 | Contactor 4KW, regim AC-3 | 40 | cerere oferta | N | 1 | 2.5 | 1 | 0.24 | KG | 75X45X68 | 1001417 |  | 706 | ICD | 1
276738 | DILM9-01(*V60HZ) | 276738 | Contactor 4KW, regim AC-3 | 40 | cerere oferta | N | 1 | 2.5 | 1 | 0.24 | KG | 75X45X68 | 1001416 |  | 706 | ICD | 1
276745 | DILM9-01(*VDC) | 276745 | Contactor 4KW, regim AC-3 | 40 | cerere oferta | N | 1 | 2.5 | 1 | 0.296 | KG | 75X45X68 | 1004782 |  | 706 | ICD | 1
276722 | DILM9-01(110V50HZ,120V60HZ) | 276722 | Contactor 4KW, regim AC-3 | 40 | cerere oferta | N | 1 | 2.5 | 1 | 0.24 | KG | 75X45X68 | 4015082767228 |  | 706 | ICD | 1
276743 | DILM9-01(110VDC) | 276743 | Contactor 4KW, regim AC-3 | 40 | cerere oferta | N | 1 | 2.5 | 1 | 0.296 | KG | 75X45X68 | 4015082767433 |  | 706 | ICD | 1
276739 | DILM9-01(12VDC) | 276739 | Contactor 4KW, regim AC-3 | 40 | cerere oferta | N | 1 | 2.5 | 1 | 0.292 | KG | 75X45X68 | 4015082767396 |  | 706 | ICD | 1
276719 | DILM9-01(208V60HZ) | 276719 | Contactor 4KW, regim AC-3 | 40 | cerere oferta | N | 1 | 2.5 | 1 | 0.24 | KG | 75X45X68 | 4015082767198 |  | 706 | ICD | 1
276732 | DILM9-01(220V50/60HZ) | 276732 | Contactor,4kW/400V,AC-operated | 41 | cerere oferta | N | 1 | 2.5 | 1 | 0.24 | KG | 75X45X68 | 4015082767327 |  | 706 | ICD | 1
276744 | DILM9-01(220VDC) | 276744 | Contactor 4KW, regim AC-3 | 40 | cerere oferta | N | 1 | 2.5 | 1 | 0.296 | KG | 75X45X68 | 4015082767440 |  | 706 | ICD | 1
276725 | DILM9-01(230V50HZ,240V60HZ) | 276725 | Contactor 4KW, regim AC-3 | 40 | cerere oferta | S | 1 | 2.5 | 1 | 0.24 | KG | 75X45X68 | 4015082767259 |  | 706 | ICD | 1
276714 | DILM9-01(240V50HZ) | 276714 | Contactor 4KW, regim AC-3 | 40 | cerere oferta | N | 1 | 2.5 | 1 | 0.24 | KG | 75X45X68 | 4015082767143 |  | 706 | ICD | 1
276712 | DILM9-01(24V50HZ) | 276712 | Contactor 4KW, regim AC-3 | 40 | cerere oferta | N | 1 | 2.5 | 1 | 0.24 | KG | 75X45X68 | 4015082767129 |  | 706 | ICD | 1
276716 | DILM9-01(24V60HZ) | 276716 | Contactor 4KW, regim AC-3 | 40 | cerere oferta | N | 1 | 2.5 | 1 | 0.24 | KG | 75X45X68 | 4015082767167 |  | 706 | ICD | 1
276740 | DILM9-01(24VDC) | 276740 | Contactor 4KW, regim AC-3 | 40 | cerere oferta | N | 1 | 2.5 | 1 | 0.296 | KG | 75X45X68 | 4015082767402 |  | 706 | ICD | 1
276726 | DILM9-01(380V50HZ,440V60HZ) | 276726 | Contactor 4KW, regim AC-3 | 40 | cerere oferta | N | 1 | 2.5 | 1 | 0.24 | KG | 75X45X68 | 4015082767266 |  | 706 | ICD | 1
276727 | DILM9-01(400V50HZ,440V60HZ) | 276727 | Contactor 4KW, regim AC-3 | 40 | cerere oferta | N | 1 | 2.5 | 1 | 0.24 | KG | 75X45X68 | 4015082767273 |  | 706 | ICD | 1
276721 | DILM9-01(42V50HZ,48V60HZ) | 276721 | Contactor 4KW, regim AC-3 | 40 | cerere oferta | N | 1 | 2.5 | 1 | 0.24 | KG | 75X45X68 | 4015082767211 |  | 706 | ICD | 1
276713 | DILM9-01(48V50HZ) | 276713 | Contactor 4KW, regim AC-3 | 40 | cerere oferta | N | 1 | 2.5 | 1 | 0.24 | KG | 75X45X68 | 4015082767136 |  | 706 | ICD | 1
276741 | DILM9-01(48VDC) | 276741 | Contactor 4KW, regim AC-3 | 40 | cerere oferta | N | 1 | 2.5 | 1 | 0.296 | KG | 75X45X68 | 4015082767419 |  | 706 | ICD | 1
276720 | DILM9-01(600V60HZ) | 276720 | Contactor 4KW, regim AC-3 | 40 | cerere oferta | N | 1 | 2.5 | 1 | 0.24 | KG | 75X45X68 | 4015082767204 |  | 706 | ICD | 1
276735 | DILM9-01(TVC100) | 276735 | Contactor 4KW, regim AC-3 | 40 | cerere oferta | N | 1 | 2.5 | 1 | 0.24 | KG | 75X45X68 | 4015082767358 |  | 706 | ICD | 1
276736 | DILM9-01(TVC200) | 276736 | Contactor 4KW, regim AC-3 | 40 | cerere oferta | N | 1 | 2.5 | 1 | 0.24 | KG | 75X45X68 | 4015082767365 |  | 706 | ICD | 1
276702 | DILM9-10(*V50HZ) | 276702 | Contactor 4KW, regim AC-3 | 40 | cerere oferta | N | 1 | 2.5 | 1 | 0.24 | KG | 75X45X68 | 1002922 |  | 706 | ICD | 1
276703 | DILM9-10(*V60HZ) | 276703 | Contactor 4KW, regim AC-3 | 40 | cerere oferta | N | 1 | 2.5 | 1 | 0.24 | KG | 75X45X68 | 1001419 |  | 706 | ICD | 1
276710 | DILM9-10(*VDC) | 276710 | Contactor 4KW, regim AC-3 | 40 | cerere oferta | N | 1 | 2.5 | 1 | 0.296 | KG | 75X45X68 | 1001418 |  | 706 | ICD | 1
276687 | DILM9-10(110V50HZ,120V60HZ) | 276687 | Contactor 4KW, regim AC-3 | 40 | cerere oferta | N | 1 | 2.5 | 1 | 0.24 | KG | 75X45X68 | 4015082766870 |  | 706 | ICD | 1
276708 | DILM9-10(110VDC) | 276708 | Contactor 4KW, regim AC-3 | 40 | cerere oferta | N | 1 | 2.5 | 1 | 0.296 | KG | 75X45X68 | 4015082767082 |  | 706 | ICD | 1
276683 | DILM9-10(115V60HZ) | 276683 | Contactor 4KW, regim AC-3 | 40 | cerere oferta | N | 1 | 2.5 | 1 | 0.24 | KG | 75X45X68 | 4015082766832 |  | 706 | ICD | 1
276704 | DILM9-10(12VDC) | 276704 | Contactor 4KW, regim AC-3 | 40 | cerere oferta | N | 1 | 2.5 | 1 | 0.296 | KG | 75X45X68 | 4015082767044 |  | 706 | ICD | 1
276684 | DILM9-10(208V60HZ) | 276684 | Contactor 4KW, regim AC-3 | 40 | cerere oferta | N | 1 | 2.5 | 1 | 0.24 | KG | 75X45X68 | 4015082766849 |  | 706 | ICD | 1
276697 | DILM9-10(220V50/60HZ) | 276697 | Contactor,4kW/400V,AC-operated | 41 | cerere oferta | N | 1 | 2.5 | 1 | 0.24 | KG | 75X45X68 | 4015082766979 |  | 706 | ICD | 1
276709 | DILM9-10(220VDC) | 276709 | Contactor 4KW, regim AC-3 | 40 | cerere oferta | N | 1 | 2.5 | 1 | 0.296 | KG | 75X45X68 | 4015082767099 |  | 706 | ICD | 1
276690 | DILM9-10(230V50HZ,240V60HZ) | 276690 | Contactor 4KW, regim AC-3 | 40 | cerere oferta | S | 1 | 2.5 | 1 | 0.24 | KG | 75X45X68 | 4015082766900 |  | 706 | ICD | 1
276679 | DILM9-10(240V50HZ) | 276679 | Contactor 4KW, regim AC-3 | 40 | cerere oferta | N | 1 | 2.5 | 1 | 0.24 | KG | 75X45X68 | 4015082766795 |  | 706 | ICD | 1
276677 | DILM9-10(24V50HZ) | 276677 | Contactor 4KW, regim AC-3 | 40 | cerere oferta | N | 1 | 2.5 | 1 | 0.24 | KG | 75X45X68 | 4015082766771 |  | 706 | ICD | 1
276681 | DILM9-10(24V60HZ) | 276681 | Contactor 4KW, regim AC-3 | 40 | cerere oferta | N | 1 | 2.5 | 1 | 0.24 | KG | 75X45X68 | 4015082766818 |  | 706 | ICD | 1
276705 | DILM9-10(24VDC) | 276705 | Contactor 4KW, regim AC-3 | 40 | cerere oferta | N | 1 | 2.5 | 1 | 0.296 | KG | 75X45X68 | 4015082767051 |  | 706 | ICD | 1
276691 | DILM9-10(380V50HZ,440V60HZ) | 276691 | Contactor 4KW, regim AC-3 | 40 | cerere oferta | N | 1 | 2.5 | 1 | 0.24 | KG | 75X45X68 | 4015082766917 |  | 706 | ICD | 1
276692 | DILM9-10(400V50HZ,440V60HZ) | 276692 | Contactor 4KW, regim AC-3 | 40 | cerere oferta | N | 1 | 2.5 | 1 | 0.24 | KG | 75X45X68 | 4015082766924 |  | 706 | ICD | 1
276686 | DILM9-10(42V50HZ,48V60HZ) | 276686 | Contactor 4KW, regim AC-3 | 40 | cerere oferta | N | 1 | 2.5 | 1 | 0.24 | KG | 75X45X68 | 4015082766863 |  | 706 | ICD | 1
276678 | DILM9-10(48V50HZ) | 276678 | Contactor 4KW, regim AC-3 | 40 | cerere oferta | N | 1 | 2.5 | 1 | 0.24 | KG | 75X45X68 | 4015082766788 |  | 706 | ICD | 1
276706 | DILM9-10(48VDC) | 276706 | Contactor 4KW, regim AC-3 | 40 | cerere oferta | N | 1 | 2.5 | 1 | 0.296 | KG | 75X45X68 | 4015082767068 |  | 706 | ICD | 1
276685 | DILM9-10(600V60HZ) | 276685 | Contactor 4KW, regim AC-3 | 40 | cerere oferta | N | 1 | 2.5 | 1 | 0.24 | KG | 75X45X68 | 4015082766856 |  | 706 | ICD | 1
276707 | DILM9-10(60VDC) | 276707 | Contactor 4KW, regim AC-3 | 40 | cerere oferta | N | 1 | 2.5 | 1 | 0.296 | KG | 75X45X68 | 4015082767075 |  | 706 | ICD | 1
276700 | DILM9-10(TVC100) | 276700 | Contactor 4KW, regim AC-3 | 40 | cerere oferta | N | 1 | 2.5 | 1 | 0.24 | KG | 75X45X68 | 4015082767006 |  | 706 | ICD | 1
276701 | DILM9-10(TVC200) | 276701 | Contactor 4KW, regim AC-3 | 40 | cerere oferta | N | 1 | 2.5 | 1 | 0.24 | KG | 75X45X68 | 4015082767013 |  | 706 | ICD | 1
239477 | DILM95(110V50HZ,120V60HZ) | 239477 | Contactor 45 kW,regim AC-3 | 43 | cerere oferta | N | 1 | 0 | 1 | 2.18 | KG | 160X90X170 | 4015082394776 |  | 709 | ICD | 1
239473 | DILM95(115V60HZ) | 239473 | Contactor 45 kW,regim AC-3 | 43 | cerere oferta | N | 1 | 0 | 1 | 2.18 | KG | 160X90X170 | 4015082394738 |  | 709 | ICD | 1
239474 | DILM95(208V60HZ) | 239474 | Contactor 45 kW,regim AC-3 | 43 | cerere oferta | N | 1 | 0 | 1 | 2.18 | KG | 160X90X170 | 4015082394745 |  | 709 | ICD | 1
239480 | DILM95(230V50HZ,240V60HZ) | 239480 | Contactor 45 kW,regim AC-3 | 43 | cerere oferta | N | 1 | 0 | 1 | 2.18 | KG | 160X90X170 | 4015082394806 |  | 709 | ICD | 1
239469 | DILM95(240V50HZ) | 239469 | Contactor 45 kW,regim AC-3 | 43 | cerere oferta | N | 1 | 0 | 1 | 2.18 | KG | 160X90X170 | 4015082394691 |  | 709 | ICD | 1
239467 | DILM95(24V50HZ) | 239467 | Contactor 45 kW,regim AC-3 | 43 | cerere oferta | N | 1 | 0 | 1 | 2.18 | KG | 160X90X170 | 4015082394677 |  | 709 | ICD | 1
239471 | DILM95(24V60HZ) | 239471 | Contactor 45 kW,regim AC-3 | 43 | cerere oferta | N | 1 | 0 | 1 | 2.18 | KG | 160X90X170 | 4015082394714 |  | 709 | ICD | 1
239481 | DILM95(380V50HZ,440V60HZ) | 239481 | Contactor 45 kW,regim AC-3 | 43 | cerere oferta | N | 1 | 0 | 1 | 2.18 | KG | 160X90X170 | 4015082394813 |  | 709 | ICD | 1
239482 | DILM95(400V50HZ,440V60HZ) | 239482 | Contactor 45 kW,regim AC-3 | 43 | cerere oferta | N | 1 | 0 | 1 | 2.18 | KG | 160X90X170 | 4015082394820 |  | 709 | ICD | 1
239476 | DILM95(42V50HZ,48V60HZ) | 239476 | Contactor 45 kW,regim AC-3 | 43 | cerere oferta | N | 1 | 0 | 1 | 2.18 | KG | 160X90X170 | 4015082394769 |  | 709 | ICD | 1
239468 | DILM95(48V50HZ) | 239468 | Contactor 45 kW,regim AC-3 | 43 | cerere oferta | N | 1 | 0 | 1 | 2.18 | KG | 160X90X170 | 4015082394684 |  | 709 | ICD | 1
239475 | DILM95(600V60HZ) | 239475 | Contactor 45 kW,regim AC-3 | 43 | cerere oferta | N | 1 | 0 | 1 | 2.18 | KG | 160X90X170 | 4015082394752 |  | 709 | ICD | 1
239512 | DILM95(RDC130) | 239512 | Contactor 45 kW,regim AC-3 | 43 | cerere oferta | N | 1 | 0 | 1 | 2.32 | KG | 160X90X170 | 4015082395124 |  | 709 | ICD | 1
239510 | DILM95(RDC24) | 239510 | Contactor 45 kW,regim AC-3 | 43 | cerere oferta | N | 1 | 0 | 1 | 2.32 | KG | 160X90X170 | 4015082395100 |  | 709 | ICD | 1
239513 | DILM95(RDC240) | 239513 | Contactor 45 kW,regim AC-3 | 43 | cerere oferta | N | 1 | 0 | 1 | 2.32 | KG | 160X90X170 | 4015082395131 |  | 709 | ICD | 1
239511 | DILM95(RDC60) | 239511 | Contactor 45 kW,regim AC-3 | 43 | cerere oferta | N | 1 | 0 | 1 | 2.32 | KG | 160X90X170 | 4015082395117 |  | 709 | ICD | 1
239494 | DILM95(TVC100) | 239494 | Contactor 45 kW,regim AC-3 | 43 | cerere oferta | N | 1 | 0 | 1 | 2.18 | KG | 160X90X170 | 4015082394943 |  | 709 | ICD | 1
239499 | DILM95(TVC200) | 239499 | Contactor 45 kW,regim AC-3 | 43 | cerere oferta | N | 1 | 0 | 1 | 2.18 | KG | 160X90X170 | 4015082394998 |  | 709 | ICD | 1
101486 | DILM95-XSL | 101486 | Punti legatura | 43 | cerere oferta | N | 1 | 0 | 1 | 0.52 | KG | 225X85X50 | 4015081014064 |  | 709 | ICD | 1
230078 | DILM95-XSP(*V50HZ) | 230078 | Bobina contactor | 43 | cerere oferta | N | 1 | 0 | 1 | 0.153 | KG | 48 65X63 2X71 3 | 1004200 |  | 709 | ICD | 1
230079 | DILM95-XSP(*V60HZ) | 230079 | Bobina contactor | 43 | cerere oferta | N | 1 | 0 | 1 | 0.153 | KG | 48 65X63 2X71 3 | 1004796 |  | 709 | ICD | 1
230058 | DILM95-XSP(110V50HZ,120V60HZ) | 230058 | Bobina contactor | 43 | cerere oferta | N | 1 | 0 | 1 | 0.155 | KG | 48 65X63 2X71 3 | 4015082300586 |  | 709 | ICD | 1
229990 | DILM95-XSP(115V60HZ) | 229990 | Bobina contactor | 43 | cerere oferta | N | 1 | 0 | 1 | 0.155 | KG | 48 65X63 2X71 3 | 4015082299903 |  | 709 | ICD | 1
229991 | DILM95-XSP(208V60HZ) | 229991 | Bobina contactor | 43 | cerere oferta | N | 1 | 0 | 1 | 0.155 | KG | 48 65X63 2X71 3 | 4015082299910 |  | 709 | ICD | 1
230062 | DILM95-XSP(230V50HZ,240V60HZ) | 230062 | Bobina contactor | 43 | cerere oferta | N | 1 | 0 | 1 | 0.155 | KG | 48 65X63 2X71 3 | 4015082300623 |  | 709 | ICD | 1
229986 | DILM95-XSP(240V50HZ) | 229986 | Bobina contactor | 43 | cerere oferta | N | 1 | 0 | 1 | 0.155 | KG | 48 65X63 2X71 3 | 4015082299866 |  | 709 | ICD | 1
229984 | DILM95-XSP(24V50HZ) | 229984 | Bobina contactor | 43 | cerere oferta | N | 1 | 0 | 1 | 0.155 | KG | 48 65X63 2X71 3 | 4015082299842 |  | 709 | ICD | 1
229988 | DILM95-XSP(24V60HZ) | 229988 | Bobina contactor | 43 | cerere oferta | N | 1 | 0 | 1 | 0.155 | KG | 48 65X63 2X71 3 | 4015082299880 |  | 709 | ICD | 1
230063 | DILM95-XSP(380V50HZ,440V60HZ) | 230063 | Bobina contactor | 43 | cerere oferta | N | 1 | 0 | 1 | 0.155 | KG | 48 65X63 2X71 3 | 4015082300630 |  | 709 | ICD | 1
230064 | DILM95-XSP(400V50HZ,440V60HZ) | 230064 | Bobina contactor | 43 | cerere oferta | N | 1 | 0 | 1 | 0.155 | KG | 48 65X63 2X71 3 | 4015082300647 |  | 709 | ICD | 1
229994 | DILM95-XSP(42V50HZ,48V60HZ) | 229994 | Bobina contactor | 43 | cerere oferta | N | 1 | 0 | 1 | 0.155 | KG | 48 65X63 2X71 3 | 4015082299941 |  | 709 | ICD | 1
229985 | DILM95-XSP(48V50HZ) | 229985 | Bobina contactor | 43 | cerere oferta | N | 1 | 0 | 1 | 0.155 | KG | 48 65X63 2X71 3 | 4015082299859 |  | 709 | ICD | 1
229993 | DILM95-XSP(600V60HZ) | 229993 | Bobina contactor | 43 | cerere oferta | N | 1 | 0 | 1 | 0.155 | KG | 48 65X63 2X71 3 | 4015082299934 |  | 709 | ICD | 1
230082 | DILM95-XSP(RDC130) | 230082 | Bobina contactor | 43 | cerere oferta | N | 1 | 0 | 1 | 0.256 | KG | 51X63 2X110 | 4015082300821 |  | 709 | ICD | 1
230080 | DILM95-XSP(RDC24) | 230080 | Bobina contactor | 43 | cerere oferta | N | 1 | 0 | 1 | 0.256 | KG | 51X63 2X110 | 4015082300807 |  | 709 | ICD | 1
230107 | DILM95-XSP(RDC240) | 230107 | Bobina contactor | 43 | cerere oferta | N | 1 | 0 | 1 | 0.256 | KG | 51X63 2X110 | 4015082301071 |  | 709 | ICD | 1
230081 | DILM95-XSP(RDC60) | 230081 | Bobina contactor | 43 | cerere oferta | N | 1 | 0 | 1 | 0.256 | KG | 51X63 2X110 | 4015082300814 |  | 709 | ICD | 1
230076 | DILM95-XSP(TVC100) | 230076 | Bobina contactor | 43 | cerere oferta | N | 1 | 0 | 1 | 0.155 | KG | 48 65X63 2X71 3 | 4015082300760 |  | 709 | ICD | 1
230077 | DILM95-XSP(TVC200) | 230077 | Bobina contactor | 43 | cerere oferta | N | 1 | 0 | 1 | 0.155 | KG | 48 65X63 2X71 3 | 4015082300777 |  | 709 | ICD | 1
281206 | DILM95-XSPR240 | 281206 | Modul de protectie RC pt .. DILM40..65 | 42 | cerere oferta | N | 10 | 0.5 | 1 | 0.005 | KG | 43X9X25 | 4015082812065 |  | 709 | ICD | 1
281205 | DILM95-XSPR48 | 281205 | Modul de protectie RC pt .. DILM40..65 | 42 | cerere oferta | N | 10 | 0.5 | 1 | 0.006 | KG | 43X9X25 | 4015082812058 |  | 709 | ICD | 1
281207 | DILM95-XSPR500 | 281207 | Modul de protectie RC pt .. DILM40..65 | 42 | cerere oferta | N | 10 | 0.5 | 1 | 0.005 | KG | 43X9X25 | 4015082812072 |  | 709 | ICD | 1
281217 | DILM95-XSPV130 | 281217 | Modul de protectie cu varistor pt . DILM | 42 | cerere oferta | N | 10 | 0.5 | 1 | 0.005 | KG | 43X9X25 | 4015082812171 |  | 709 | ICD | 1
281218 | DILM95-XSPV240 | 281218 | Modul de protectie cu varistor pt . DILM | 42 | cerere oferta | N | 10 | 0.5 | 1 | 0.005 | KG | 43X9X25 | 4015082812188 |  | 709 | ICD | 1
281216 | DILM95-XSPV48 | 281216 | Modul de protectie cu varistor pt . DILM | 42 | cerere oferta | N | 10 | 0.5 | 1 | 0.005 | KG | 43X9X25 | 4015082812164 |  | 709 | ICD | 1
281219 | DILM95-XSPV500 | 281219 | Modul de protectie cu varistor pt . DILM | 42 | cerere oferta | N | 10 | 0.5 | 1 | 0.006 | KG | 43X9X25 | 4015082812195 |  | 709 | ICD | 1
281225 | DILM95-XSPVL240 | 281225 | Modul de protectie cu varistor pt . DILM | 42 | cerere oferta | N | 10 | 0.5 | 1 | 0.006 | KG | 45X9X25 | 4015082812256 |  | 709 | ICD | 1
281224 | DILM95-XSPVL48 | 281224 | Modul de protectie cu varistor pt . DILM | 42 | cerere oferta | N | 10 | 0.5 | 1 | 0.005 | KG | 45X9X25 | 4015082812249 |  | 709 | ICD | 1
101684 | DILM95-XSS | 101684 | Star-point bridge | 43 | cerere oferta | N | 10 | 0 | 1 | 117.5 | G | 225X25X25 | 4015081015740 |  | 709 | ICD | 1
277564 | DILMC12-01(24VDC) | 277564 | Contactor,5,5kW/400V,DC-operated | 40 | cerere oferta | N | 1 | 2.5 | 1 | 0.286 | KG | 75X45X68 | 4015082775643 |  | 706 | ICD | 1
277595 | DILMC17-10(RDC24) | 277595 | Contactor | 40 | cerere oferta | N | 1 | 2.5 | 1 | 0.543 | KG | 97X45X85 | 4015082775957 |  | 707 | ICD | 1
277598 | DILMC17-10(RDC240) | 277598 | Contactor,7,5kW/400V,DC-operated | 41 | cerere oferta | N | 1 | 2.5 | 1 | 0.543 | KG | 97X45X85 | 4015082775988 |  | 707 | ICD | 1
277671 | DILMC25-01(230V50HZ,240V60HZ) | 277671 | Contactor 11KW, regim AC-3 (cleme autobl | 40 | cerere oferta | N | 1 | 2.5 | 1 | 0.433 | KG | 97X45X85 | 4015082776718 |  | 707 | ICD | 1
277641 | DILMC25-10(230V50HZ,240V60HZ) | 277641 | Contactor | 41 | cerere oferta | N | 1 | 2.5 | 1 | 0.433 | KG | 97X45X85 | 4015082776411 |  | 707 | ICD | 1
277655 | DILMC25-10(RDC24) | 277655 | Contactor,11kW/400V,DC-operated | 42 | cerere oferta | N | 1 | 2.5 | 1 | 0.543 | KG | 97X45X85 | 4015082776558 |  | 707 | ICD | 1
277436 | DILMC7-01(24VDC) | 277436 | Contactor,3kW/400V,DC-operated | 40 | cerere oferta | N | 1 | 2.5 | 1 | 0.286 | KG | 75X45X68 | 4015082774363 |  | 706 | ICD | 1
277389 | DILMC7-10(230V50HZ,240V60HZ) | 277389 | Contactor,3kW/400V,AC-operated | 43 | cerere oferta | N | 1 | 0 | 1 | 0.227 | KG | 75X45X68 | 4015082773892 |  | 706 | ICD | 1
277485 | DILMC9-01(230V50HZ,240V60HZ) | 277485 | Contactor,4kW/400V,AC-operated | 43 | cerere oferta | N | 1 | 0 | 1 | 0.227 | KG | 75X45X68 | 4015082774851 |  | 706 | ICD | 1
277500 | DILMC9-01(24VDC) | 277500 | Contactor 4KW, regim AC-3 (cleme autoblo | 40 | cerere oferta | N | 1 | 2.5 | 1 | 0.286 | KG | 75X45X68 | 4015082775001 |  | 706 | ICD | 1
277453 | DILMC9-10(230V50HZ,240V60HZ) | 277453 | Contactor,4kW/400V,AC-operated | 40 | cerere oferta | N | 1 | 2.5 | 1 | 0.227 | KG | 75X45X68 | 4015082774530 |  | 706 | ICD | 1
277468 | DILMC9-10(24VDC) | 277468 | Contactor 4KW, regim AC-3 (cleme autoblo | 40 | cerere oferta | N | 1 | 2.5 | 1 | 0.286 | KG | 75X45X68 | 4015082774684 |  | 706 | ICD | 1
104424 | DILMF11-01(RAC120) | 104424 | Contactor 4 kW,regim AC-3, actionare ele | 43 | cerere oferta | N | 1 | 0 | 1 | 0.531 | KG | 97X45X85 | 4015081042418 |  | 709 | ICD | 1
104422 | DILMF11-01(RAC24) | 104422 | Contactor 4 kW,regim AC-3, actionare ele | 43 | cerere oferta | N | 1 | 0 | 1 | 0.531 | KG | 97X45X85 | 4015081042395 |  | 709 | ICD | 1
104425 | DILMF11-01(RAC240) | 104425 | Contactor 4 kW,regim AC-3, actionare ele | 43 | cerere oferta | N | 1 | 0 | 1 | 0.531 | KG | 97X45X85 | 4015081042425 |  | 709 | ICD | 1
104423 | DILMF11-01(RAC48) | 104423 | Contactor 4 kW,regim AC-3, actionare ele | 43 | cerere oferta | N | 1 | 0 | 1 | 0.531 | KG | 97X45X85 | 4015081042401 |  | 709 | ICD | 1
104420 | DILMF11-10(RAC120) | 104420 | Contactor 4 kW,regim AC-3, actionare ele | 43 | cerere oferta | N | 1 | 0 | 1 | 0.531 | KG | 97X45X85 | 4015081042371 |  | 709 | ICD | 1
104418 | DILMF11-10(RAC24) | 104418 | Contactor 4 kW,regim AC-3, actionare ele | 43 | cerere oferta | N | 1 | 0 | 1 | 0.531 | KG | 97X45X85 | 4015081042357 |  | 709 | ICD | 1
104421 | DILMF11-10(RAC240) | 104421 | Contactor 4 kW,regim AC-3, actionare ele | 43 | cerere oferta | N | 1 | 0 | 1 | 0.531 | KG | 97X45X85 | 4015081042388 |  | 709 | ICD | 1
104419 | DILMF11-10(RAC48) | 104419 | Contactor 4 kW,regim AC-3, actionare ele | 43 | cerere oferta | N | 1 | 0 | 1 | 0.531 | KG | 97X45X85 | 4015081042364 |  | 709 | ICD | 1
104480 | DILMF115(RAC120) | 104480 | Contactor 55 kW,regim AC-3, actionare el | 43 | cerere oferta | N | 1 | 0 | 1 | 2.26 | KG | 160X90X170 | 4015081042975 |  | 709 | ICD | 1
104478 | DILMF115(RAC24) | 104478 | Contactor 55 kW,regim AC-3, actionare el | 43 | cerere oferta | N | 1 | 0 | 1 | 2.26 | KG | 160X90X170 | 4015081042951 |  | 709 | ICD | 1
104481 | DILMF115(RAC240) | 104481 | Contactor 55 kW,regim AC-3, actionare el | 43 | cerere oferta | N | 1 | 0 | 1 | 2.26 | KG | 160X90X170 | 4015081042982 |  | 709 | ICD | 1
104479 | DILMF115(RAC48) | 104479 | Contactor 55 kW,regim AC-3, actionare el | 43 | cerere oferta | N | 1 | 0 | 1 | 2.26 | KG | 160X90X170 | 4015081042968 |  | 709 | ICD | 1
104432 | DILMF14-01(RAC120) | 104432 | Contactor 5,5 kW,regim AC-3, actionare e | 43 | cerere oferta | N | 1 | 0 | 1 | 0.531 | KG | 97X45X85 | 4015081042494 |  | 709 | ICD | 1
104430 | DILMF14-01(RAC24) | 104430 | Contactor 5,5 kW,regim AC-3, actionare e | 43 | cerere oferta | N | 1 | 0 | 1 | 0.531 | KG | 97X45X85 | 4015081042470 |  | 709 | ICD | 1
104433 | DILMF14-01(RAC240) | 104433 | Contactor 5,5 kW,regim AC-3, actionare e | 43 | cerere oferta | N | 1 | 0 | 1 | 0.531 | KG | 97X45X85 | 4015081042500 |  | 709 | ICD | 1
104431 | DILMF14-01(RAC48) | 104431 | Contactor 5,5 kW,regim AC-3, actionare e | 43 | cerere oferta | N | 1 | 0 | 1 | 0.531 | KG | 97X45X85 | 4015081042487 |  | 709 | ICD | 1
104428 | DILMF14-10(RAC120) | 104428 | Contactor 5,5 kW,regim AC-3, actionare e | 43 | cerere oferta | N | 1 | 0 | 1 | 0.531 | KG | 97X45X85 | 4015081042456 |  | 709 | ICD | 1
104426 | DILMF14-10(RAC24) | 104426 | Contactor 5,5 kW,regim AC-3, actionare e | 43 | cerere oferta | N | 1 | 0 | 1 | 0.531 | KG | 97X45X85 | 4015081042432 |  | 709 | ICD | 1
104429 | DILMF14-10(RAC240) | 104429 | Contactor 5,5 kW,regim AC-3, actionare e | 43 | cerere oferta | N | 1 | 0 | 1 | 0.531 | KG | 97X45X85 | 4015081042463 |  | 709 | ICD | 1
104427 | DILMF14-10(RAC48) | 104427 | Contactor 5,5 kW,regim AC-3, actionare e | 43 | cerere oferta | N | 1 | 0 | 1 | 0.531 | KG | 97X45X85 | 4015081042449 |  | 709 | ICD | 1
104484 | DILMF150(RAC120) | 104484 | Contactor 75 kW,regim AC-3, actionare el | 43 | cerere oferta | N | 1 | 0 | 1 | 2.26 | KG | 160X90X170 | 4015081043019 |  | 709 | ICD | 1
104482 | DILMF150(RAC24) | 104482 | Contactor 75 kW,regim AC-3, actionare el | 43 | cerere oferta | N | 1 | 0 | 1 | 2.26 | KG | 160X90X170 | 4015081042999 |  | 709 | ICD | 1
104485 | DILMF150(RAC240) | 104485 | Contactor 75 kW,regim AC-3, actionare el | 43 | cerere oferta | N | 1 | 0 | 1 | 2.26 | KG | 160X90X170 | 4015081043026 |  | 709 | ICD | 1
104483 | DILMF150(RAC48) | 104483 | Contactor 75 kW,regim AC-3, actionare el | 43 | cerere oferta | N | 1 | 0 | 1 | 2.26 | KG | 160X90X170 | 4015081043002 |  | 709 | ICD | 1
104440 | DILMF17-01(RAC120) | 104440 | Contactor 7,5 kW,regim AC-3, actionare e | 43 | cerere oferta | N | 1 | 0 | 1 | 0.531 | KG | 97X45X85 | 4015081042579 |  | 709 | ICD | 1
104438 | DILMF17-01(RAC24) | 104438 | Contactor 7,5 kW,regim AC-3, actionare e | 43 | cerere oferta | N | 1 | 0 | 1 | 0.531 | KG | 97X45X85 | 4015081042555 |  | 709 | ICD | 1
104441 | DILMF17-01(RAC240) | 104441 | Contactor 7,5 kW,regim AC-3, actionare e | 43 | cerere oferta | N | 1 | 0 | 1 | 0.531 | KG | 97X45X85 | 4015081042586 |  | 709 | ICD | 1
104439 | DILMF17-01(RAC48) | 104439 | Contactor 7,5 kW,regim AC-3, actionare e | 43 | cerere oferta | N | 1 | 0 | 1 | 0.531 | KG | 97X45X85 | 4015081042562 |  | 709 | ICD | 1
104436 | DILMF17-10(RAC120) | 104436 | Contactor 7,5 kW,regim AC-3, actionare e | 43 | cerere oferta | N | 1 | 0 | 1 | 0.531 | KG | 97X45X85 | 4015081042531 |  | 709 | ICD | 1
104434 | DILMF17-10(RAC24) | 104434 | Contactor 7,5 kW,regim AC-3, actionare e | 43 | cerere oferta | N | 1 | 0 | 1 | 0.531 | KG | 97X45X85 | 4015081042517 |  | 709 | ICD | 1
104437 | DILMF17-10(RAC240) | 104437 | Contactor 7,5 kW,regim AC-3, actionare e | 43 | cerere oferta | N | 1 | 0 | 1 | 0.531 | KG | 97X45X85 | 4015081042548 |  | 709 | ICD | 1
104435 | DILMF17-10(RAC48) | 104435 | Contactor 7,5 kW,regim AC-3, actionare e | 43 | cerere oferta | N | 1 | 0 | 1 | 0.531 | KG | 97X45X85 | 4015081042524 |  | 709 | ICD | 1
104448 | DILMF25-01(RAC120) | 104448 | Contactor 11 kW,regim AC-3, actionare el | 43 | cerere oferta | N | 1 | 0 | 1 | 0.531 | KG | 97X45X85 | 4015081042654 |  | 709 | ICD | 1
104446 | DILMF25-01(RAC24) | 104446 | Contactor 11 kW,regim AC-3, actionare el | 43 | cerere oferta | N | 1 | 0 | 1 | 0.531 | KG | 97X45X85 | 4015081042630 |  | 709 | ICD | 1
104449 | DILMF25-01(RAC240) | 104449 | Contactor 11 kW,regim AC-3, actionare el | 43 | cerere oferta | N | 1 | 0 | 1 | 0.531 | KG | 97X45X85 | 4015081042661 |  | 709 | ICD | 1
104447 | DILMF25-01(RAC48) | 104447 | Contactor 11 kW,regim AC-3, actionare el | 43 | cerere oferta | N | 1 | 0 | 1 | 0.531 | KG | 97X45X85 | 4015081042647 |  | 709 | ICD | 1
104444 | DILMF25-10(RAC120) | 104444 | Contactor 11 kW,regim AC-3, actionare el | 43 | cerere oferta | N | 1 | 0 | 1 | 0.531 | KG | 97X45X85 | 4015081042616 |  | 709 | ICD | 1
104442 | DILMF25-10(RAC24) | 104442 | Contactor 11 kW,regim AC-3, actionare el | 43 | cerere oferta | N | 1 | 0 | 1 | 0.531 | KG | 97X45X85 | 4015081042593 |  | 709 | ICD | 1
104445 | DILMF25-10(RAC240) | 104445 | Contactor 11 kW,regim AC-3, actionare el | 43 | cerere oferta | N | 1 | 0 | 1 | 0.531 | KG | 97X45X85 | 4015081042623 |  | 709 | ICD | 1
104443 | DILMF25-10(RAC48) | 104443 | Contactor 11 kW,regim AC-3, actionare el | 43 | cerere oferta | N | 1 | 0 | 1 | 0.531 | KG | 97X45X85 | 4015081042609 |  | 709 | ICD | 1
104456 | DILMF32-01(RAC120) | 104456 | Contactor 15 kW,regim AC-3, actionare el | 43 | cerere oferta | N | 1 | 0 | 1 | 0.531 | KG | 97X45X85 | 4015081042739 |  | 709 | ICD | 1
104454 | DILMF32-01(RAC24) | 104454 | Contactor 15 kW,regim AC-3, actionare el | 43 | cerere oferta | N | 1 | 0 | 1 | 0.531 | KG | 97X45X85 | 4015081042715 |  | 709 | ICD | 1
104457 | DILMF32-01(RAC240) | 104457 | Contactor 15 kW,regim AC-3, actionare el | 43 | cerere oferta | N | 1 | 0 | 1 | 0.531 | KG | 97X45X85 | 4015081042746 |  | 709 | ICD | 1
104455 | DILMF32-01(RAC48) | 104455 | Contactor 15 kW,regim AC-3, actionare el | 43 | cerere oferta | N | 1 | 0 | 1 | 0.531 | KG | 97X45X85 | 4015081042722 |  | 709 | ICD | 1
104452 | DILMF32-10(RAC120) | 104452 | Contactor 15 kW,regim AC-3, actionare el | 43 | cerere oferta | N | 1 | 0 | 1 | 0.531 | KG | 97X45X85 | 4015081042692 |  | 709 | ICD | 1
104450 | DILMF32-10(RAC24) | 104450 | Contactor 15 kW,regim AC-3, actionare el | 43 | cerere oferta | N | 1 | 0 | 1 | 0.531 | KG | 97X45X85 | 4015081042678 |  | 709 | ICD | 1
104453 | DILMF32-10(RAC240) | 104453 | Contactor 15 kW,regim AC-3, actionare el | 43 | cerere oferta | N | 1 | 0 | 1 | 0.531 | KG | 97X45X85 | 4015081042708 |  | 709 | ICD | 1
104451 | DILMF32-10(RAC48) | 104451 | Contactor 15 kW,regim AC-3, actionare el | 43 | cerere oferta | N | 1 | 0 | 1 | 0.531 | KG | 97X45X85 | 4015081042685 |  | 709 | ICD | 1
104460 | DILMF40(RAC120) | 104460 | Contactor 18,5 kW,regim AC-3, actionare | 43 | cerere oferta | N | 1 | 0 | 1 | 1.04 | KG | 132 1X55X115 | 4015081042777 |  | 709 | ICD | 1
104458 | DILMF40(RAC24) | 104458 | Contactor 18,5 kW,regim AC-3, actionare | 43 | cerere oferta | N | 1 | 0 | 1 | 1.04 | KG | 132 1X55X115 | 4015081042753 |  | 709 | ICD | 1
104461 | DILMF40(RAC240) | 104461 | Contactor 18,5 kW,regim AC-3, actionare | 43 | cerere oferta | N | 1 | 0 | 1 | 1.04 | KG | 132 1X55X115 | 4015081042784 |  | 709 | ICD | 1
104459 | DILMF40(RAC48) | 104459 | Contactor 18,5 kW,regim AC-3, actionare | 43 | cerere oferta | N | 1 | 0 | 1 | 1.04 | KG | 132 1X55X115 | 4015081042760 |  | 709 | ICD | 1
104464 | DILMF50(RAC120) | 104464 | Contactor 22 kW,regim AC-3, actionare el | 43 | cerere oferta | N | 1 | 0 | 1 | 1.04 | KG | 132 1X55X115 | 4015081042814 |  | 709 | ICD | 1
104462 | DILMF50(RAC24) | 104462 | Contactor 22 kW,regim AC-3, actionare el | 43 | cerere oferta | N | 1 | 0 | 1 | 1.04 | KG | 132 1X55X115 | 4015081042791 |  | 709 | ICD | 1
104465 | DILMF50(RAC240) | 104465 | Contactor 22 kW,regim AC-3, actionare el | 43 | cerere oferta | N | 1 | 0 | 1 | 1.04 | KG | 132 1X55X115 | 4015081042821 |  | 709 | ICD | 1
104463 | DILMF50(RAC48) | 104463 | Contactor 22 kW,regim AC-3, actionare el | 43 | cerere oferta | N | 1 | 0 | 1 | 1.04 | KG | 132 1X55X115 | 4015081042807 |  | 709 | ICD | 1
104468 | DILMF65(RAC120) | 104468 | Contactor 30 kW,regim AC-3, actionare el | 43 | cerere oferta | N | 1 | 0 | 1 | 1.04 | KG | 132 1X55X115 | 4015081042852 |  | 709 | ICD | 1
104466 | DILMF65(RAC24) | 104466 | Contactor 30 kW,regim AC-3, actionare el | 43 | cerere oferta | N | 1 | 0 | 1 | 1.04 | KG | 132 1X55X115 | 4015081042838 |  | 709 | ICD | 1
104469 | DILMF65(RAC240) | 104469 | Contactor 30 kW,regim AC-3, actionare el | 43 | cerere oferta | N | 1 | 0 | 1 | 1.04 | KG | 132 1X55X115 | 4015081042869 |  | 709 | ICD | 1
104467 | DILMF65(RAC48) | 104467 | Contactor 30 kW,regim AC-3, actionare el | 43 | cerere oferta | N | 1 | 0 | 1 | 1.04 | KG | 132 1X55X115 | 4015081042845 |  | 709 | ICD | 1
104472 | DILMF80(RAC120) | 104472 | Contactor 37 kW,regim AC-3, actionare el | 43 | cerere oferta | N | 1 | 0 | 1 | 2.26 | KG | 160X90X170 | 4015081042890 |  | 709 | ICD | 1
104470 | DILMF80(RAC24) | 104470 | Contactor 37 kW,regim AC-3, actionare el | 43 | cerere oferta | N | 1 | 0 | 1 | 2.26 | KG | 160X90X170 | 4015081042876 |  | 709 | ICD | 1
104473 | DILMF80(RAC240) | 104473 | Contactor 37 kW,regim AC-3, actionare el | 43 | cerere oferta | N | 1 | 0 | 1 | 2.26 | KG | 160X90X170 | 4015081042906 |  | 709 | ICD | 1
104471 | DILMF80(RAC48) | 104471 | Contactor 37 kW,regim AC-3, actionare el | 43 | cerere oferta | N | 1 | 0 | 1 | 2.26 | KG | 160X90X170 | 4015081042883 |  | 709 | ICD | 1
104416 | DILMF8-01(RAC120) | 104416 | Contactor 3 kW,regim AC-3, actionare ele | 43 | cerere oferta | N | 1 | 0 | 1 | 0.531 | KG | 97X45X85 | 4015081042333 |  | 709 | ICD | 1
104414 | DILMF8-01(RAC24) | 104414 | Contactor 3 kW,regim AC-3, actionare ele | 43 | cerere oferta | N | 1 | 0 | 1 | 0.531 | KG | 97X45X85 | 4015081042319 |  | 709 | ICD | 1
104417 | DILMF8-01(RAC240) | 104417 | Contactor 3 kW,regim AC-3, actionare ele | 43 | cerere oferta | N | 1 | 0 | 1 | 0.531 | KG | 97X45X85 | 4015081042340 |  | 709 | ICD | 1
104415 | DILMF8-01(RAC48) | 104415 | Contactor 3 kW,regim AC-3, actionare ele | 43 | cerere oferta | N | 1 | 0 | 1 | 0.531 | KG | 97X45X85 | 4015081042326 |  | 709 | ICD | 1
104412 | DILMF8-10(RAC120) | 104412 | Contactor 3 kW,regim AC-3, actionare ele | 43 | cerere oferta | N | 1 | 0 | 1 | 0.531 | KG | 97X45X85 | 4015081042296 |  | 709 | ICD | 1
104410 | DILMF8-10(RAC24) | 104410 | Contactor 3 kW,regim AC-3, actionare ele | 43 | cerere oferta | N | 1 | 0 | 1 | 0.531 | KG | 97X45X85 | 4015081042272 |  | 709 | ICD | 1
104413 | DILMF8-10(RAC240) | 104413 | Contactor 3 kW,regim AC-3, actionare ele | 43 | cerere oferta | N | 1 | 0 | 1 | 0.531 | KG | 97X45X85 | 4015081042302 |  | 709 | ICD | 1
104411 | DILMF8-10(RAC48) | 104411 | Contactor 3 kW,regim AC-3, actionare ele | 43 | cerere oferta | N | 1 | 0 | 1 | 0.531 | KG | 97X45X85 | 4015081042289 |  | 709 | ICD | 1
104476 | DILMF95(RAC120) | 104476 | Contactor 45 kW,regim AC-3, actionare el | 43 | cerere oferta | N | 1 | 0 | 1 | 2.26 | KG | 160X90X170 | 4015081042937 |  | 709 | ICD | 1
104474 | DILMF95(RAC24) | 104474 | Contactor 45 kW,regim AC-3, actionare el | 43 | cerere oferta | N | 1 | 0 | 1 | 2.26 | KG | 160X90X170 | 4015081042913 |  | 709 | ICD | 1
104477 | DILMF95(RAC240) | 104477 | Contactor 45 kW,regim AC-3, actionare el | 43 | cerere oferta | N | 1 | 0 | 1 | 2.26 | KG | 160X90X170 | 4015081042944 |  | 709 | ICD | 1
104475 | DILMF95(RAC48) | 104475 | Contactor 45 kW,regim AC-3, actionare el | 43 | cerere oferta | N | 1 | 0 | 1 | 2.26 | KG | 160X90X170 | 4015081042920 |  | 709 | ICD | 1
109903 | DILMP125(RAC120) | 109903 | Contactor 4 poli, 125 A | 43 | cerere oferta | N | 1 | 0 | 1 | 2.73 | KG | 160X122X170 | 4015081094691 |  | 709 | ICD | 1
109904 | DILMP125(RAC24) | 109904 | Contactor 4 poli, 125 A | 43 | cerere oferta | N | 1 | 0 | 1 | 2.73 | KG | 160X122X170 | 4015081094707 |  | 709 | ICD | 1
109905 | DILMP125(RAC240) | 109905 | Contactor 4 poli, 125 A | 43 | cerere oferta | N | 1 | 0 | 1 | 2.73 | KG | 160X122X170 | 4015081094714 |  | 709 | ICD | 1
109910 | DILMP125(RDC24) | 109910 | Contactor 4 poli, 125 A | 43 | cerere oferta | N | 1 | 0 | 1 | 2.73 | KG | 160X122X170 | 4015081094769 |  | 709 | ICD | 1
109913 | DILMP160(RAC120) | 109913 | Contactor 4 poli, 160 A | 43 | cerere oferta | N | 1 | 0 | 1 | 2.73 | KG | 160X122X170 | 4015081094790 |  | 709 | ICD | 1
109914 | DILMP160(RAC24) | 109914 | Contactor 4 poli, 160 A | 43 | cerere oferta | N | 1 | 0 | 1 | 2.73 | KG | 160X122X170 | 4015081094806 |  | 709 | ICD | 1
109915 | DILMP160(RAC240) | 109915 | Contactor 4 poli, 160 A | 43 | cerere oferta | N | 1 | 0 | 1 | 2.73 | KG | 160X122X170 | 4015081094813 |  | 709 | ICD | 1
109920 | DILMP160(RDC24) | 109920 | Contactor 4 poli, 160 A | 43 | cerere oferta | N | 1 | 0 | 1 | 2.73 | KG | 160X122X170 | 4015081094868 |  | 709 | ICD | 1
276982 | DILMP20(*V50HZ) | 276982 | Contactor-4poli 20A, regim AC-3 | 41 | cerere oferta | N | 1 | 2.5 | 1 | 0.236 | KG | 75X45X68 | 1004138 |  | 706 | ICD | 1
276983 | DILMP20(*V60HZ) | 276983 | Contactor-4poli 20A, regim AC-3 | 41 | cerere oferta | N | 1 | 2.5 | 1 | 0.236 | KG | 75X45X68 | 1004781 |  | 706 | ICD | 1
276990 | DILMP20(*VDC) | 276990 | Contactor-4poli 20A, regim AC-3 | 41 | cerere oferta | N | 1 | 2.5 | 1 | 0.298 | KG | 75X45X68 | 1004137 |  | 706 | ICD | 1
276967 | DILMP20(110V50HZ,120V60HZ) | 276967 | Contactor-4poli 20A, regim AC-3 | 41 | cerere oferta | N | 1 | 2.5 | 1 | 0.237 | KG | 75X45X68 | 4015082769673 |  | 706 | ICD | 1
276964 | DILMP20(208V60HZ) | 276964 | Contactor-4poli 20A, regim AC-3 | 41 | cerere oferta | N | 1 | 2.5 | 1 | 0.236 | KG | 75X45X68 | 4015082769642 |  | 706 | ICD | 1
276969 | DILMP20(220V50HZ,240V60HZ) | 276969 | Contactor-4poli 20A, regim AC-3 | 41 | cerere oferta | N | 1 | 2.5 | 1 | 0.236 | KG | 75X45X68 | 4015082769697 |  | 706 | ICD | 1
276970 | DILMP20(230V50HZ,240V60HZ) | 276970 | Contactor-4poli 20A, regim AC-3 | 41 | cerere oferta | N | 1 | 2.5 | 1 | 0.235 | KG | 75X45X68 | 4015082769703 |  | 706 | ICD | 1
276957 | DILMP20(24V50HZ) | 276957 | Contactor-4poli 20A, regim AC-3 | 41 | cerere oferta | N | 1 | 2.5 | 1 | 0.239 | KG | 75X45X68 | 4015082769574 |  | 706 | ICD | 1
276961 | DILMP20(24V60HZ) | 276961 | Contactor-4poli 20A, regim AC-3 | 41 | cerere oferta | N | 1 | 2.5 | 1 | 0.236 | KG | 75X45X68 | 4015082769611 |  | 706 | ICD | 1
276985 | DILMP20(24VDC) | 276985 | Contactor-4poli 20A, regim AC-3 | 41 | cerere oferta | N | 1 | 2.5 | 1 | 0.294 | KG | 75X45X68 | 4015082769857 |  | 706 | ICD | 1
276966 | DILMP20(42V50HZ,48V60HZ) | 276966 | Contactor-4poli 20A, regim AC-3 | 41 | cerere oferta | N | 1 | 2.5 | 1 | 0.236 | KG | 75X45X68 | 4015082769666 |  | 706 | ICD | 1
276958 | DILMP20(48V50HZ) | 276958 | Contactor-4poli 20A, regim AC-3 | 41 | cerere oferta | N | 1 | 2.5 | 1 | 0.236 | KG | 75X45X68 | 4015082769581 |  | 706 | ICD | 1
276965 | DILMP20(600V60HZ) | 276965 | Contactor-4poli 20A, regim AC-3 | 41 | cerere oferta | N | 1 | 2.5 | 1 | 0.236 | KG | 75X45X68 | 4015082769659 |  | 706 | ICD | 1
276980 | DILMP20(TVC100) | 276980 | Contactor-4poli 20A, regim AC-3 | 41 | cerere oferta | N | 1 | 2.5 | 1 | 0.236 | KG | 75X45X68 | 4015082769802 |  | 706 | ICD | 1
276981 | DILMP20(TVC200) | 276981 | Contactor-4poli 20A, regim AC-3 | 41 | cerere oferta | N | 1 | 2.5 | 1 | 0.236 | KG | 75X45X68 | 4015082769819 |  | 706 | ICD | 1
109923 | DILMP200(RAC120) | 109923 | Contactor 4 poli, 200 A | 43 | cerere oferta | N | 1 | 0 | 1 | 2.73 | KG | 160X122X170 | 4015081094899 |  | 709 | ICD | 1
109924 | DILMP200(RAC24) | 109924 | Contactor 4 poli, 200 A | 43 | cerere oferta | N | 1 | 0 | 1 | 2.73 | KG | 160X122X170 | 4015081094905 |  | 709 | ICD | 1
109925 | DILMP200(RAC240) | 109925 | Contactor 4 poli, 200 A | 43 | cerere oferta | N | 1 | 0 | 1 | 2.73 | KG | 160X122X170 | 4015081094912 |  | 709 | ICD | 1
109930 | DILMP200(RDC24) | 109930 | Contactor 4 poli, 200 A | 43 | cerere oferta | N | 1 | 0 | 1 | 2.73 | KG | 160X122X170 | 4015081094967 |  | 709 | ICD | 1
109787 | DILMP32-10(*V50HZ) | 109787 | Contactor-4poli 32A, regim AC-3 | 41 | cerere oferta | N | 1 | 3.4 | 1 | 0.49 | KG | 97X58X85 | 1005025 |  | 707 | ICD | 1
109788 | DILMP32-10(*V60HZ) | 109788 | Contactor-4poli 32A, regim AC-3 | 41 | cerere oferta | N | 1 | 3.4 | 1 | 0.49 | KG | 97X58X85 | 1005024 |  | 707 | ICD | 1
109790 | DILMP32-10(110V50HZ,120V60HZ) | 109790 | Contactor-4poli 32A, regim AC-3 | 41 | cerere oferta | N | 1 | 3.4 | 1 | 0.49 | KG | 97X58X85 | 4015081093625 |  | 707 | ICD | 1
109797 | DILMP32-10(230V50HZ,240V60HZ) | 109797 | Contactor-4poli 32A, regim AC-3 | 41 | cerere oferta | N | 1 | 3.4 | 1 | 0.49 | KG | 97X58X85 | 4015081093694 |  | 707 | ICD | 1
109811 | DILMP32-10(RDC24) | 109811 | Contactor-4poli 32A, regim AC-3 | 41 | cerere oferta | N | 1 | 3.4 | 1 | 0.6 | KG | 97X58X85 | 4015081093830 |  | 707 | ICD | 1
109812 | DILMP32-10(RDC240) | 109812 | 4-pole contactor,32A/AC-1,DC operated | 41 | cerere oferta | N | 1 | 3.4 | 1 | 0.6 | KG | 97X58X85 | 4015081093847 |  | 707 | ICD | 1
109816 | DILMP45-10(*V50HZ) | 109816 | Contactor-4poli 45A, regim AC-3 | 41 | cerere oferta | N | 1 | 3.4 | 1 | 0.49 | KG | 97X58X85 | 1004255 |  | 707 | ICD | 1
109817 | DILMP45-10(*V60HZ) | 109817 | Contactor-4poli 45A, regim AC-3 | 41 | cerere oferta | N | 1 | 3.4 | 1 | 0.49 | KG | 97X58X85 | 1005023 |  | 707 | ICD | 1
109819 | DILMP45-10(110V50HZ,120V60HZ) | 109819 | Contactor-4poli 45A, regim AC-3 | 41 | cerere oferta | N | 1 | 3.4 | 1 | 0.49 | KG | 97X58X85 | 4015081093892 |  | 707 | ICD | 1
109826 | DILMP45-10(230V50HZ,240V60HZ) | 109826 | Contactor-4poli 45A, regim AC-3 | 41 | cerere oferta | N | 1 | 3.4 | 1 | 0.49 | KG | 97X58X85 | 4015081093960 |  | 707 | ICD | 1
109840 | DILMP45-10(RDC24) | 109840 | Contactor-4poli 45A, regim AC-3 | 41 | cerere oferta | N | 1 | 3.4 | 1 | 0.598 | KG | 97X58X85 | 4015081094103 |  | 707 | ICD | 1
109845 | DILMP63(*V50HZ) | 109845 | Contactor-4poli 63A, regim AC-3 | 42 | cerere oferta | N | 1 | 4.3 | 1 | 1.04 | KG | 132X74X115 | 1005022 |  | 708 | ICD | 1
109846 | DILMP63(*V60HZ) | 109846 | Contactor-4poli 63A, regim AC-3 | 42 | cerere oferta | N | 1 | 4.3 | 1 | 1.04 | KG | 132X74X115 | 1005021 |  | 708 | ICD | 1
109848 | DILMP63(110V50HZ,120V60HZ) | 109848 | Contactor-4poli 63A, regim AC-3 | 42 | cerere oferta | N | 1 | 4.3 | 1 | 1.04 | KG | 132X74X115 | 4015081094165 |  | 708 | ICD | 1
109855 | DILMP63(230V50HZ,240V60HZ) | 109855 | Contactor-4poli 63A, regim AC-3 | 42 | cerere oferta | N | 1 | 4.3 | 1 | 1.04 | KG | 132X74X115 | 4015081094233 |  | 708 | ICD | 1
109857 | DILMP63(24V50/60HZ) | 109857 | 4-pole contactor,63A/AC-1,AC operated | 43 | cerere oferta | N | 1 | 0 | 1 | 1.04 | KG | 132X74X115 | 4015081094257 |  | 708 | ICD | 1
109869 | DILMP63(RDC24) | 109869 | Contactor-4poli 63A, regim AC-3 | 42 | cerere oferta | N | 1 | 4.3 | 1 | 1.2 | KG | 132X74X115 | 4015081094370 |  | 708 | ICD | 1
109874 | DILMP80(*V50HZ) | 109874 | Contactor-4poli 80A, regim AC-3 | 42 | cerere oferta | N | 1 | 4.3 | 1 | 1.04 | KG | 132X74X115 | 1004254 |  | 708 | ICD | 1
109875 | DILMP80(*V60HZ) | 109875 | Contactor-4poli 80A, regim AC-3 | 42 | cerere oferta | N | 1 | 4.3 | 1 | 1.04 | KG | 132X74X115 | 1005020 |  | 708 | ICD | 1
109877 | DILMP80(110V50HZ,120V60HZ) | 109877 | Contactor-4poli 80A, regim AC-3 | 42 | cerere oferta | N | 1 | 4.3 | 1 | 1.04 | KG | 132X74X115 | 4015081094431 |  | 708 | ICD | 1
109884 | DILMP80(230V50HZ,240V60HZ) | 109884 | Contactor-4poli 80A, regim AC-3 | 42 | cerere oferta | N | 1 | 4.3 | 1 | 1.04 | KG | 132X74X115 | 4015081094509 |  | 708 | ICD | 1
109898 | DILMP80(RDC24) | 109898 | Contactor-4poli 80A, regim AC-3 | 42 | cerere oferta | N | 1 | 4.3 | 1 | 1.2 | KG | 132X74X115 | 4015081094646 |  | 708 | ICD | 1
207457 | DILP250/22(220-230V50HZ) | 207457 | Contactor 4 poli, 250 A | 45 | cerere oferta | N | 1 | 0 | 1 | 4.4 | KG | 172X165X155 | 4015082074579 |  | 789 | ICD | 1
207477 | DILP250-XHB | 207477 | Capace protectie borne | 45 | cerere oferta | N | 2 | 0 | 1 | 0.139 | KG | 85X160X100 | 4015082074777 |  | 789 | ICD | 1
207472 | DILP250-XMV | 207472 | Interblocaj mecanic | 45 | cerere oferta | N | 1 | 0 | 1 | 0.13 | KG | 70X70X70 | 4015082074722 |  | 789 | ICD | 1
207460 | DILP315/22(220-230V50HZ) | 207460 | Contactor 4 poli, 315 A | 45 | cerere oferta | N | 1 | 0 | 1 | 6.65 | KG | 198X202X172 | 4015082074609 |  | 789 | ICD | 1
207478 | DILP315-XHB | 207478 | Capace protectie borne | 45 | cerere oferta | N | 2 | 0 | 1 | 0.152 | KG | 100X195X100 | 4015082074784 |  | 789 | ICD | 1
207473 | DILP315-XMV | 207473 | Interblocaj mecanic | 45 | cerere oferta | N | 1 | 0 | 1 | 0.13 | KG | 70X70X70 | 4015082074739 |  | 789 | ICD | 1
207463 | DILP500/22(220-230V50HZ) | 207463 | Contactor 4 poli, 500 A | 45 | cerere oferta | N | 1 | 0 | 1 | 17.2 | KG | 272X270X225 | 4015082074630 |  | 789 | ICD | 1
207466 | DILP630/22(220-230V50HZ) | 207466 | Contactor 4 poli, 630 A | 45 | cerere oferta | N | 1 | 0 | 1 | 17.2 | KG | 272X270X225 | 4015082074661 |  | 789 | ICD | 1
207469 | DILP800/22(220-230V50HZ) | 207469 | Contactor 4 poli, 800 A | 45 | cerere oferta | N | 1 | 0 | 1 | 17.2 | KG | 272X270X225 | 4015082074692 |  | 789 | ICD | 1
207479 | DILP800-XHB | 207479 | Capace protectie borne | 45 | cerere oferta | N | 1 | 0 | 1 | 0.19 | KG | 140X270X100 | 4015082074791 |  | 789 | ICD | 1
207471 | DILP800-XHI-SA | 207471 | Bloc contacte auxiliare | 45 | cerere oferta | N | 1 | 0 | 1 | 0.05 | KG | 70X13X70 | 4015082074715 |  | 789 | ICD | 1
207470 | DILP800-XHI-SI | 207470 | Bloc contacte auxiliare | 45 | cerere oferta | N | 1 | 0 | 1 | 0.05 | KG | 70X13X70 | 4015082074708 |  | 789 | ICD | 1
207474 | DILP800-XMV | 207474 | Interblocaj mecanic | 45 | cerere oferta | N | 1 | 0 | 1 | 6 | KG | 295X580X46 | 4015082074746 |  | 789 | ICD | 1
118560 | DIL-SWD-32-001 | 118560 | Function element, DIL/MSC | 48 | cerere oferta | N | 5 | 0 | 1 | 0.036 | KG | 72X45X38 | 4015081168309 |  | 706 | ICD | 1
118561 | DIL-SWD-32-002 | 118561 | Function element, contactor, manu/auto | 48 | cerere oferta | N | 5 | 0 | 1 | 0.037 | KG | 72X45X38 | 4015081168316 |  | 706 | ICD | 1
51846 | DIULEM/21/MV(110V50HZ,120V60HZ) | 51846 | ansamblu contactori reversare sens | 36 | cerere oferta | N | 1 | 5 | 1 | 0.451 | KG | 94X90X61 | 4015080518464 |  | 703 | ICD | 1
51849 | DIULEM/21/MV(230V50HZ,240V60HZ) | 51849 | ansamblu contactori reversare sens | 36 | cerere oferta | N | 1 | 5 | 1 | 0.449 | KG | 94X90X61 | 4015080518495 |  | 703 | ICD | 1
214655 | DIULEM/21/MV-G(24VDC) | 214655 | ansamblu contactori reversare sens | 36 | cerere oferta | N | 1 | 5 | 1 | 0.53 | KG | 94X90X61 | 4015082146559 |  | 703 | ICD | 1
239857 | DIULM115/11(RAC120) | 239857 | Contactoare inversoare de sens, 55 kW | 43 | cerere oferta | N | 1 | 0 | 1 | 5.32 | KG | 183X196X314 | 4015082398576 |  | 709 | ICD | 1
278108 | DIULM12/21(110V50HZ,120V60HZ) | 278108 | Contactoare inversoare de sens 5.5KW,reg | 40 | cerere oferta | N | 1 | 5 | 1 | 0.597 | KG | 117X90X68 | 4015082781088 |  | 706 | ICD | 1
278111 | DIULM12/21(230V50HZ,240V60HZ) | 278111 | Contactoare inversoare de sens 5.5KW,reg | 40 | cerere oferta | N | 1 | 5 | 1 | 0.597 | KG | 117X90X68 | 4015082781118 |  | 706 | ICD | 1
107023 | DIULM12/21(24VDC) | 107023 | Contactoare inversoare de sens 5.5KW,reg | 40 | cerere oferta | N | 1 | 5 | 1 | 0.718 | KG | 117X90X68 | 4015081067916 |  | 706 | ICD | 1
239879 | DIULM150/11(RAC120) | 239879 | Contactoare inversoare de sens, 75 kW | 43 | cerere oferta | N | 1 | 0 | 1 | 5.32 | KG | 183X196X314 | 4015082398798 |  | 709 | ICD | 1
278133 | DIULM17/21(110V50HZ,120V60HZ) | 278133 | Contactoare inversoare de sens 7.5KW,reg | 41 | cerere oferta | N | 1 | 5 | 1 | 1.082 | KG | 138X90X85 | 4015082781330 |  | 707 | ICD | 1
278136 | DIULM17/21(230V50HZ,240V60HZ) | 278136 | Contactoare inversoare de sens 7.5KW,reg | 41 | cerere oferta | N | 1 | 5 | 1 | 1.087 | KG | 138X90X85 | 4015082781361 |  | 707 | ICD | 1
107024 | DIULM17/21(RDC24) | 107024 | Contactoare inversoare de sens 7.5KW,reg | 41 | cerere oferta | N | 1 | 5 | 1 | 1.267 | KG | 138X90X85 | 4015081067923 |  | 707 | ICD | 1
278158 | DIULM25/21(110V50HZ,120V60HZ) | 278158 | Contactoare inversoare de sens 11KW,regi | 41 | cerere oferta | N | 1 | 5 | 1 | 1.082 | KG | 138X90X85 | 4015082781583 |  | 707 | ICD | 1
278161 | DIULM25/21(230V50HZ,240V60HZ) | 278161 | Contactoare inversoare de sens 11KW,regi | 41 | cerere oferta | N | 1 | 5 | 1 | 1.088 | KG | 138X90X85 | 4015082781613 |  | 707 | ICD | 1
107025 | DIULM25/21(RDC24) | 107025 | Contactoare inversoare de sens 11KW,regi | 41 | cerere oferta | N | 1 | 5 | 1 | 1.24 | KG | 138X90X85 | 4015081067930 |  | 707 | ICD | 1
278183 | DIULM32/21(110V50HZ,120V60HZ) | 278183 | Contactoare inversoare de sens 15KW,regi | 41 | cerere oferta | N | 1 | 5 | 1 | 1.05 | KG | 138X90X85 | 4015082781835 |  | 707 | ICD | 1
278186 | DIULM32/21(230V50HZ,240V60HZ) | 278186 | Contactoare inversoare de sens 15KW,regi | 41 | cerere oferta | N | 1 | 5 | 1 | 1.055 | KG | 138X90X85 | 4015082781866 |  | 707 | ICD | 1
107026 | DIULM32/21(RDC24) | 107026 | Contactoare inversoare de sens 15KW,regi | 41 | cerere oferta | N | 1 | 5 | 1 | 1.235 | KG | 138X90X85 | 4015081067947 |  | 707 | ICD | 1
278208 | DIULM40/11(110V50HZ,120V60HZ) | 278208 | Contactoare inversoare de sens 18.5KW,re | 42 | cerere oferta | N | 1 | 6.3 | 1 | 1.936 | KG | 147X110X115 | 4015082782085 |  | 708 | ICD | 1
278211 | DIULM40/11(230V50HZ,240V60HZ) | 278211 | Contactoare inversoare de sens 18.5KW,re | 42 | cerere oferta | N | 1 | 6.3 | 1 | 1.936 | KG | 147X110X115 | 4015082782115 |  | 708 | ICD | 1
278233 | DIULM50/11(110V50HZ,120V60HZ) | 278233 | Contactoare inversoare de sens 22KW,regi | 42 | cerere oferta | N | 1 | 6.3 | 1 | 1.936 | KG | 147X110X115 | 4015082782337 |  | 708 | ICD | 1
278236 | DIULM50/11(230V50HZ,240V60HZ) | 278236 | Contactoare inversoare de sens 22KW,regi | 42 | cerere oferta | N | 1 | 6.3 | 1 | 1.936 | KG | 147X110X115 | 4015082782368 |  | 708 | ICD | 1
278258 | DIULM65/11(110V50HZ,120V60HZ) | 278258 | Contactoare inversoare de sens 30KW,regi | 42 | cerere oferta | N | 1 | 6.3 | 1 | 1.953 | KG | 147X110X115 | 4015082782580 |  | 708 | ICD | 1
278261 | DIULM65/11(230V50HZ,240V60HZ) | 278261 | Contactoare inversoare de sens 30KW,regi | 42 | cerere oferta | N | 1 | 6.3 | 1 | 1.953 | KG | 147X110X115 | 4015082782610 |  | 708 | ICD | 1
278058 | DIULM7/21(110V50HZ,120V60HZ) | 278058 | Contactoare inversoare de sens 3KW,regim | 40 | cerere oferta | N | 1 | 5 | 1 | 0.591 | KG | 117X90X68 | 4015082780586 |  | 706 | ICD | 1
278061 | DIULM7/21(230V50HZ,240V60HZ) | 278061 | Contactoare inversoare de sens 3KW,regim | 40 | cerere oferta | N | 1 | 5 | 1 | 0.591 | KG | 117X90X68 | 4015082780616 |  | 706 | ICD | 1
107021 | DIULM7/21(24VDC) | 107021 | Contactoare inversoare de sens 3KW,regim | 40 | cerere oferta | N | 1 | 5 | 1 | 0.71 | KG | 117X90X68 | 4015081067893 |  | 706 | ICD | 1
239792 | DIULM80/11(110V50HZ,120V60HZ) | 239792 | Contactoare inversoare de sens, 37 kW | 43 | cerere oferta | N | 1 | 0 | 1 | 5.32 | KG | 183X196X314 | 4015082397920 |  | 709 | ICD | 1
278083 | DIULM9/21(110V50HZ,120V60HZ) | 278083 | Contactoare inversoare de sens 4KW,regim | 40 | cerere oferta | N | 1 | 5 | 1 | 0.604 | KG | 117X90X68 | 4015082780838 |  | 706 | ICD | 1
278086 | DIULM9/21(230V50HZ,240V60HZ) | 278086 | Contactoare inversoare de sens 4KW,regim | 40 | cerere oferta | N | 1 | 5 | 1 | 0.604 | KG | 117X90X68 | 4015082780869 |  | 706 | ICD | 1
107022 | DIULM9/21(24VDC) | 107022 | Contactoare inversoare de sens 4KW,regim | 40 | cerere oferta | N | 1 | 5 | 1 | 0.716 | KG | 117X90X68 | 4015081067909 |  | 706 | ICD | 1
239838 | DIULM95/11(110V50HZ,120V60HZ) | 239838 | Contactoare inversoare de sens, 45 kW | 43 | cerere oferta | N | 1 | 0 | 1 | 5.32 | KG | 183X196X314 | 4015082398385 |  | 709 | ICD | 1
22650 | D-K150 | 22650 | ACC.INS.ENCLOSURE CI3-CI49 | 94 | cerere oferta | N | 1 | 0 | 1 | 0.094 | KG | 30X40X30 | 4015080226505 |  | 277 | PDC | 1
25023 | D-K240 | 25023 | ACC.INS.ENCLOSURE CI3-CI49 | 94 | cerere oferta | N | 1 | 0 | 1 | 0.156 | KG | 45X50X45 | 4015080250234 |  | 277 | PDC | 1
27396 | D-K2X240 | 27396 | ACC.INS.ENCLOSURE CI3-CI49 | 94 | cerere oferta | N | 1 | 0 | 1 | 0.342 | KG | 45X50X45 | 4015080273967 |  | 277 | PDC | 1
32142 | D-K3X185 | 32142 | ACC.INS.ENCLOSURE CI3-CI49 | 94 | cerere oferta | N | 1 | 0 | 1 | 0.644 | KG | 45X50X45 | 4015080321422 |  | 277 | PDC | 1
29769 | D-K3X240 | 29769 | ACC.INS.ENCLOSURE CI3-CI49 | 94 | cerere oferta | N | 1 | 0 | 1 | 1.351 | KG | 45X50X45 | 4015080297697 |  | 277 | PDC | 1
34515 | D-K4X185 | 34515 | ACC.INS.ENCLOSURE CI3-CI49 | 94 | cerere oferta | N | 1 | 0 | 1 | 0.2 | KG | 45X50X45 | 4015080345152 |  | 277 | PDC | 1
20277 | D-K95 | 20277 | ACC.INS.ENCLOSURE CI3-CI49 | 94 | cerere oferta | N | 1 | 0 | 1 | 0.048 | KG | 20X30X20 | 4015080202776 |  | 277 | PDC | 1
ROMZ0000000054 | DLW-MU(50A;4-20mA;36-265VAC+DC) | ROMZ0000000054 | DLW-MU(50A;4-20mA;36-265VAC+DC) | 701 | cerere oferta | N | 1 | 0 | 1 | 1 | KG | 0 001X0 001X0 001 | 9008790510922 |  | 393 | ICD | 1
1314210 | DMM-125/1 | 1314210 | Switch-disc. DMM 125/1 3P+SN | 73 | cerere oferta | N | 1 | 0 | 1 | 0.916 | KG | 152X132X108 | 8711426684652 |  | 761 | ICD | 1
1314206 | DMM-125/1+CM | 1314206 | Switch-disc. DMM 125/1 3P+SN | 73 | cerere oferta | N | 1 | 0 | 1 | 0.9 | KG | 220X190X80 | 8711426371057 |  | 761 | ICD | 1
1314203 | DMM-125/1-SK | 1314203 | Switch-disc. DMM 125/1 3P+SN | 73 | cerere oferta | N | 1 | 0 | 1 | 0.9 | KG | 152X132X108 | 8711426691346 |  | 761 | ICD | 1
1314211 | DMM-125/4 | 1314211 | Switch-disc. DMM 125/4 | 73 | cerere oferta | N | 1 | 0 | 1 | 0.907 | KG | 152X132X108 | 8711426911871 |  | 761 | ICD | 1
1314207 | DMM-125/4+CM | 1314207 | Switch-disc. DMM 125/4 | 73 | cerere oferta | N | 1 | 0 | 1 | 1.04 | KG | 152X132X108 | 8711426752757 |  | 761 | ICD | 1
1314204 | DMM-125/4-SK | 1314204 | Switch-disc. DMM 125/4 | 73 | cerere oferta | N | 1 | 0 | 1 | 0.88 | KG | 152X132X108 | 8711426424340 |  | 761 | ICD | 1
1314056 | DMM-40/1 | 1314056 | Switch-disc. DMM 40/1 3P+SN | 73 | cerere oferta | N | 1 | 0 | 1 | 0.63 | KG | 146X84X74 | 8711426775695 |  | 761 | ICD | 1
1314054 | DMM-40/1+SK | 1314054 | Switch-disc. DMM 40/1 3P+SN | 73 | cerere oferta | N | 1 | 0 | 1 | 0.59 | KG | 100X70X60 | 8711426255364 |  | 761 | ICD | 1
1314052 | DMM-40/1-SK | 1314052 | Switch-disc. DMM 40/1 3P+SN | 73 | cerere oferta | N | 1 | 0 | 1 | 0.575 | KG | 146X84X74 | 8711426322110 |  | 761 | ICD | 1
1314057 | DMM-40/4 | 1314057 | Switch-disc. DMM 40/4 | 73 | cerere oferta | N | 10 | 0 | 1 | 0.63 | KG | 146X84X74 | 8711426325708 |  | 761 | ICD | 1
1314055 | DMM-40/4+SK | 1314055 | Switch-disc. DMM 40/4 | 73 | cerere oferta | N | 1 | 0 | 1 | 0.69 | KG | 146X84X74 | 8711426225213 |  | 761 | ICD | 1
1314053 | DMM-40/4-SK | 1314053 | Switch-disc. DMM 40/4 | 73 | cerere oferta | N | 1 | 0 | 1 | 0.61 | KG | 146X84X74 | 8711426761742 |  | 761 | ICD | 1
1314161 | DMM-63/1 | 1314161 | Switch-disc. DMM 63/1 3P+SN | 73 | cerere oferta | N | 1 | 0 | 1 | 0.62 | KG | 146X84X74 | 8711426891289 |  | 761 | ICD | 1
1314159 | DMM-63/1+SK | 1314159 | Switch-disc. DMM 63/1 3P+SN | 73 | cerere oferta | N | 1 | 0 | 1 | 0.515 | KG | 150X90X80 | 8711426383845 |  | 761 | ICD | 1
1314157 | DMM-63/1-SK | 1314157 | Switch-disc. DMM 63/1 3P+SN | 73 | cerere oferta | N | 1 | 0 | 1 | 0.61 | KG | 146X84X74 | 8711426125889 |  | 761 | ICD | 1
1314162 | DMM-63/4 | 1314162 | Switch-disc. DMM 63/4 | 73 | cerere oferta | N | 10 | 0 | 1 | 0.62 | KG | 146X84X74 | 8711426625006 |  | 761 | ICD | 1
1314160 | DMM-63/4+SK | 1314160 | Switch-disc. DMM 63/4 | 73 | cerere oferta | N | 1 | 0 | 1 | 0.69 | KG | 146X84X74 | 8711426431652 |  | 761 | ICD | 1
1314158 | DMM-63/4-SK | 1314158 | Switch-disc. DMM 63/4 | 73 | cerere oferta | N | 1 | 0 | 1 | 0.515 | KG | 150X90X80 | 8711426383135 |  | 761 | ICD | 1
1814446 | DMV-1000N/1 | 1814446 | Switch-disc. DMV1000N/1 3P+SN | 73 | cerere oferta | N | 1 | 0 | 1 | 4.927 | KG | 310X250X110 | 8711426533554 |  | 761 | ICD | 1
1814452 | DMV1000N/1+SH | 1814452 | DUMECO DMV1000N/1 3P+SN H182 | 73 | cerere oferta | N | 1 | 0 | 1 | 5 | KG | 310X250X110 | 8711426104488 |  | 761 | ICD | 1
1814445 | DMV-1000N/3 | 1814445 | Switch-disc. DMV1000N/3 | 73 | cerere oferta | N | 1 | 0 | 1 | 4.96 | KG | 305X256X107 | 8711426529441 |  | 761 | ICD | 1
1814451 | DMV1000N/3+SH | 1814451 | DUMECO DMV1000N/3 H182 | 73 | cerere oferta | N | 1 | 0 | 1 | 5 | KG | 310X250X110 | 8711426959583 |  | 761 | ICD | 1
1814447 | DMV-1000N/4 | 1814447 | Switch-disc. DMV1000N/4 | 73 | cerere oferta | N | 1 | 0 | 1 | 5.26 | KG | 400X250X250 | 8711426639447 |  | 761 | ICD | 1
1814453 | DMV1000N/4+SH | 1814453 | DUMECO DMV1000N/4 H182 | 73 | cerere oferta | N | 1 | 0 | 1 | 6.34 | KG | 369X392X125 | 8711426209480 |  | 761 | ICD | 1
1814591 | DMV-1250N/1 | 1814591 | Switch-disc. DMV1250N/1 3P+SN | 73 | cerere oferta | N | 1 | 0 | 1 | 11.5 | KG | 390X370X130 | 8711426531482 |  | 761 | ICD | 1
1814590 | DMV-1250N/3 | 1814590 | Switch-disc. DMV1250N/3 | 73 | cerere oferta | N | 1 | 0 | 1 | 12.06 | KG | 386X362X115 | 8711426320703 |  | 761 | ICD | 1
1814592 | DMV-1250N/4 | 1814592 | Switch-disc. DMV1250N/4 | 73 | cerere oferta | N | 1 | 0 | 1 | 13.245 | KG | 386X362X115 | 8711426640481 |  | 761 | ICD | 1
1814596 | DMV-1600N/1 | 1814596 | Switch-disc. DMV1600N/1 3P+SN | 73 | cerere oferta | N | 1 | 0 | 1 | 13.74 | KG | 390X370X130 | 8711426851481 |  | 761 | ICD | 1
1814595 | DMV-1600N/3 | 1814595 | Switch-disc. DMV1600N/3 | 73 | cerere oferta | N | 1 | 0 | 1 | 12.7 | KG | 500X250X250 | 8711426743489 |  | 761 | ICD | 1
1814597 | DMV-1600N/4 | 1814597 | Switch-disc. DMV1600N/4 | 73 | cerere oferta | N | 1 | 0 | 1 | 13 | KG | 386X362X115 | 8711426104716 |  | 761 | ICD | 1
1814177 | DMV-160N/1 | 1814177 | Switch-disc. DMV160N/1 3P+SN Bolt | 73 | cerere oferta | N | 1 | 0 | 1 | 0.884 | KG | 160X130X80 | 8711426958708 |  | 761 | ICD | 1
1814174 | DMV-160N/1+TC | 1814174 | Switch-disc. DMV160N/1 3P+SN TC | 73 | cerere oferta | N | 1 | 0 | 1 | 1.17 | KG | 168X131X73 | 8711426638594 |  | 761 | ICD | 1
1814178 | DMV-160N/3 | 1814178 | Switch-disc. DMV160N/3 | 73 | cerere oferta | N | 1 | 0 | 1 | 1.01 | KG | 168X131X70 | 8711426106437 |  | 761 | ICD | 1
1814175 | DMV-160N/3+TC | 1814175 | Switch-disc. DMV160N/3 TC | 73 | cerere oferta | N | 1 | 0 | 1 | 0.91 | KG | 180X210X80 | 8711426848597 |  | 761 | ICD | 1
1814179 | DMV-160N/4 | 1814179 | Switch-disc. DMV160N/4 | 73 | cerere oferta | N | 1 | 0 | 1 | 1.08 | KG | 250X150X150 | 8711426211001 |  | 761 | ICD | 1
1814176 | DMV-160N/4+TC | 1814176 | Switch-disc. DMV160N/4 TC | 73 | cerere oferta | N | 1 | 0 | 1 | 1.18 | KG | 170X130X70 | 8711426853928 |  | 761 | ICD | 1
1814065 | DMV-2000N/3 | 1814065 | Switch-disc. DMV2000N/3 | 73 | cerere oferta | N | 1 | 0 | 1 | 18.54 | KG | 470X355X150 | 8711426422377 |  | 761 | ICD | 1
1814409 | DMV-250N/1 | 1814409 | Switch-disc. DMV250N/1 3P+SN | 73 | cerere oferta | N | 1 | 0 | 1 | 1.7 | KG | 206X185X75 | 8711426959378 |  | 761 | ICD | 1
1814421 | DMV250N/1+SH | 1814421 | DUMECO DMV250N/1 3P+SN H170 | 73 | cerere oferta | N | 1 | 0 | 1 | 2.034 | KG | 227X167X130 | 8711426742437 |  | 761 | ICD | 1
1814408 | DMV-250N/3 | 1814408 | Switch-disc. DMV250N/3 | 73 | cerere oferta | N | 1 | 0 | 1 | 1.62 | KG | 206X185X75 | 8711426853812 |  | 761 | ICD | 1
1814420 | DMV250N/3+SH | 1814420 | DUMECO DMV250N/3 H170 | 73 | cerere oferta | N | 1 | 0 | 1 | 1.96 | KG | 227X167X130 | 8711426424432 |  | 761 | ICD | 1
1814410 | DMV-250N/4 | 1814410 | Switch-disc. DMV250N/4 | 73 | cerere oferta | N | 1 | 0 | 1 | 1.705 | KG | 206X185X75 | 8711426104266 |  | 761 | ICD | 1
1814422 | DMV250N/4+SH | 1814422 | DUMECO DMV250N/4 H170 | 73 | cerere oferta | N | 1 | 0 | 1 | 2.04 | KG | 227X167X130 | 8711426848542 |  | 761 | ICD | 1
1814412 | DMV-400N/1 | 1814412 | Switch-disc. DMV400N/1 3P+SN | 73 | cerere oferta | N | 1 | 0 | 1 | 1.875 | KG | 206X185X75 | 8711426318496 |  | 761 | ICD | 1
1814424 | DMV400N/1+SH | 1814424 | DUMECO DMV400N/1 3P+SN H170 | 73 | cerere oferta | N | 1 | 0 | 1 | 2 | KG | 227X167X130 | 8711426102651 |  | 761 | ICD | 1
1814411 | DMV-400N/3 | 1814411 | Switch-disc. DMV400N/3 | 73 | cerere oferta | N | 1 | 0 | 1 | 1.788 | KG | 206X185X75 | 8711426213388 |  | 761 | ICD | 1
1814423 | DMV400N/3+SH | 1814423 | DUMECO DMV400N/3 H170 | 73 | cerere oferta | N | 1 | 0 | 1 | 2.14 | KG | 220X190X80 | 8711426956438 |  | 761 | ICD | 1
1814413 | DMV-400N/4 | 1814413 | Switch-disc. DMV400N/4 | 73 | cerere oferta | N | 1 | 0 | 1 | 1.9 | KG | 206X185X75 | 8711426422711 |  | 761 | ICD | 1
1814425 | DMV400N/4+SH | 1814425 | DUMECO DMV400N/4 H170 | 73 | cerere oferta | N | 1 | 0 | 1 | 2.22 | KG | 227X167X130 | 8711426106321 |  | 761 | ICD | 1
1814443 | DMV-630N/1 | 1814443 | Switch-disc. DMV630N/1 3P+SN | 73 | cerere oferta | N | 1 | 0 | 1 | 4.86 | KG | 305X256X107 | 8711426318441 |  | 761 | ICD | 1
1814449 | DMV630N/1+SH | 1814449 | DUMECO DMV630N/1 3P+SN H182 | 73 | cerere oferta | N | 1 | 0 | 1 | 5.68 | KG | 370X390X125 | 8711426105119 |  | 761 | ICD | 1
1814442 | DMV-630N/3 | 1814442 | Switch-disc. DMV630N/3 | 73 | cerere oferta | N | 1 | 0 | 1 | 4.61 | KG | 305X256X107 | 8711426211995 |  | 761 | ICD | 1
1814448 | DMV630N/3+SH | 1814448 | DUMECO DMV630N/3 H182 | 73 | cerere oferta | N | 1 | 0 | 1 | 4.7 | KG | 310X250X110 | 8711426850668 |  | 761 | ICD | 1
1814444 | DMV-630N/4 | 1814444 | Switch-disc. DMV630N/4 | 73 | cerere oferta | N | 1 | 0 | 1 | 4.94 | KG | 400X250X250 | 8711426423442 |  | 761 | ICD | 1
1814450 | DMV630N/4+SH | 1814450 | DUMECO DMV630N/4 H182 | 73 | cerere oferta | N | 1 | 0 | 1 | 6 | KG | 390X365X125 | 8711426853911 |  | 761 | ICD | 1
1814187 | DMVS-160N/1 | 1814187 | Switch-disc. DMVS160N/1 3P+SN TC large | 73 | cerere oferta | N | 1 | 0 | 1 | 0.975 | KG | 180X210X80 | 8711426742376 |  | 761 | ICD | 1
1814186 | DMVS-160N/3 | 1814186 | Switch-disc. DMVS160N/3 TC large | 73 | cerere oferta | N | 1 | 0 | 1 | 0.001 | KG | 206X185X75 | 8711426636378 |  | 761 | ICD | 1
1814188 | DMVS-160N/4 | 1814188 | Switch-disc. DMVS160N/4 TC large | 73 | cerere oferta | N | 1 | 0 | 1 | 1.72 | KG | 206X185X75 | 8711426847378 |  | 761 | ICD | 1
170126 | DNW-CON/LED/5W | 170126 | LED-Konverter 5W | 85 | cerere oferta | N | 1 | 0 | 1 | 0.16 | KG | 0 001X0 001X0 001 | 4015081666256 |  | 275 | PDC | 1
237508 | DNW-KU/FC/1S/KK | 237508 | Adaptoare FC/PC/Singlemode/simplex | 87 | cerere oferta | N | 1 | 0 | 1 | 9.85 | G | 28X16X16 | 4015082375089 |  | 276 | PDC | 1
237509 | DNW-KU/FC/1S/KK/DHOLE | 237509 | Adaptoare FC/PC/Singlemode/simplex D-Hol | 87 | cerere oferta | N | 1 | 0 | 1 | 4.95 | G | 31X11X11 | 4015082375096 |  | 276 | PDC | 1
237511 | DNW-KU/SC/1M/M | 237511 | Adaptoare SC/Multimode/simplex | 87 | cerere oferta | N | 1 | 0 | 1 | 4.4 | G | 34X23X10 | 4015082375119 |  | 276 | PDC | 1
237512 | DNW-KU/SC/2M/M | 237512 | Adaptoare SC/Multimode/duplex | 87 | cerere oferta | N | 1 | 0 | 1 | 0.01 | KG | 34X35X10 | 4015082375126 |  | 276 | PDC | 1
237510 | DNW-KU/ST/1M/M | 237510 | Adaptoare ST/Multimode/simplex | 87 | cerere oferta | N | 1 | 0 | 1 | 6.95 | G | 43X13X15 | 4015082375102 |  | 276 | PDC | 1
237474 | DNW-S/SK/120/S | 237474 | Balamale pentru -SK/120/S | 87 | cerere oferta | N | 1 | 0 | 1 | 3.8 | G | 11X8X6 | 4015082374747 |  | 276 | PDC | 1
170125 | DNW-SIL/LED/IR/S/MG | 170125 | SlimLine LED 24V/4W | 85 | cerere oferta | N | 1 | 0 | 1 | 0.13 | KG | 0 001X0 001X0 001 | 4015081666249 |  | 275 | PDC | 1
237472 | DNW-SK/120 | 237472 | Caseta conector, fara balamale | 87 | cerere oferta | N | 1 | 0 | 1 | 0.036 | KG | 152X95X9 | 4015082374723 |  | 276 | PDC | 1
237473 | DNW-SK/120/S | 237473 | Caseta conector, cu balamale | 87 | cerere oferta | N | 1 | 0 | 1 | 0.036 | KG | 152X105X9 | 4015082374730 |  | 276 | PDC | 1
237475 | DNW-SK/121 | 237475 | Caseta splitare | 87 | cerere oferta | N | 1 | 0 | 1 | 0.062 | KG | 180X130X8 | 4015082374754 |  | 276 | PDC | 1
237480 | DNW-SKA/120 | 237480 | Capace | 87 | cerere oferta | N | 1 | 0 | 1 | 0.02 | KG | 151X96X1 | 4015082374808 |  | 276 | PDC | 1
237481 | DNW-SKA/121 | 237481 | Capace | 87 | cerere oferta | N | 1 | 0 | 1 | 0.035 | KG | 181X131X1 | 4015082374815 |  | 276 | PDC | 1
237476 | DNW-SRH8 | 237476 | 8 tuburi protectie | 87 | cerere oferta | N | 1 | 0 | 1 | 0.003 | KG | 37X27X7 | 4015082374761 |  | 276 | PDC | 1
237477 | DNW-SWH12 | 237477 | 12 protectii tip sandwich | 87 | cerere oferta | N | 1 | 0 | 1 | 0.003 | KG | 37X27X7 | 4015082374778 |  | 276 | PDC | 1
174182 | DOOR-1/12-T-IKA | 174182 | DOOR-1/12-T-IKA | 84 | cerere oferta | S | 1 | 0 | 1 | 0.045 | KG | 0 001X0 001X0 001 | 4015081706440 |  | 272 | PDC | 1
174224 | DOOR-1/18-T-IKA | 174224 | DOOR-1/18-T-IKA | 84 | cerere oferta | S | 1 | 0 | 1 | 0.1 | KG | 0 001X0 001X0 001 | 4015081706860 |  | 272 | PDC | 1
174179 | DOOR-1/4-T-IKA | 174179 | DOOR-1/4-T-IKA | 84 | cerere oferta | S | 1 | 0 | 1 | 0.015 | KG | 0 001X0 001X0 001 | 4015081706419 |  | 272 | PDC | 1
174180 | DOOR-1/6-T-IKA | 174180 | DOOR-1/6-T-IKA | 84 | cerere oferta | S | 1 | 0 | 1 | 0.025 | KG | 0 001X0 001X0 001 | 4015081706426 |  | 272 | PDC | 1
174181 | DOOR-1/8-T-IKA | 174181 | DOOR-1/8-T-IKA | 84 | cerere oferta | S | 1 | 0 | 1 | 0.035 | KG | 0 001X0 001X0 001 | 4015081706433 |  | 272 | PDC | 1
174183 | DOOR-2/24-T-IKA | 174183 | DOOR-2/24-T-IKA | 84 | cerere oferta | S | 1 | 0 | 1 | 0.125 | KG | 0 001X0 001X0 001 | 4015081706457 |  | 272 | PDC | 1
174225 | DOOR-2/36-T-IKA | 174225 | DOOR-2/36-T-IKA | 84 | cerere oferta | S | 1 | 0 | 1 | 0.225 | KG | 0 001X0 001X0 001 | 4015081706877 |  | 272 | PDC | 1
174223 | DOOR-3/36-T-IKA | 174223 | DOOR-3/36-T-IKA | 84 | cerere oferta | S | 1 | 0 | 1 | 0.25 | KG | 0 001X0 001X0 001 | 4015081706853 |  | 272 | PDC | 1
174226 | DOOR-3/54-T-IKA | 174226 | DOOR-3/54-T-IKA | 84 | cerere oferta | S | 1 | 0 | 1 | 0.455 | KG | 0 001X0 001X0 001 | 4015081706884 |  | 272 | PDC | 1
138737 | DOOR-RET-CS | 138737 | Door stop | 100 | cerere oferta | N | 1 | 0 | 1 | 0.25 | KG | 13X20X17 | 4015081355174 |  | 278 | PDC | 1
LUM10533 | Double side diffuser | LUM10533 | Accesoriu UltraLED 45 Dispersor dubla fata Pictograme directionare optional Produs de Cooper Industries Romania SRL | 732 | cerere oferta | N | 1 | 0 | 1 | 0.18 | Kg | 220 167X120 091X55 042 | 3660191105334 |  | EML | Safety | 1
O-DS65 | Double Side Diffuser Star65 | O-DS65 | Accesoriu Star 65 Dispersor dubla fata Pictograme directionare optional Produs de Cooper Industries Romania SRL | 732 | cerere oferta | N | 1 | 0 | 1 | 0.51 | Kg | 335X137X125 | 5205050249019 |  | EML | Safety | 1
140172 | DP-16DI/P | 140172 | 16 digital input Profibus DP | 6 | cerere oferta | N | 1 | 0 | 1 | 0.109 | KG | 120X50X55 | 7640130122703 |  | 203 | IAB | 1
140173 | DP-16DI/P-2X8 | 140173 | 16 digital input Profibus DP | 6 | cerere oferta | N | 1 | 0 | 1 | 0.087 | KG | 120X55X60 | 7640130122710 |  | 203 | IAB | 1
140197 | DP-16DI-P/16DO/0.5A-PK-ECO | 140197 | Eco 16/16 dig. input/output Profibus DP | 6 | cerere oferta | N | 1 | 0 | 1 | 0.203 | KG | 180X100X60 | 7640130122734 |  | 203 | IAB | 1
140180 | DP-16DO/0.5A-P-2X8 | 140180 | 16 digital output 0.5A Profibus DP | 6 | cerere oferta | N | 1 | 0 | 1 | 0.085 | KG | 120X50X55 | 7640130122741 |  | 203 | IAB | 1
140182 | DP-16DO/0.5A-PK | 140182 | 16 digital output 0.5A Profibus DP | 6 | cerere oferta | N | 1 | 0 | 1 | 0.13 | KG | 120X50X55 | 7640130122758 |  | 203 | IAB | 1
140181 | DP-16DO/R-NO | 140181 | 16 digital output relay NO Profibus DP | 6 | cerere oferta | N | 1 | 0 | 1 | 0.164 | KG | 120X55X60 | 7640130122772 |  | 203 | IAB | 1
140188 | DP-1CNT/24V | 140188 | 1 counter 24V Profibus DP | 6 | cerere oferta | N | 1 | 0 | 1 | 0.13 | KG | 120X55X60 | 7640130122789 |  | 203 | IAB | 1
140185 | DP-24DI/8DO/0.5A-PK | 140185 | 24/8 dig. input/output 0.5A Profibus DP | 6 | cerere oferta | N | 1 | 0 | 1 | 0.131 | KG | 120X50X55 | 7640130122796 |  | 203 | IAB | 1
140174 | DP-32DI/P-2X16 | 140174 | 32 digital input Profibus DP | 6 | cerere oferta | N | 1 | 0 | 1 | 0.121 | KG | 120X55X55 | 7640130122802 |  | 203 | IAB | 1
140195 | DP-32DI/P-ECO | 140195 | Eco 32 digital input Profibus DP | 6 | cerere oferta | N | 1 | 0 | 1 | 0.197 | KG | 180X100X60 | 7640130122819 |  | 203 | IAB | 1
140183 | DP-32DO/0.5A-P-2X16 | 140183 | 32 digital output 0.5A Profibus DP | 6 | cerere oferta | N | 1 | 0 | 1 | 0.119 | KG | 120X55X60 | 7640130122826 |  | 203 | IAB | 1
140196 | DP-32DO/0.5A-PK-ECO | 140196 | Eco 32 digital output 0.5A Profibus DP | 6 | cerere oferta | N | 1 | 0 | 1 | 0.21 | KG | 180X100X60 | 7640130122833 |  | 203 | IAB | 1
140190 | DP-4AI/PT100 | 140190 | 4 analog input PT Profibus DP | 6 | cerere oferta | N | 1 | 0 | 1 | 0.145 | KG | 150X55X55 | 7640130122857 |  | 203 | IAB | 1
140189 | DP-4AI/UI | 140189 | 4 analog input U/I Profibus DP | 6 | cerere oferta | N | 1 | 0 | 1 | 0.144 | KG | 120X55X55 | 7640130122871 |  | 203 | IAB | 1
140192 | DP-4AO/UI | 140192 | 4 analog output U/I Profibus DP | 6 | cerere oferta | N | 1 | 0 | 1 | 0.147 | KG | 120X55X55 | 7640130122888 |  | 203 | IAB | 1
140177 | DP-4DO/2.0A-PK | 140177 | 4 digital output 0.5A Profibus DP | 6 | cerere oferta | N | 1 | 0 | 1 | 0.089 | KG | 120X50X55 | 7640130122918 |  | 203 | IAB | 1
140186 | DP-8DI/8DO/0.5A-PK | 140186 | 8/8 dig. input/output 0.5A Profibus DP | 6 | cerere oferta | N | 1 | 0 | 1 | 0.094 | KG | 120X50X55 | 7640130122956 |  | 203 | IAB | 1
140171 | DP-8DI/P | 140171 | 8 digital input Profibus DP | 6 | cerere oferta | N | 1 | 0 | 1 | 0.078 | KG | 120X50X55 | 7640130122970 |  | 203 | IAB | 1
140179 | DP-8DO/0.5A-PK | 140179 | 8 digital output 0.5A Profibus DP | 6 | cerere oferta | N | 1 | 0 | 1 | 0.091 | KG | 120X55X60 | 7640130122987 |  | 203 | IAB | 1
140178 | DP-8DO/R-NO | 140178 | 8 digital output relay NO Profibus DP | 6 | cerere oferta | N | 1 | 0 | 1 | 0.11 | KG | 120X50X55 | 7640130123007 |  | 203 | IAB | 1
140244 | DP-ASW | 140244 | Terminating resistor for Winbloc ECO | 6 | cerere oferta | N | 1 | 0 | 1 | 0.001 | KG | 1X1X1 | 7640130123014 |  | 203 | IAB | 1
140169 | DP-BRIDGE | 140169 | Bridge Profibus DP | 6 | cerere oferta | N | 1 | 0 | 1 | 0.174 | KG | 180X100X60 | 7640130123021 |  | 203 | IAB | 1
140170 | DP-BRIDGE/12MB | 140170 | Bridge Profibus DP 12MB | 6 | cerere oferta | N | 1 | 0 | 1 | 0.168 | KG | 180X95X60 | 7640130123038 |  | 203 | IAB | 1
96222 | DP-ID | 96222 | ACC.INS.ENCLOSURE CI3-CI49 | 94 | cerere oferta | N | 5 | 0 | 1 | 0.244 | KG | 0X0X0 | 4015080962229 |  | 277 | PDC | 1
120850 | dRCM-40/4/003-U+ | 120850 | dRCM-40/4/003-U+ | 78 | cerere oferta | N | 1 | 0 | 30 | 0.395 | KG | 80X70X71 | 4015081186808 |  | 657 | PDC | 1
120843 | dRCM-40/4/03-S/A+ | 120843 | RCCB | 78 | cerere oferta | N | 1 | 4 | 30 | 0.381 | KG | 80X70X71 | 4015081186730 |  | 657 | PDC | 1
120838 | dRCM-63/4/003-G/A+ | 120838 | Intr. diferential digital, 63A,4P,30mA, | 78 | cerere oferta | N | 1 | 4 | 30 | 0.395 | KG | 80X70X71 | 4015081186686 |  | 657 | PDC | 1
120846 | dRCM-63/4/003-U+ | 120846 | RCCB | 78 | cerere oferta | N | 1 | 4 | 30 | 0.395 | KG | 80X70X71 | 4015081186761 |  | 657 | PDC | 1
120845 | dRCM-80/4/03-S/A+ | 120845 | RCCB | 78 | cerere oferta | N | 1 | 4 | 30 | 0.381 | KG | 80X70X71 | 4015081186754 |  | 657 | PDC | 1
25341 | DRG-AT4 | 25341 | Accesoriu AT4 | 58 | cerere oferta | S | 5000 | 0 | 1 | 0.004 | KG | 5X5X10 | 4015080253419 |  | 294 | ICD | 1
134847 | DS7-340SX004N0-N | 134847 | Softstarter DS7, 24 V AC/DC, 4 A | 49 | cerere oferta | N | 1 | 0 | 1 | 0.35 | KG | 94X45X130 | 4015081316922 |  | 699 | ICD | 1
134849 | DS7-340SX007N0-N | 134849 | Softstarter DS7, 24 V AC/DC, 7 A | 49 | cerere oferta | N | 1 | 0 | 1 | 0.35 | KG | 94X45X130 | 4015081316946 |  | 699 | ICD | 1
134910 | DS7-340SX009N0-N | 134910 | Softstarter DS7, 24 V AC/DC, 9 A | 49 | cerere oferta | N | 1 | 0 | 1 | 0.35 | KG | 94X45X130 | 4015081316953 |  | 699 | ICD | 1
134911 | DS7-340SX012N0-N | 134911 | Softstarter DS7, 24 V AC/DC, 12 A | 49 | cerere oferta | N | 1 | 0 | 1 | 0.35 | KG | 94X45X130 | 4015081316960 |  | 699 | ICD | 1
134912 | DS7-340SX016N0-N | 134912 | Softstarter DS7, 24 V AC/DC, 16 A | 49 | cerere oferta | N | 1 | 0 | 1 | 0.4 | KG | 118X45X150 | 4015081316977 |  | 699 | ICD | 1
134913 | DS7-340SX024N0-N | 134913 | Softstarter DS7, 24 V AC/DC, 24 A | 49 | cerere oferta | N | 1 | 0 | 1 | 0.4 | KG | 118X45X150 | 4015081316984 |  | 699 | ICD | 1
134914 | DS7-340SX032N0-N | 134914 | Softstarter DS7, 24 V AC/DC, 32 A | 49 | cerere oferta | N | 1 | 0 | 1 | 0.4 | KG | 118X45X150 | 4015081316991 |  | 699 | ICD | 1
134916 | DS7-340SX041N0-N | 134916 | DS7 soft starter, 24 V AC/DC, 41 A | 49 | cerere oferta | N | 1 | 0 | 1 | 1.8 | KG | 139X93X175 | 4015081317318 |  | 699 | ICD | 1
134917 | DS7-340SX055N0-N | 134917 | DS7 soft starter, 24 V AC/DC, 55 A | 49 | cerere oferta | N | 1 | 0 | 1 | 1.8 | KG | 139X93X175 | 4015081317325 |  | 699 | ICD | 1
134918 | DS7-340SX070N0-N | 134918 | DS7 soft starter, 24 V AC/DC, 70 A | 49 | cerere oferta | N | 1 | 0 | 1 | 1.8 | KG | 139X93X175 | 4015081317332 |  | 699 | ICD | 1
134919 | DS7-340SX081N0-N | 134919 | DS7 soft starter, 24 V AC/DC, 81 A | 49 | cerere oferta | N | 1 | 0 | 1 | 1.8 | KG | 139X93X175 | 4015081317349 |  | 699 | ICD | 1
134920 | DS7-340SX100N0-N | 134920 | DS7 soft starter, 24 V AC/DC, 100 A | 49 | cerere oferta | N | 1 | 0 | 1 | 1.8 | KG | 139X93X175 | 4015081317356 |  | 699 | ICD | 1
134921 | DS7-340SX135N0-N | 134921 | DS7 soft starter, 24 V AC/DC, 135 A | 49 | cerere oferta | N | 1 | 0 | 1 | 3.7 | KG | 178X108X215 | 4015081317363 |  | 699 | ICD | 1
134922 | DS7-340SX160N0-N | 134922 | DS7 soft starter, 24 V AC/DC, 160 A | 49 | cerere oferta | N | 1 | 0 | 1 | 3.7 | KG | 178X108X215 | 4015081317370 |  | 699 | ICD | 1
134923 | DS7-340SX200N0-N | 134923 | DS7 soft starter, 24 V AC/DC, 200 A | 49 | cerere oferta | N | 1 | 0 | 1 | 3.7 | KG | 178X108X215 | 4015081317387 |  | 699 | ICD | 1
134925 | DS7-342SX004N0-N | 134925 | Softstarter DS7, 110/230 V AC, 4 A | 49 | cerere oferta | N | 1 | 0 | 1 | 0.35 | KG | 94X45X130 | 4015081317400 |  | 699 | ICD | 1
134927 | DS7-342SX007N0-N | 134927 | Softstarter DS7, 110/230 V AC, 7 A | 49 | cerere oferta | N | 1 | 0 | 1 | 0.35 | KG | 94X45X130 | 4015081317424 |  | 699 | ICD | 1
134928 | DS7-342SX009N0-N | 134928 | Softstarter DS7, 110/230 V AC, 9 A | 49 | cerere oferta | N | 1 | 0 | 1 | 0.35 | KG | 94X45X130 | 4015081317431 |  | 699 | ICD | 1
134929 | DS7-342SX012N0-N | 134929 | Softstarter DS7, 110/230 V AC, 12 A | 49 | cerere oferta | N | 1 | 0 | 1 | 0.35 | KG | 94X45X130 | 4015081317448 |  | 699 | ICD | 1
134930 | DS7-342SX016N0-N | 134930 | Softstarter DS7, 110/230 V AC, 16 A | 49 | cerere oferta | N | 1 | 0 | 1 | 0.4 | KG | 118X45X150 | 4015081317455 |  | 699 | ICD | 1
134931 | DS7-342SX024N0-N | 134931 | Softstarter DS7, 110/230 V AC, 24 A | 49 | cerere oferta | N | 1 | 0 | 1 | 0.4 | KG | 118X45X150 | 4015081317462 |  | 699 | ICD | 1
134932 | DS7-342SX032N0-N | 134932 | Softstarter DS7, 110/230 V AC, 32 A | 49 | cerere oferta | N | 1 | 0 | 1 | 0.4 | KG | 118X45X150 | 4015081317479 |  | 699 | ICD | 1
134934 | DS7-342SX041N0-N | 134934 | DS7 soft starter, 110/230 V AC, 41 A | 49 | cerere oferta | N | 1 | 0 | 1 | 1.8 | KG | 139X93X175 | 4015081317493 |  | 699 | ICD | 1
134935 | DS7-342SX055N0-N | 134935 | DS7 soft starter, 110/230 V AC, 55 A | 49 | cerere oferta | N | 1 | 0 | 1 | 1.8 | KG | 139X93X175 | 4015081317509 |  | 699 | ICD | 1
134936 | DS7-342SX070N0-N | 134936 | DS7 soft starter, 110/230 V AC, 70 A | 49 | cerere oferta | N | 1 | 0 | 1 | 1.8 | KG | 139X93X175 | 4015081317516 |  | 699 | ICD | 1
134937 | DS7-342SX081N0-N | 134937 | DS7 soft starter, 110/230 V AC, 81 A | 49 | cerere oferta | N | 1 | 0 | 1 | 1.8 | KG | 139X93X175 | 4015081317523 |  | 699 | ICD | 1
134938 | DS7-342SX100N0-N | 134938 | DS7 soft starter, 110/230 V AC, 100 A | 49 | cerere oferta | N | 1 | 0 | 1 | 1.8 | KG | 139X93X175 | 4015081317530 |  | 699 | ICD | 1
134939 | DS7-342SX135N0-N | 134939 | DS7 soft starter, 110/230 V AC, 135 A | 49 | cerere oferta | N | 1 | 0 | 1 | 3.7 | KG | 178X108X215 | 4015081317547 |  | 699 | ICD | 1
134940 | DS7-342SX160N0-N | 134940 | DS7 soft starter, 110/230 V AC, 160 A | 49 | cerere oferta | N | 1 | 0 | 1 | 3.7 | KG | 178X108X215 | 4015081317554 |  | 699 | ICD | 1
134941 | DS7-342SX200N0-N | 134941 | DS7 soft starter, 110/230 V AC, 200 A | 49 | cerere oferta | N | 1 | 0 | 1 | 3.7 | KG | 178X108X215 | 4015081317561 |  | 699 | ICD | 1
134943 | DS7-34DSX004N0-D | 134943 | Softstarter DS7, Darwin, 4 A | 49 | cerere oferta | N | 1 | 0 | 1 | 0.35 | KG | 103X45X130 | 4015081317585 |  | 699 | ICD | 1
134945 | DS7-34DSX007N0-D | 134945 | Softstarter DS7, Darwin, 7 A | 49 | cerere oferta | N | 1 | 0 | 1 | 0.35 | KG | 103X45X130 | 4015081317608 |  | 699 | ICD | 1
134946 | DS7-34DSX009N0-D | 134946 | Softstarter DS7, Darwin, 9 A | 49 | cerere oferta | N | 1 | 0 | 1 | 0.35 | KG | 103X45X130 | 4015081317615 |  | 699 | ICD | 1
134947 | DS7-34DSX012N0-D | 134947 | Softstarter DS7, Darwin, 12 A | 49 | cerere oferta | N | 1 | 0 | 1 | 0.35 | KG | 103X45X130 | 4015081317622 |  | 699 | ICD | 1
134948 | DS7-34DSX016N0-D | 134948 | Softstarter DS7, Darwin, 16 A | 49 | cerere oferta | N | 1 | 0 | 1 | 0.4 | KG | 126X45X150 | 4015081317639 |  | 699 | ICD | 1
134949 | DS7-34DSX024N0-D | 134949 | Softstarter DS7, Darwin, 24 A | 49 | cerere oferta | N | 1 | 0 | 1 | 0.4 | KG | 126X45X150 | 4015081317646 |  | 699 | ICD | 1
134950 | DS7-34DSX032N0-D | 134950 | Softstarter DS7, Darwin, 32 A | 49 | cerere oferta | N | 1 | 0 | 1 | 0.4 | KG | 126X45X150 | 4015081317653 |  | 699 | ICD | 1
135553 | DS7-FAN-032 | 135553 | DS7 soft starter, fan | 49 | cerere oferta | N | 1 | 0 | 1 | 0.02 | KG | 40X40X15 | 4015081323463 |  | 699 | ICD | 1
169021 | DS7-FAN-100 | 169021 | Soft starter DS7, fan BG3 | 49 | cerere oferta | N | 1 | 0 | 1 | 0.248 | KG | 50X90X210 | 4015081655144 |  | 699 | ICD | 1
169022 | DS7-FAN-200 | 169022 | Soft starter DS7, fan BG4 | 49 | cerere oferta | N | 1 | 0 | 1 | 0.369 | KG | 70X104X260 | 4015081655151 |  | 699 | ICD | 1
34224 | DSCH-CI | 34224 | ACC.INS.ENCLOSURE CI3-CI49 | 94 | cerere oferta | S | 5 | 0 | 1 | 0.046 | KG | 33X60X17 | 4015080342243 |  | 277 | PDC | 1
F22492203 | DSLB20/L/AL/24VDC | F22492203 | dSLB 20 EX-SING LED AMB 24 VDC | 732 | cerere oferta | N | 1 | 0 | 1 | 0.1 | KG | NA | NA |  | FHF, DSLB | Fulleon | 1
F22492403 | DSLB20/L/AL/80-265VAC | F22492403 | dSLB 20 EX-SIGN LED AMB 80-265VAC | 732 | cerere oferta | N | 1 | 0 | 1 | 0.1 | KG | NA | NA |  | FHF, DSLB | Fulleon | 1
F22492202 | DSLB20/L/RL/24VDC | F22492202 | dSLB 20 EX-SING LED RD 24 VDC | 732 | cerere oferta | N | 1 | 0 | 1 | 0.1 | KG | NA | NA |  | FHF, DSLB | Fulleon | 1
F22492402 | DSLB20/L/RL/80-265VAC | F22492402 | dSLB 20 EX-SING LED RD 80-265 VAC | 732 | cerere oferta | N | 1 | 0 | 1 | 0.1 | KG | NA | NA |  | FHF, DSLB | Fulleon | 1
CN126374 | DSM-12/24-R | CN126374 | SYNC MODULE,2 CLASS "B" OR 1 CLASS "A" CIRCUIT,RD | 732 | cerere oferta | N | 1 | 0 | 1 | 0.1 | KG | NA | NA |  | Wheelock , UL Range | Fulleon | 1
ROMZ0000000041 | DSM96 4-digit,600Vcc,Uaux=36-265Vcc | ROMZ0000000041 | DSM96 4-digit,600Vcc,Uaux'36-265Vcc | 70 | cerere oferta | N | 1 | 0 | 1 | 1 | KG | 0 001X0 001X0 001 | 9008790196355 |  | 393 | ICD | 1
ROMZ0000000040 | DSM96 4-digit,60mVcc,Uaux=36-265Vcc | ROMZ0000000040 | DSM96 4-digit,60mVcc,Uaux'36-265Vcc | 70 | cerere oferta | N | 1 | 0 | 1 | 1 | KG | 0 001X0 001X0 001 | 9008790196348 |  | 393 | ICD | 1
140500 | DT-100100-CS | 140500 | DT-100100-CS | 100 | cerere oferta | N | 1 |  | 1 | 9 | KG |  | 4015081372836 |  | 278 | PDC | 1
140498 | DT-10060-CS | 140498 | Door, transparent IP65 for CS | 100 | cerere oferta | N | 1 | 0 | 1 | 7 | KG | 15X600X1000 | 4015081372812 |  | 278 | PDC | 1
140491 | DT-6060-CS | 140491 | Door, transparent IP65 for CS | 100 | cerere oferta | N | 1 | 0 | 1 | 2.3 | KG | 15X600X600 | 4015081372744 |  | 278 | PDC | 1
914799 | DTZ0,1(*/*)* | 914799 | CONTROL TRANSFORMERS DTZ | 32 | cerere oferta | N | 1 | 0 | 1 | 1.9 | KG | 65X125X134 | 1004044 |  | 306 | ICD | 1
914800 | DTZ0,16(*/*)* | 914800 | CONTROL TRANSFORMERS DTZ | 32 | cerere oferta | N | 1 | 0 | 1 | 2.5 | KG | 75X125X134 | 1003851 |  | 306 | ICD | 1
914801 | DTZ0,25(*/*)* | 914801 | CONTROL TRANSFORMERS DTZ | 32 | cerere oferta | N | 1 | 0 | 1 | 3.6 | KG | 77X155X154 | 1004043 |  | 306 | ICD | 1
914802 | DTZ0,4(*/*)* | 914802 | CONTROL TRANSFORMERS DTZ | 32 | cerere oferta | N | 1 | 0 | 1 | 5.1 | KG | 92X155X154 | 1004042 |  | 306 | ICD | 1
914803 | DTZ0,5(*/*)* | 914803 | CONTROL TRANSFORMERS DTZ | 32 | cerere oferta | N | 1 | 0 | 1 | 6.1 | KG | 112X190X191 | 1004754 |  | 306 | ICD | 1
914804 | DTZ0,63(*/*)* | 914804 | CONTROL TRANSFORMERS DTZ | 32 | cerere oferta | N | 1 | 0 | 1 | 8.9 | KG | 132X190X191 | 1004041 |  | 306 | ICD | 1
914805 | DTZ1,0(*/*)* | 914805 | CONTROL TRANSFORMERS DTZ | 32 | cerere oferta | N | 1 | 0 | 1 | 12.9 | KG | 137X210X210 | 1004040 |  | 306 | ICD | 1
914806 | DTZ1,6(*/*)* | 914806 | CONTROL TRANSFORMERS DTZ | 32 | cerere oferta | N | 1 | 0 | 1 | 18.5 | KG | 114X230X269 | 1004039 |  | 306 | ICD | 1
914812 | DTZ10(*/*)* | 914812 | CONTROL TRANSFORMERS DTZ | 32 | cerere oferta | N | 1 | 0 | 1 | 70 | KG | 216X390X374 | 1004033 |  | 306 | ICD | 1
914813 | DTZ12,5(*/*)* | 914813 | CONTROL TRANSFORMERS DTZ | 32 | cerere oferta | N | 1 | 0 | 1 | 80 | KG | 231X390X374 | 1004032 |  | 306 | ICD | 1
914814 | DTZ16(*/*)* | 914814 | CONTROL TRANSFORMERS DTZ | 32 | cerere oferta | N | 1 | 0 | 1 | 95 | KG | 221X450X434 | 1004031 |  | 306 | ICD | 1
914807 | DTZ2,0(*/*)* | 914807 | CONTROL TRANSFORMERS DTZ | 32 | cerere oferta | N | 1 | 0 | 1 | 22.4 | KG | 117X240X279 | 1004038 |  | 306 | ICD | 1
914808 | DTZ2,5(*/*)* | 914808 | CONTROL TRANSFORMERS DTZ | 32 | cerere oferta | N | 1 | 0 | 1 | 29.3 | KG | 132X265X299 | 1004037 |  | 306 | ICD | 1
914815 | DTZ20(*/*)* | 914815 | CONTROL TRANSFORMERS DTZ | 32 | cerere oferta | N | 1 | 0 | 1 | 125 | KG | 251X450X434 | 1003840 |  | 306 | ICD | 1
914816 | DTZ25(*/*)* | 914816 | CONTROL TRANSFORMERS DTZ | 32 | cerere oferta | N | 1 | 0 | 1 | 160 | KG | 281X450X434 | 1004030 |  | 306 | ICD | 1
914809 | DTZ4,0(*/*)* | 914809 | CONTROL TRANSFORMERS DTZ | 32 | cerere oferta | N | 1 | 0 | 1 | 39.6 | KG | 166X300X333 | 1004036 |  | 306 | ICD | 1
914810 | DTZ6,3(*/*)* | 914810 | CONTROL TRANSFORMERS DTZ | 32 | cerere oferta | N | 1 | 0 | 1 | 50.2 | KG | 210X300X285 | 1004035 |  | 306 | ICD | 1
914811 | DTZ8,0(*/*)* | 914811 | CONTROL TRANSFORMERS DTZ | 32 | cerere oferta | N | 1 | 0 | 1 | 55 | KG | 200X390X374 | 1004034 |  | 306 | ICD | 1
138293 | DUT-0012-6-0-P | 138293 | IP00 200-690V Maximum switching frequen | 50 | cerere oferta | N | 1 | 0 | 1 | 3 | KG | 110X155X190 | 4015081350735 |  | 696 | ICD | 1
124879 | DUT-0012-6-2-P | 124879 | IP21 200-690V Maximum switching frequen | 50 | cerere oferta | N | 1 | 0 | 1 | 6.6 | KG | 195X265X210 | 4015081224951 |  | 696 | ICD | 1
124880 | DUT-0012-6-5-P | 124880 | IP54 200-690V Maximum switching frequen | 50 | cerere oferta | N | 1 | 0 | 1 | 8.6 | KG | 210X150X135 | 4015081224968 |  | 696 | ICD | 1
124881 | DUT-0025-6-0-P | 124881 | IP00 200-690V Maximum switching frequen | 50 | cerere oferta | N | 1 | 0 | 1 | 6 | KG | 130X155X220 | 4015081224975 |  | 696 | ICD | 1
124882 | DUT-0034-6-2-P | 124882 | IP21 200-690V Maximum switching frequen | 50 | cerere oferta | N | 1 | 0 | 1 | 8.6 | KG | 195X265X251 | 4015081224982 |  | 696 | ICD | 1
124883 | DUT-0034-6-5-P | 124883 | IP54 200-690V Maximum switching frequen | 50 | cerere oferta | N | 1 | 0 | 1 | 8.6 | KG | 260X200X135 | 4015081224999 |  | 696 | ICD | 1
124884 | DUT-0055-6-0-P | 124884 | IP00 200-690V Maximum switching frequen | 50 | cerere oferta | N | 1 | 0 | 1 | 10 | KG | 130X190X250 | 4015081225002 |  | 696 | ICD | 1
124885 | DUT-0055-6-2-P | 124885 | IP21 200-690V Maximum switching frequen | 50 | cerere oferta | N | 1 | 0 | 1 | 13 | KG | 237X330X170 | 4015081225019 |  | 696 | ICD | 1
124886 | DUT-0055-6-5-P | 124886 | IP54 200-690V Maximum switching frequen | 50 | cerere oferta | N | 1 | 0 | 1 | 13 | KG | 360X300X215 | 4015081225026 |  | 696 | ICD | 1
124887 | DUT-0080-6-0-P | 124887 | IP00 200-690V Maximum switching frequen | 50 | cerere oferta | N | 1 | 0 | 1 | 13 | KG | 135X210X280 | 4015081225033 |  | 696 | ICD | 1
124888 | DUT-0100-6-2-P | 124888 | IP21 200-690V Maximum switching frequen | 50 | cerere oferta | N | 1 | 0 | 1 | 23 | KG | 430X289X170 | 4015081225040 |  | 696 | ICD | 1
124889 | DUT-0100-6-5-P | 124889 | IP54 200-690V Maximum switching frequen | 50 | cerere oferta | N | 1 | 0 | 1 | 23 | KG | 360X300X215 | 4015081225057 |  | 696 | ICD | 1
124890 | DUT-0130-6-0-P | 124890 | IP00 200-690V Maximum switching frequen | 50 | cerere oferta | N | 1 | 0 | 1 | 22 | KG | 160X240X300 | 4015081225064 |  | 696 | ICD | 1
124891 | DUT-0210-6-0-P | 124891 | IP00 200-690V Maximum switching frequen | 50 | cerere oferta | N | 1 | 0 | 1 | 31 | KG | 185X240X320 | 4015081225071 |  | 696 | ICD | 1
124892 | DUT-0210-6-2-P | 124892 | IP21 200-690V Maximum switching frequen | 50 | cerere oferta | N | 1 | 0 | 1 | 42 | KG | 540X480X225 | 4015081225088 |  | 696 | ICD | 1
124893 | DUT-0280-6-0-P | 124893 | IP00 200-690V Maximum switching frequen | 50 | cerere oferta | N | 1 | 0 | 1 | 43 | KG | 125X300X299 | 4015081225095 |  | 696 | ICD | 1
138294 | DUT-0280-6-0-S | 138294 | IP00 200-690V Maximum switching frequen | 50 | cerere oferta | N | 1 | 0 | 1 | 42 | KG | 304X390X285 | 4015081350742 |  | 696 | ICD | 1
124894 | DUT-0350-6-0-P | 124894 | IP00 200-690V Maximum switching frequen | 50 | cerere oferta | N | 1 | 0 | 1 | 50 | KG | 150X300X349 | 4015081225101 |  | 696 | ICD | 1
124895 | DUT-0420-6-0-P | 124895 | IP00 200-690V Maximum switching frequen | 50 | cerere oferta | N | 1 | 0 | 1 | 52 | KG | 349X300X220 | 4015081225118 |  | 696 | ICD | 1
138295 | DUT-0420-6-0-S | 138295 | IP00 200-690V Maximum switching frequen | 50 | cerere oferta | N | 1 | 0 | 1 | 50 | KG | 304X390X345 | 4015081350759 |  | 696 | ICD | 1
138296 | DUT-0590-6-0-S | 138296 | IP00 200-690V Maximum switching frequen | 50 | cerere oferta | N | 1 | 0 | 1 | 50 | KG | 304X400X345 | 4015081350766 |  | 696 | ICD | 1
124896 | DUT-0600-6-0-P | 124896 | IP00 200-690V Maximum switching frequen | 50 | cerere oferta | N | 1 | 0 | 1 | 76 | KG | 150X300X399 | 4015081225125 |  | 696 | ICD | 1
124897 | DUT-0820-6-0-P | 124897 | IP00 200-690V Maximum switching frequen | 50 | cerere oferta | N | 1 | 0 | 1 | 92 | KG | 150X300X499 | 4015081225132 |  | 696 | ICD | 1
138297 | DUT-0820-6-0-S | 138297 | IP00 200-690V Maximum switching frequen | 50 | cerere oferta | N | 1 | 0 | 1 | 110 | KG | 302X665X330 | 4015081350773 |  | 696 | ICD | 1
124898 | DUT-1200-6-0-P | 124898 | IP00 200-690V Maximum switching frequen | 50 | cerere oferta | N | 1 | 0 | 1 | 160 | KG | 310X420X449 | 4015081225149 |  | 696 | ICD | 1
138298 | DUT-1250-6-0-S | 138298 | IP00 200-690V Maximum switching frequen | 50 | cerere oferta | N | 1 | 0 | 1 | 95 | KG | 422X745X190 | 4015081350780 |  | 696 | ICD | 1
124899 | DUT-1500-6-0-P | 124899 | IP00 200-690V Maximum switching frequen | 50 | cerere oferta | N | 1 | 0 | 1 | 190 | KG | 355X480X574 | 4015081225156 |  | 696 | ICD | 1
138299 | DUT-1600-6-0-S | 138299 | IP00 200-690V Maximum switching frequen | 50 | cerere oferta | N | 1 | 0 | 1 | 95 | KG | 470X748X190 | 4015081350797 |  | 696 | ICD | 1
1923 | DV125-CI | 1923 | ACC.INS.ENCLOSURE CI3-CI49 | 94 | cerere oferta | S | 10 | 0 | 1 | 0.018 | KG | 150X50X50 | 4015080019237 |  | 277 | PDC | 1
1924 | DV150-250-CI | 1924 | ACC.INS.ENCLOSURE CI3-CI49 | 94 | cerere oferta | S | 10 | 0 | 1 | 0.1 | KG | 150X50X50 | 4015080019244 |  | 277 | PDC | 1
178943 | DV-KLV | 178943 | DV-KLV | 84 | cerere oferta | S | 1 | 0 | 1 | 0.03 | KG | 0 001X0 001X0 001 | 4015081742608 |  | 272 | PDC | 1
ROMZ5 | DWQ72DIN3X400V0-60KW | ROMZ5 | DWQ72DIN3X400V0-60KW | 73 | cerere oferta | N | 1 | 0 | 1 | 1 | KG | 0 001X0 001X0 001 | 9008790083358 |  | 393 | ICD | 1
DX070 | DX07 | DX070 | DIN Rail Enclosure for Isolators and Barriers | 732 | cerere oferta | N | 1 | 0 | 1 | 0.1 | KG | NA | NA |  | Barriers & Isolators, DX07 | Fulleon | 1
169036 | DXA-EXT-3DI1RO | 169036 | VFD DA1 Extention (3 DI,1REL) | 50 | cerere oferta | N | 1 | 0 | 1 | 0.03 | KG | 38X120X170 | 4015081655298 |  | 971 | ICD | 1
169121 | DXA-EXT-3RO | 169121 | VFD DA1 Extention (3REL) | 50 | cerere oferta | N | 1 | 0 | 1 | 0.03 | KG | 38X120X170 | 4015081656011 |  | 971 | ICD | 1
169035 | DXA-EXT-ENCOD | 169035 | VFD DA1 Extension (Encoder) | 50 | cerere oferta | N | 1 | 0 | 1 | 0.03 | KG | 38X120X170 | 4015081655281 |  | 971 | ICD | 1
171903 | DX-BR002-102K4 | 171903 | Brake resisitor VFD, 2 Ohm, 102400 W | 50 | cerere oferta | N | 1 | 0 | 1 | 255 | KG | 1200X2400X450 | 4015081683987 |  | 971 | ICD | 1
171923 | DX-BR002-54K3 | 171923 | Brake resisitor VFD, 2 Ohm, 54300 W | 50 | cerere oferta | N | 1 | 0 | 1 | 120 | KG | 640X1725X450 | 4015081684045 |  | 971 | ICD | 1
171922 | DX-BR006-18K1 | 171922 | Brake resisitor VFD, 6 Ohm, 18100 W | 50 | cerere oferta | N | 1 | 0 | 1 | 40 | KG | 640X575X450 | 4015081684212 |  | 971 | ICD | 1
171902 | DX-BR006-33K3 | 171902 | Brake resisitor VFD, 6 Ohm, 33000 W | 50 | cerere oferta | N | 1 | 0 | 1 | 85 | KG | 1200X800X450 | 4015081684021 |  | 971 | ICD | 1
171913 | DX-BR006-5K1 | 171913 | Brake resisitor VFD, 6 Ohm, 5100 W | 50 | cerere oferta | N | 1 | 0 | 1 | 15.5 | KG | 310X400X450 | 4015081684137 |  | 971 | ICD | 1
171893 | DX-BR006-9K2 | 171893 | Brake resisitor VFD, 6 Ohm, 9200 W | 50 | cerere oferta | N | 1 | 0 | 1 | 20.5 | KG | 310X500X450 | 4015081683901 |  | 971 | ICD | 1
171901 | DX-BR012-18K1 | 171901 | Brake resisitor VFD, 12 Ohm, 18100 W | 50 | cerere oferta | N | 1 | 0 | 1 | 40 | KG | 640X575X450 | 4015081683970 |  | 971 | ICD | 1
171912 | DX-BR012-3K1 | 171912 | Brake resisitor VFD, 12 Ohm, 3100 W | 50 | cerere oferta | N | 1 | 0 | 1 | 10 | KG | 310X330X450 | 4015081684120 |  | 971 | ICD | 1
171929 | DX-BR012-5K1 | 171929 | Brake resisitor VFD, 12 Ohm, 5100 W | 50 | cerere oferta | N | 1 | 0 | 1 | 15.5 | KG | 310X400X450 | 4015081684267 |  | 971 | ICD | 1
171921 | DX-BR012-9K2 | 171921 | Brake resisitor VFD, 12 Ohm, 9200 W | 50 | cerere oferta | N | 1 | 0 | 1 | 20.5 | KG | 310X500X450 | 4015081684205 |  | 971 | ICD | 1
174257 | DX-BR020-960 | 174257 | DX-BR020-960 | 50 | cerere oferta | N | 1 | 0 | 1 | 4.9 | KG | 250X300X185 | 4015081707195 |  | 971 | ICD | 1
171911 | DX-BR022-1K4 | 171911 | Brake resisitor VFD, 22 Ohm, 1400 W | 50 | cerere oferta | N | 1 | 0 | 1 | 8.6 | KG | 310X240X450 | 4015081684113 |  | 971 | ICD | 1
171928 | DX-BR022-3K1 | 171928 | Brake resisitor VFD, 22 Ohm, 3100 W | 50 | cerere oferta | N | 1 | 0 | 1 | 11 | KG | 310X330X450 | 4015081684250 |  | 971 | ICD | 1
171920 | DX-BR022-5K1 | 171920 | Brake resisitor VFD, 22 Ohm, 5100 W | 50 | cerere oferta | N | 1 | 0 | 1 | 15.5 | KG | 310X400X450 | 4015081684199 |  | 971 | ICD | 1
171900 | DX-BR022-9K2 | 171900 | Brake resisitor VFD, 22 Ohm, 9200 W | 50 | cerere oferta | N | 1 | 0 | 1 | 20.5 | KG | 310X500X450 | 4015081683963 |  | 971 | ICD | 1
174244 | DX-BR024-400 | 174244 | DX-BR024-400 | 50 | cerere oferta | N | 1 | 0 | 1 | 1.6 | KG | 260X220X100 | 4015081707065 |  | 971 | ICD | 1
174267 | DX-BR024-600 | 174267 | DX-BR024-600 | 50 | cerere oferta | N | 1 | 0 | 1 | 2.15 | KG | 260X220X100 | 4015081707294 |  | 971 | ICD | 1
174245 | DX-BR024-720 | 174245 | DX-BR024-720 | 50 | cerere oferta | N | 1 | 0 | 1 | 3.8 | KG | 260X220X100 | 4015081707072 |  | 971 | ICD | 1
174258 | DX-BR025-1440 | 174258 | DX-BR025-1440 | 50 | cerere oferta | N | 1 | 0 | 1 | 7.1 | KG | 300X300X180 | 4015081707201 |  | 971 | ICD | 1
174259 | DX-BR025-1920 | 174259 | DX-BR025-1920 | 50 | cerere oferta | N | 1 | 0 | 1 | 9.3 | KG | 300X300X180 | 4015081707218 |  | 971 | ICD | 1
174243 | DX-BR027-240 | 174243 | DX-BR027-240 | 50 | cerere oferta | N | 1 | 0 | 1 | 1.1 | KG | 260X85X32 | 4015081707058 |  | 971 | ICD | 1
174260 | DX-BR027-2880 | 174260 | DX-BR027-2880 | 50 | cerere oferta | N | 1 | 0 | 1 | 13.7 | KG | 290X390X200 | 4015081707225 |  | 971 | ICD | 1
171927 | DX-BR035-1K1 | 171927 | Brake resisitor VFD, 35 Ohm, 1100 W | 50 | cerere oferta | N | 1 | 0 | 1 | 5.5 | KG | 310X240X450 | 4015081684052 |  | 971 | ICD | 1
174242 | DX-BR040-200 | 174242 | DX-BR040-200 | 50 | cerere oferta | N | 1 | 0 | 1 | 0.55 | KG | 250X85X20 | 4015081707041 |  | 971 | ICD | 1
171919 | DX-BR040-3K1 | 171919 | Brake resisitor VFD, 40 Ohm, 3100 W | 50 | cerere oferta | N | 1 | 0 | 1 | 11 | KG | 310X330X450 | 4015081684182 |  | 971 | ICD | 1
171899 | DX-BR040-5K1 | 171899 | Brake resisitor VFD, 40 Ohm, 5100 W | 50 | cerere oferta | N | 1 | 0 | 1 | 15.5 | KG | 310X400X450 | 4015081683956 |  | 971 | ICD | 1
174266 | DX-BR042-720 | 174266 | DX-BR042-720 | 50 | cerere oferta | N | 1 | 0 | 1 | 3.8 | KG | 260X220X100 | 4015081707287 |  | 971 | ICD | 1
174236 | DX-BR047-240 | 174236 | DX-BR047-240 | 50 | cerere oferta | N | 1 | 0 | 1 | 1.1 | KG | 260X85X32 | 4015081706983 |  | 971 | ICD | 1
171908 | DX-BR047-3K1 | 171908 | Brake resisitor VFD, 47 Ohm, 3100 W | 50 | cerere oferta | N | 1 | 0 | 1 | 12 | KG | 310X330X450 | 4015081684083 |  | 971 | ICD | 1
171925 | DX-BR047-5K1 | 171925 | Brake resisitor VFD, 47 Ohm, 5100 W | 50 | cerere oferta | N | 1 | 0 | 1 | 15.5 | KG | 310X400X450 | 4015081684236 |  | 971 | ICD | 1
171905 | DX-BR047-9K2 | 171905 | Brake resisitor VFD, 47 Ohm, 9200 W | 50 | cerere oferta | N | 1 | 0 | 1 | 20.5 | KG | 310X500X450 | 4015081684007 |  | 971 | ICD | 1
171906 | DX-BR050-0K4 | 171906 | Brake resisitor VFD, 50 Ohm, 400 W | 50 | cerere oferta | N | 1 | 0 | 1 | 2.1 | KG | 95X95X450 | 4015081684069 |  | 971 | ICD | 1
171910 | DX-BR050-0K8 | 171910 | Brake resisitor VFD, 50 Ohm, 800 W | 50 | cerere oferta | N | 1 | 0 | 1 | 4 | KG | 125X140X450 | 4015081684106 |  | 971 | ICD | 1
174254 | DX-BR050-1440 | 174254 | DX-BR050-1440 | 50 | cerere oferta | N | 1 | 0 | 1 | 7.1 | KG | 300X300X180 | 4015081707164 |  | 971 | ICD | 1
174255 | DX-BR050-1920 | 174255 | DX-BR050-1920 | 50 | cerere oferta | N | 1 | 0 | 1 | 9.3 | KG | 300X300X180 | 4015081707171 |  | 971 | ICD | 1
174235 | DX-BR050-200 | 174235 | DX-BR050-200 | 50 | cerere oferta | N | 1 | 0 | 1 | 0.55 | KG | 250X85X20 | 4015081706976 |  | 971 | ICD | 1
174264 | DX-BR050-2880 | 174264 | DX-BR050-2880 | 50 | cerere oferta | N | 1 | 0 | 1 | 13.7 | KG | 290X390X200 | 4015081707263 |  | 971 | ICD | 1
171918 | DX-BR050-3K1 | 171918 | Brake resisitor VFD, 50 Ohm, 3100 W | 50 | cerere oferta | N | 1 | 0 | 1 | 12 | KG | 310X330X450 | 4015081684175 |  | 971 | ICD | 1
174239 | DX-BR050-400 | 174239 | DX-BR050-400 | 50 | cerere oferta | N | 1 | 0 | 1 | 1.6 | KG | 260X220X100 | 4015081707010 |  | 971 | ICD | 1
171898 | DX-BR050-5K1 | 171898 | Brake resisitor VFD, 50 Ohm, 5100 W | 50 | cerere oferta | N | 1 | 0 | 1 | 15.5 | KG | 310X400X450 | 4015081684014 |  | 971 | ICD | 1
174240 | DX-BR050-600 | 174240 | DX-BR050-600 | 50 | cerere oferta | N | 1 | 0 | 1 | 2.15 | KG | 260X220X100 | 4015081707027 |  | 971 | ICD | 1
174265 | DX-BR050-720 | 174265 | DX-BR050-720 | 50 | cerere oferta | N | 1 | 0 | 1 | 3.8 | KG | 260X220X100 | 4015081707270 |  | 971 | ICD | 1
174250 | DX-BR050-960 | 174250 | DX-BR050-960 | 50 | cerere oferta | N | 1 | 0 | 1 | 4.9 | KG | 250X300X185 | 4015081707126 |  | 971 | ICD | 1
174256 | DX-BR054-2880 | 174256 | DX-BR054-2880 | 50 | cerere oferta | N | 1 | 0 | 1 | 13.7 | KG | 290X390X200 | 4015081707188 |  | 971 | ICD | 1
171917 | DX-BR075-1K1 | 171917 | Brake resisitor VFD, 75 Ohm, 1100 W | 50 | cerere oferta | N | 1 | 0 | 1 | 5.7 | KG | 310X240X450 | 4015081684168 |  | 971 | ICD | 1
174249 | DX-BR075-400 | 174249 | DX-BR075-400 | 50 | cerere oferta | N | 1 | 0 | 1 | 1.6 | KG | 260X220X100 | 4015081707119 |  | 971 | ICD | 1
171897 | DX-BR075-5K1 | 171897 | Brake resisitor VFD, 75 Ohm, 5100 W | 50 | cerere oferta | N | 1 | 0 | 1 | 15.5 | KG | 310X400X450 | 4015081683949 |  | 971 | ICD | 1
174263 | DX-BR084-1440 | 174263 | DX-BR084-1440 | 50 | cerere oferta | N | 1 | 0 | 1 | 7.1 | KG | 300X300X180 | 4015081707256 |  | 971 | ICD | 1
171909 | DX-BR100-0K2 | 171909 | Brake resisitor VFD, 100 Ohm, 200 W | 50 | cerere oferta | N | 1 | 0 | 1 | 1.7 | KG | 95X95X450 | 4015081684090 |  | 971 | ICD | 1
171926 | DX-BR100-0K4 | 171926 | Brake resisitor VFD, 100 Ohm, 400 W | 50 | cerere oferta | N | 1 | 0 | 1 | 2.1 | KG | 95X95X450 | 4015081684243 |  | 971 | ICD | 1
171907 | DX-BR100-0K8 | 171907 | Brake resisitor VFD, 100 Ohm, 800 W | 50 | cerere oferta | N | 1 | 0 | 1 | 4 | KG | 125X140X450 | 4015081684076 |  | 971 | ICD | 1
174241 | DX-BR100-100 | 174241 | DX-BR100-100 | 50 | cerere oferta | N | 1 | 0 | 1 | 0.28 | KG | 150X85X20 | 4015081707034 |  | 971 | ICD | 1
171896 | DX-BR100-1K1 | 171896 | Brake resisitor VFD, 100 Ohm, 1100 W | 50 | cerere oferta | N | 1 | 0 | 1 | 5.7 | KG | 310X240X450 | 4015081683932 |  | 971 | ICD | 1
171924 | DX-BR100-1K6 | 171924 | Brake resisitor VFD, 100 Ohm, 1600 W | 50 | cerere oferta | N | 1 | 0 | 1 | 8 | KG | 250X280X450 | 4015081684229 |  | 971 | ICD | 1
174237 | DX-BR100-200 | 174237 | DX-BR100-200 | 50 | cerere oferta | N | 1 | 0 | 1 | 0.55 | KG | 250X85X20 | 4015081706990 |  | 971 | ICD | 1
174238 | DX-BR100-240 | 174238 | DX-BR100-240 | 50 | cerere oferta | N | 1 | 0 | 1 | 1.1 | KG | 260X85X32 | 4015081707003 |  | 971 | ICD | 1
174251 | DX-BR100-600 | 174251 | DX-BR100-600 | 50 | cerere oferta | N | 1 | 0 | 1 | 2.15 | KG | 260X220X100 | 4015081707133 |  | 971 | ICD | 1
171904 | DX-BR100-6K2 | 171904 | Brake resisitor VFD, 100 Ohm, 6200 W | 50 | cerere oferta | N | 1 | 0 | 1 | 18 | KG | 310X510X450 | 4015081683994 |  | 971 | ICD | 1
174252 | DX-BR100-720 | 174252 | DX-BR100-720 | 50 | cerere oferta | N | 1 | 0 | 1 | 3.8 | KG | 260X220X100 | 4015081707140 |  | 971 | ICD | 1
174253 | DX-BR100-960 | 174253 | DX-BR100-960 | 50 | cerere oferta | N | 1 | 0 | 1 | 4.9 | KG | 250X300X185 | 4015081707157 |  | 971 | ICD | 1
171916 | DX-BR150-0K5 | 171916 | Brake resisitor VFD, 150 Ohm, 500 W | 50 | cerere oferta | N | 1 | 0 | 1 | 3.2 | KG | 120X140X450 | 4015081684151 |  | 971 | ICD | 1
171895 | DX-BR150-1K1 | 171895 | Brake resisitor VFD, 150 Ohm, 1100 W | 50 | cerere oferta | N | 1 | 0 | 1 | 5.7 | KG | 310X240X450 | 4015081683925 |  | 971 | ICD | 1
174248 | DX-BR150-200 | 174248 | DX-BR150-200 | 50 | cerere oferta | N | 1 | 0 | 1 | 0.55 | KG | 250X85X20 | 4015081707102 |  | 971 | ICD | 1
174262 | DX-BR150-800 | 174262 | DX-BR150-800 | 50 | cerere oferta | N | 1 | 0 | 1 | 2.7 | KG | 260X220X100 | 4015081707249 |  | 971 | ICD | 1
171915 | DX-BR200-0K4 | 171915 | Brake resisitor VFD, 200 Ohm, 400 W | 50 | cerere oferta | N | 1 | 0 | 1 | 2.4 | KG | 95X95X450 | 4015081684038 |  | 971 | ICD | 1
171894 | DX-BR200-0K8 | 171894 | Brake resisitor VFD, 200 Ohm, 800 W | 50 | cerere oferta | N | 1 | 0 | 1 | 4 | KG | 120X140X450 | 4015081683918 |  | 971 | ICD | 1
174247 | DX-BR210-200 | 174247 | DX-BR210-200 | 50 | cerere oferta | N | 1 | 0 | 1 | 0.55 | KG | 250X85X20 | 4015081707096 |  | 971 | ICD | 1
174268 | DX-BR216-600 | 174268 | DX-BR216-600 | 50 | cerere oferta | N | 1 | 0 | 1 | 2.15 | KG | 260X220X100 | 4015081707300 |  | 971 | ICD | 1
169150 | DX-BR3-100 | 169150 | Brake Resistor (200W, 100R, BG2+3) | 50 | cerere oferta | N | 1 | 0 | 1 | 0.2 | KG | 20X50X215 | 4015081656288 |  | 971 | ICD | 1
171914 | DX-BR400-0K4 | 171914 | Brake resisitor VFD, 400 Ohm, 400 W | 50 | cerere oferta | N | 1 | 0 | 1 | 2.4 | KG | 95X95X450 | 4015081684144 |  | 971 | ICD | 1
174261 | DX-BR400-400 | 174261 | DX-BR400-400 | 50 | cerere oferta | N | 1 | 0 | 1 | 1.6 | KG | 260X220X100 | 4015081707232 |  | 971 | ICD | 1
174246 | DX-BR430-100 | 174246 | DX-BR430-100 | 50 | cerere oferta | N | 1 | 0 | 1 | 0.28 | KG | 150X85X20 | 4015081707089 |  | 971 | ICD | 1
169151 | DX-BR5-033 | 169151 | DX-BR5-033 | 50 | cerere oferta | N | 1 |  | 1 | 0.525 | KG |  | 4015081656295 |  | 971 | IAB | 1
171018 | DX-CBL-PC-1M5 | 171018 | FI PC-Connection USB/RS485 | 50 | cerere oferta | N | 1 | 0 | 1 | 0.15 | KG | 70X130X160 | 4015081675173 |  | 971 | ICD | 1
169137 | DX-CBL-RJ45-0M5 | 169137 | VFD Cable (0,5m, RJ45/RJ45) | 50 | cerere oferta | N | 1 | 0 | 1 | 0.05 | KG | 38X120X170 | 4015081656165 |  | 971 | ICD | 1
169138 | DX-CBL-RJ45-1M0 | 169138 | VFD Cable (1m, RJ45/RJ45) | 50 | cerere oferta | N | 1 | 0 | 1 | 0.1 | KG | 38X120X170 | 4015081656172 |  | 971 | ICD | 1
169139 | DX-CBL-RJ45-3M0 | 169139 | VFD Cable (3m, RJ45/RJ45) | 50 | cerere oferta | N | 1 | 0 | 1 | 0.3 | KG | 38X120X170 | 4015081656189 |  | 971 | ICD | 1
169031 | DXC-EXT-2RO | 169031 | VFD DC1 Extention (2REL) | 50 | cerere oferta | N | 1 | 0 | 1 | 0.03 | KG | 38X120X170 | 4015081655243 |  | 971 | ICD | 1
169030 | DXC-EXT-2RO1AO | 169030 | VFD DC1 Extention (2REL,1AO) | 50 | cerere oferta | N | 1 | 0 | 1 | 0.03 | KG | 38X120X170 | 4015081655236 |  | 971 | ICD | 1
169032 | DXC-EXT-IO110 | 169032 | VFD DC1 Extention (110V IN) | 50 | cerere oferta | N | 1 | 0 | 1 | 0.03 | KG | 38X120X170 | 4015081655250 |  | 971 | ICD | 1
169033 | DXC-EXT-IO230 | 169033 | VFD DC1 Extention (230V IN) | 50 | cerere oferta | N | 1 | 0 | 1 | 0.03 | KG | 38X120X170 | 4015081655267 |  | 971 | ICD | 1
169034 | DXC-EXT-LOCSIM | 169034 | VFD DC1 Extention (Local Sim) | 50 | cerere oferta | N | 1 | 0 | 1 | 0.03 | KG | 38X120X170 | 4015081655274 |  | 971 | ICD | 1
169135 | DX-COM-PCKIT | 169135 | VFD PC-Connection USB/RS485 | 50 | cerere oferta | N | 1 | 0 | 1 | 0.24 | KG | 64X104X125 | 4015081656141 |  | 971 | ICD | 1
169136 | DX-COM-SOFT | 169136 | VFD drivesConnect licence key | 50 | cerere oferta | N | 1 | 0 | 1 | 0.05 | KG | 16X78X112 | 4015081656158 |  | 971 | ICD | 1
169134 | DX-COM-STICK | 169134 | VFD Bluetooth Communication-Stick | 50 | cerere oferta | N | 1 | 0 | 1 | 0.24 | KG | 16X78X112 | 4015081656134 |  | 971 | ICD | 1
174621 | DXE-EXT-SET | 174621 | DXE-EXT-SET | 50 | cerere oferta | N | 1 | 0 | 1 | 0.03 | KG | 40X170X115 | 4015081710768 |  | 972 | ICD | 1
172273 | DX-EMC12-014-FS1 | 172273 | DX-EMC12-014-FS1 | 50 | cerere oferta | N | 1 | 0 | 1 | 0.8 | KG | 122X70X285 | 4015081688357 |  | 971 | ICD | 1
172275 | DX-EMC12-014-FS2 | 172275 | DX-EMC12-014-FS2 | 50 | cerere oferta | N | 1 | 0 | 1 | 1.5 | KG | 122X70X285 | 4015081688371 |  | 971 | ICD | 1
172274 | DX-EMC12-019-FS1 | 172274 | DX-EMC12-019-FS1 | 50 | cerere oferta | N | 1 | 0 | 1 | 1 | KG | 122X70X285 | 4015081688364 |  | 971 | ICD | 1
172276 | DX-EMC12-025-FS2 | 172276 | DX-EMC12-025-FS2 | 50 | cerere oferta | N | 1 | 0 | 1 | 1.8 | KG | 122X70X285 | 4015081688388 |  | 971 | ICD | 1
172277 | DX-EMC12-031-FS3 | 172277 | DX-EMC12-031-FS3 | 50 | cerere oferta | N | 1 | 0 | 1 | 2.5 | KG | 155X60X310 | 4015081688395 |  | 971 | ICD | 1
172278 | DX-EMC34-008-FS1 | 172278 | DX-EMC34-008-FS1 | 50 | cerere oferta | N | 1 | 0 | 1 | 1.3 | KG | 122X70X285 | 4015081688500 |  | 971 | ICD | 1
174604 | DX-EMC34-008-FS1-L | 174604 | DX-EMC34-008-FS1-L | 50 | cerere oferta | N | 1 | 0 | 1 | 1.3 | KG | 122X70X285 | 4015081710591 |  | 971 | ICD | 1
172279 | DX-EMC34-011-FS2 | 172279 | DX-EMC34-011-FS2 | 50 | cerere oferta | N | 1 | 0 | 1 | 1.8 | KG | 122X70X285 | 4015081688401 |  | 971 | ICD | 1
174605 | DX-EMC34-011-FS2-L | 174605 | DX-EMC34-011-FS2-L | 50 | cerere oferta | N | 1 | 0 | 1 | 1.8 | KG | 122X70X285 | 4015081710607 |  | 971 | ICD | 1
172280 | DX-EMC34-015-FS3 | 172280 | DX-EMC34-015-FS3 | 50 | cerere oferta | N | 1 | 0 | 1 | 3 | KG | 155X60X310 | 4015081688418 |  | 971 | ICD | 1
174606 | DX-EMC34-015-FS3-L | 174606 | DX-EMC34-015-FS3-L | 50 | cerere oferta | N | 1 | 0 | 1 | 3 | KG | 155X60X310 | 4015081710614 |  | 971 | ICD | 1
172281 | DX-EMC34-025-FS3 | 172281 | DX-EMC34-025-FS3 | 50 | cerere oferta | N | 1 | 0 | 1 | 3.5 | KG | 155X60X310 | 4015081688425 |  | 971 | ICD | 1
174607 | DX-EMC34-025-FS3-L | 174607 | DX-EMC34-025-FS3-L | 50 | cerere oferta | N | 1 | 0 | 1 | 3.5 | KG | 155X60X310 | 4015081710621 |  | 971 | ICD | 1
172282 | DX-EMC34-031-FS4 | 172282 | DX-EMC34-031-FS4 | 50 | cerere oferta | N | 1 | 0 | 1 | 4 | KG | 240X110X500 | 4015081688517 |  | 971 | ICD | 1
174608 | DX-EMC34-031-FS4-L | 174608 | DX-EMC34-031-FS4-L | 50 | cerere oferta | N | 1 | 0 | 1 | 4 | KG | 240X110X500 | 4015081710638 |  | 971 | ICD | 1
172283 | DX-EMC34-048-FS4 | 172283 | DX-EMC34-048-FS4 | 50 | cerere oferta | N | 1 | 0 | 1 | 6.3 | KG | 240X110X500 | 4015081688432 |  | 971 | ICD | 1
174609 | DX-EMC34-048-FS4-L | 174609 | DX-EMC34-048-FS4-L | 50 | cerere oferta | N | 1 | 0 | 1 | 6.3 | KG | 240X110X500 | 4015081710645 |  | 971 | ICD | 1
172284 | DX-EMC34-075-FS5 | 172284 | DX-EMC34-075-FS5 | 50 | cerere oferta | N | 1 | 0 | 1 | 10 | KG | 300X85X620 | 4015081688449 |  | 971 | ICD | 1
174610 | DX-EMC34-075-FS5-L | 174610 | DX-EMC34-075-FS5-L | 50 | cerere oferta | N | 1 | 0 | 1 | 10 | KG | 300X85X620 | 4015081710652 |  | 971 | ICD | 1
172285 | DX-EMC34-100 | 172285 | DX-EMC34-100 | 50 | cerere oferta | N | 1 | 0 | 1 | 5.2 | KG | 151X97X323 | 4015081688456 |  | 971 | ICD | 1
174611 | DX-EMC34-100-L | 174611 | DX-EMC34-100-L | 50 | cerere oferta | N | 1 | 0 | 1 | 5.2 | KG | 151X97X323 | 4015081710669 |  | 971 | ICD | 1
172286 | DX-EMC34-130 | 172286 | DX-EMC34-130 | 50 | cerere oferta | N | 1 | 0 | 1 | 5.6 | KG | 151X97X323 | 4015081688463 |  | 971 | ICD | 1
174612 | DX-EMC34-130-L | 174612 | DX-EMC34-130-L | 50 | cerere oferta | N | 1 | 0 | 1 | 5.6 | KG | 151X97X323 | 4015081710676 |  | 971 | ICD | 1
172287 | DX-EMC34-180 | 172287 | DX-EMC34-180 | 50 | cerere oferta | N | 1 | 0 | 1 | 9.8 | KG | 181X130X440 | 4015081688470 |  | 971 | ICD | 1
174613 | DX-EMC34-180-L | 174613 | DX-EMC34-180-L | 50 | cerere oferta | N | 1 | 0 | 1 | 9.8 | KG | 181X130X440 | 4015081710683 |  | 971 | ICD | 1
172288 | DX-EMC34-250 | 172288 | DX-EMC34-250 | 50 | cerere oferta | N | 1 | 0 | 1 | 13.2 | KG | 220X155X525 | 4015081688487 |  | 971 | ICD | 1
174614 | DX-EMC34-250-L | 174614 | DX-EMC34-250-L | 50 | cerere oferta | N | 1 | 0 | 1 | 13.2 | KG | 220X155X525 | 4015081710690 |  | 971 | ICD | 1
172289 | DX-EMC34-400 | 172289 | DX-EMC34-400 | 50 | cerere oferta | N | 1 | 0 | 1 | 12.9 | KG | 285X185X380 | 4015081688494 |  | 971 | ICD | 1
174615 | DX-EMC34-400-L | 174615 | DX-EMC34-400-L | 50 | cerere oferta | N | 1 | 0 | 1 | 12.9 | KG | 285X185X380 | 4015081710706 |  | 971 | ICD | 1
177636 | DX-EMC34-750 | 177636 | DX-EMC34-750 | 50 | cerere oferta | N | 1 | 0 | 1 | 15.8 | KG | 270X240X390 | 4015081722082 |  | 971 | ICD | 1
177637 | DX-EMC34-750-L | 177637 | DX-EMC34-750-L | 50 | cerere oferta | N | 1 | 0 | 1 | 15.8 | KG | 270X240X390 | 4015081722099 |  | 971 | ICD | 1
172926 | DX-EMC-MNT-1M | 172926 | DX-EMC-MNT-1M | 50 | cerere oferta | N | 1 | 0 | 1 | 0.02 | KG | 160X160X205 | 4015081695140 |  | 971 | ICD | 1
172925 | DX-EMC-MNT-1N | 172925 | DX-EMC-MNT-1N | 50 | cerere oferta | N | 1 | 0 | 1 | 0.02 | KG | 160X160X205 | 4015081695133 |  | 971 | ICD | 1
172928 | DX-EMC-MNT-2M | 172928 | DX-EMC-MNT-2M | 50 | cerere oferta | N | 1 | 0 | 1 | 0.02 | KG | 160X160X205 | 4015081695164 |  | 971 | ICD | 1
172927 | DX-EMC-MNT-2N | 172927 | DX-EMC-MNT-2N | 50 | cerere oferta | N | 1 | 0 | 1 | 0.02 | KG | 160X160X205 | 4015081695157 |  | 971 | ICD | 1
172930 | DX-EMC-MNT-3M | 172930 | DX-EMC-MNT-3M | 50 | cerere oferta | N | 1 | 0 | 1 | 0.02 | KG | 160X160X205 | 4015081695188 |  | 971 | ICD | 1
172929 | DX-EMC-MNT-3N | 172929 | DX-EMC-MNT-3N | 50 | cerere oferta | N | 1 | 0 | 1 | 0.02 | KG | 160X160X205 | 4015081695171 |  | 971 | ICD | 1
744-A2815-00P | DXG-ACC-2FR1N12KIT | 744-A2815-00P | DXG-ACC-2FR1N12KIT | 50 | cerere oferta | N | 1 | 0 | 1 | 3.137 | KG | 148X348X112 | 4015081734283 |  | 973 | ICD | 1
730-32029-00P | DXG-ACC-4FR1N12KIT | 730-32029-00P | DXG-ACC-4FR1N12KIT | 50 | cerere oferta | N | 1 | 0 | 1 | 0.067 | KG | 348X148X112 | 4015081721627 |  | 973 | ICD | 1
730-32022-00P | DXG-ACC-FR1N12FK | 730-32022-00P | DXG-ACC-FR1N12FK | 50 | cerere oferta | N | 1 | 0 | 1 | 0.065 | KG | 388X84X44 | 4015081721573 |  | 973 | ICD | 1
730-32048-00P | DXG-ACC-FR1N12FK-BP | 730-32048-00P | DXG-ACC-FR1N12FK-BP | 50 | cerere oferta | N | 1 | 0 | 1 | 0.65 | KG | 168X88X388 | 4015081721795 |  | 973 | ICD | 1
730-32023-00P | DXG-ACC-FR2N12FK | 730-32023-00P | DXG-ACC-FR2N12FK | 50 | cerere oferta | N | 1 | 0 | 1 | 0.091 | KG | 388X84X44 | 4015081721580 |  | 973 | ICD | 1
730-32055-00P | DXG-ACC-FR2N12FK-BP | 730-32055-00P | DXG-ACC-FR2N12FK-BP | 50 | cerere oferta | N | 1 | 0 | 1 | 0.91 | KG | 168X88X388 | 4015081721856 |  | 973 | ICD | 1
730-32030-00P | DXG-ACC-FR2N12KIT | 730-32030-00P | DXG-ACC-FR2N12KIT | 50 | cerere oferta | N | 1 | 0 | 1 | 0.078 | KG | 348X148X112 | 4015081721634 |  | 973 | ICD | 1
730-32024-00P | DXG-ACC-FR3N12FK | 730-32024-00P | DXG-ACC-FR3N12FK | 50 | cerere oferta | N | 1 | 0 | 1 | 0.112 | KG | 508X84X44 | 4015081721597 |  | 973 | ICD | 1
730-32056-00P | DXG-ACC-FR3N12FK-BP | 730-32056-00P | DXG-ACC-FR3N12FK-BP | 50 | cerere oferta | N | 1 | 0 | 1 | 1.12 | KG | 168X88X508 | 4015081721863 |  | 973 | ICD | 1
730-32031-00P | DXG-ACC-FR3N12KIT | 730-32031-00P | DXG-ACC-FR3N12KIT | 50 | cerere oferta | N | 1 | 0 | 1 | 0.115 | KG | 464X188X112 | 4015081721641 |  | 973 | ICD | 1
730-32025-00P | DXG-ACC-FR4N12FK | 730-32025-00P | DXG-ACC-FR4N12FK | 50 | cerere oferta | N | 1 | 0 | 1 | 0.146 | KG | 572X84X44 | 4015081721603 |  | 973 | ICD | 1
730-32057-00P | DXG-ACC-FR4N12FK-BP | 730-32057-00P | DXG-ACC-FR4N12FK-BP | 50 | cerere oferta | N | 1 | 0 | 1 | 1.46 | KG | 168X88X572 | 4015081721870 |  | 973 | ICD | 1
730-32026-00P | DXG-ACC-FR5N12FK | 730-32026-00P | DXG-ACC-FR5N12FK | 50 | cerere oferta | N | 1 | 0 | 1 | 0.297 | KG | 676X84X44 | 4015081721610 |  | 973 | ICD | 1
730-32058-00P | DXG-ACC-FR5N12FK-BP | 730-32058-00P | DXG-ACC-FR5N12FK-BP | 50 | cerere oferta | N | 1 | 0 | 1 | 2.97 | KG | 168X88X676 | 4015081721887 |  | 973 | ICD | 1
730-32039-00P | DXG-ACC-RTBATT | 730-32039-00P | DXG-ACC-RTBATT | 50 | cerere oferta | N | 1 | 0 | 1 | 0.004 | KG | 104X84X36 | 4015081721726 |  | 973 | ICD | 1
730-32034-00P | DXG-CBL-1M0 | 730-32034-00P | DXG-CBL-1M0 | 50 | cerere oferta | N | 1 | 0 | 1 | 0.007 | KG | 104X84X36 | 4015081721672 |  | 973 | ICD | 1
730-32035-00P | DXG-CBL-3M0 | 730-32035-00P | DXG-CBL-3M0 | 50 | cerere oferta | N | 1 | 0 | 1 | 0.015 | KG | 132X108X44 | 4015081721689 |  | 973 | ICD | 1
730-32037-00P | DXG-CBL-PCCABLE | 730-32037-00P | DXG-CBL-PCCABLE | 50 | cerere oferta | N | 1 | 0 | 1 | 2.292 | KG | 108X132X44 | 4015081721702 |  | 973 | ICD | 1
744-A2613-00P | DXG-EXT-1AI2AO | 744-A2613-00P | DXG-EXT-1AI2AO | 50 | cerere oferta | N | 1 | 0 | 1 | 0.05 | KG | 45X105X135 | 4015081721917 |  | 973 | ICD | 1
744-A2612-00P | DXG-EXT-3DI3DO1T | 744-A2612-00P | DXG-EXT-3DI3DO1T | 50 | cerere oferta | N | 1 | 0 | 1 | 0.05 | KG | 45X105X135 | 4015081721900 |  | 973 | ICD | 1
744-A2614-00P | DXG-EXT-3RO | 744-A2614-00P | DXG-EXT-3RO | 50 | cerere oferta | N | 1 | 0 | 1 | 0.05 | KG | 45X105X135 | 4015081721924 |  | 973 | ICD | 1
744-A2616-00P | DXG-EXT-6DI | 744-A2616-00P | DXG-EXT-6DI | 50 | cerere oferta | N | 1 | 0 | 1 | 0.05 | KG | 45X105X135 | 4015081721948 |  | 973 | ICD | 1
744-A2615-00P | DXG-EXT-THER1 | 744-A2615-00P | DXG-EXT-THER1 | 50 | cerere oferta | N | 1 | 0 | 1 | 0.05 | KG | 45X105X135 | 4015081721931 |  | 973 | ICD | 1
730-32032-00P | DXG-KEY-HOLDER | 730-32032-00P | DXG-KEY-HOLDER | 50 | cerere oferta | N | 1 | 0 | 1 | 0.012 | KG | 108X44X132 | 4015081721658 |  | 973 | ICD | 1
730-32050-00P | DXG-KEY-HOLDER-BP | 730-32050-00P | DXG-KEY-HOLDER-BP | 50 | cerere oferta | N | 1 | 0 | 1 | 0.21 | KG | 80X65X19 | 4015081721801 |  | 973 | ICD | 1
730-32047-00P | DXG-KEY-LCD | 730-32047-00P | DXG-KEY-LCD | 50 | cerere oferta | N | 1 | 0 | 1 | 0.014 | KG | 104X84X36 | 4015081721788 |  | 973 | ICD | 1
730-32038-00P | DXG-KEY-N12PLUG | 730-32038-00P | DXG-KEY-N12PLUG | 50 | cerere oferta | N | 1 | 0 | 1 | 0.003 | KG | 104X84X36 | 4015081721719 |  | 973 | ICD | 1
730-32033-00P | DXG-KEY-RMTKIT | 730-32033-00P | DXG-KEY-RMTKIT | 50 | cerere oferta | N | 1 | 0 | 1 | 0.015 | KG | 108X44X132 | 4015081721665 |  | 973 | ICD | 1
744-A2618-00P | DXG-MNT-PROFIBUS | 744-A2618-00P | DXG-MNT-PROFIBUS | 50 | cerere oferta | N | 1 | 0 | 1 | 0.04 | KG | 17X56X96 | 4015081721962 |  | 973 | ICD | 1
744-A2617-00P | DXG-NET-PROFIBUS | 744-A2617-00P | DXG-NET-PROFIBUS | 50 | cerere oferta | N | 1 | 0 | 1 | 0.05 | KG | 45X105X135 | 4015081721955 |  | 973 | ICD | 1
744-A2817-00P | DXG-SPR-2FR1BCB | 744-A2817-00P | DXG-SPR-2FR1BCB | 50 | cerere oferta | N | 1 | 0 | 1 | 1.784 | KG | 84X144X72 | 4015081734290 |  | 973 | ICD | 1
744-A2819-00P | DXG-SPR-2FR1EB | 744-A2819-00P | DXG-SPR-2FR1EB | 50 | cerere oferta | N | 1 | 0 | 1 | 1.784 | KG | 84X144X72 | 4015081734313 |  | 973 | ICD | 1
744-A2818-00P | DXG-SPR-2FR1MPB | 744-A2818-00P | DXG-SPR-2FR1MPB | 50 | cerere oferta | N | 1 | 0 | 1 | 3.99 | KG | 188X304X60 | 4015081734306 |  | 973 | ICD | 1
744-A2821-00P | DXG-SPR-2FR2EB | 744-A2821-00P | DXG-SPR-2FR2EB | 50 | cerere oferta | N | 1 | 0 | 1 | 2.801 | KG | 132X176X76 | 4015081734337 |  | 973 | ICD | 1
744-A2820-00P | DXG-SPR-2FR2MPB | 744-A2820-00P | DXG-SPR-2FR2MPB | 50 | cerere oferta | N | 1 | 0 | 1 | 3.99 | KG | 188X304X60 | 4015081734320 |  | 973 | ICD | 1
744-A2824-00P | DXG-SPR-2FR3DB | 744-A2824-00P | DXG-SPR-2FR3DB | 50 | cerere oferta | N | 1 | 0 | 1 | 3.65 | KG | 172X200X60 | 4015081734368 |  | 973 | ICD | 1
744-A2823-00P | DXG-SPR-2FR3EB | 744-A2823-00P | DXG-SPR-2FR3EB | 50 | cerere oferta | N | 1 | 0 | 1 | 3.65 | KG | 172X200X60 | 4015081734351 |  | 973 | ICD | 1
744-A2822-00P | DXG-SPR-2FR3MPB | 744-A2822-00P | DXG-SPR-2FR3MPB | 50 | cerere oferta | N | 1 | 0 | 1 | 3.99 | KG | 188X304X60 | 4015081734344 |  | 973 | ICD | 1
744-A2830-00P | DXG-SPR-2FR4BCM | 744-A2830-00P | DXG-SPR-2FR4BCM | 50 | cerere oferta | N | 1 | 0 | 1 | 1.53 | KG | 72X128X48 | 4015081734429 |  | 973 | ICD | 1
744-A2826-00P | DXG-SPR-2FR4EB | 744-A2826-00P | DXG-SPR-2FR4EB | 50 | cerere oferta | N | 1 | 0 | 1 | 2.801 | KG | 132X176X76 | 4015081734382 |  | 973 | ICD | 1
744-A2828-00P | DXG-SPR-2FR4IGBT | 744-A2828-00P | DXG-SPR-2FR4IGBT | 50 | cerere oferta | N | 1 | 0 | 1 | 1.53 | KG | 72X128X48 | 4015081734405 |  | 973 | ICD | 1
744-A2825-00P | DXG-SPR-2FR4MPB | 744-A2825-00P | DXG-SPR-2FR4MPB | 50 | cerere oferta | N | 1 | 0 | 1 | 3.65 | KG | 172X200X60 | 4015081734375 |  | 973 | ICD | 1
744-A2829-00P | DXG-SPR-2FR4RM | 744-A2829-00P | DXG-SPR-2FR4RM | 50 | cerere oferta | N | 1 | 0 | 1 | 1.53 | KG | 72X128X48 | 4015081734412 |  | 973 | ICD | 1
744-A2827-00P | DXG-SPR-2FR4SB | 744-A2827-00P | DXG-SPR-2FR4SB | 50 | cerere oferta | N | 1 | 0 | 1 | 2.801 | KG | 132X176X76 | 4015081734399 |  | 973 | ICD | 1
744-A2835-00P | DXG-SPR-2FR5BCM | 744-A2835-00P | DXG-SPR-2FR5BCM | 50 | cerere oferta | N | 1 | 0 | 1 | 1.53 | KG | 72X128X48 | 4015081734474 |  | 973 | ICD | 1
744-A2832-00P | DXG-SPR-2FR5E1B | 744-A2832-00P | DXG-SPR-2FR5E1B | 50 | cerere oferta | N | 1 | 0 | 1 | 2.801 | KG | 132X176X76 | 4015081734443 |  | 973 | ICD | 1
744-A2833-00P | DXG-SPR-2FR5E2B | 744-A2833-00P | DXG-SPR-2FR5E2B | 50 | cerere oferta | N | 1 | 0 | 1 | 2.801 | KG | 132X176X76 | 4015081734450 |  | 973 | ICD | 1
744-A2834-00P | DXG-SPR-2FR5IGBT | 744-A2834-00P | DXG-SPR-2FR5IGBT | 50 | cerere oferta | N | 1 | 0 | 1 | 1.53 | KG | 72X128X48 | 4015081734467 |  | 973 | ICD | 1
744-A2831-00P | DXG-SPR-2FR5MPB | 744-A2831-00P | DXG-SPR-2FR5MPB | 50 | cerere oferta | N | 1 | 0 | 1 | 3.99 | KG | 188X304X60 | 4015081734436 |  | 973 | ICD | 1
744-A2693-00P | DXG-SPR-4FR1BCB | 744-A2693-00P | DXG-SPR-4FR1BCB | 50 | cerere oferta | N | 1 | 0 | 1 | 1.784 | KG | 84X144X72 | 4015081722037 |  | 973 | ICD | 1
744-A2688-00P | DXG-SPR-4FR1CF | 744-A2688-00P | DXG-SPR-4FR1CF | 50 | cerere oferta | N | 1 | 0 | 1 | 1.784 | KG | 84X104X36 | 4015081721993 |  | 973 | ICD | 1
744-A2695-00P | DXG-SPR-4FR1EB | 744-A2695-00P | DXG-SPR-4FR1EB | 50 | cerere oferta | N | 1 | 0 | 1 | 1.784 | KG | 84X144X72 | 4015081722051 |  | 973 | ICD | 1
744-A2699-00P | DXG-SPR-4FR24BC | 744-A2699-00P | DXG-SPR-4FR24BC | 50 | cerere oferta | N | 1 | 0 | 1 | 1.784 | KG | 84X144X72 | 4015081721009 |  | 973 | ICD | 1
744-A2701-00P | DXG-SPR-4FR2EB | 744-A2701-00P | DXG-SPR-4FR2EB | 50 | cerere oferta | N | 1 | 0 | 1 | 2.801 | KG | 132X176X76 | 4015081721023 |  | 973 | ICD | 1
744-A2708-00P | DXG-SPR-4FR3EB | 744-A2708-00P | DXG-SPR-4FR3EB | 50 | cerere oferta | N | 1 | 0 | 1 | 3.65 | KG | 172X200X60 | 4015081721092 |  | 973 | ICD | 1
744-A2723-00P | DXG-SPR-4FR4BCM | 744-A2723-00P | DXG-SPR-4FR4BCM | 50 | cerere oferta | N | 1 | 0 | 1 | 1.53 | KG | 72X128X48 | 4015081721238 |  | 973 | ICD | 1
744-A2716-00P | DXG-SPR-4FR4EB | 744-A2716-00P | DXG-SPR-4FR4EB | 50 | cerere oferta | N | 1 | 0 | 1 | 2.801 | KG | 132X176X76 | 4015081721160 |  | 973 | ICD | 1
744-A2721-00P | DXG-SPR-4FR4IGBT | 744-A2721-00P | DXG-SPR-4FR4IGBT | 50 | cerere oferta | N | 1 | 0 | 1 | 1.53 | KG | 72X128X48 | 4015081721214 |  | 973 | ICD | 1
744-A2722-00P | DXG-SPR-4FR4RM | 744-A2722-00P | DXG-SPR-4FR4RM | 50 | cerere oferta | N | 1 | 0 | 1 | 1.53 | KG | 72X128X48 | 4015081721221 |  | 973 | ICD | 1
744-A2717-00P | DXG-SPR-4FR4SB | 744-A2717-00P | DXG-SPR-4FR4SB | 50 | cerere oferta | N | 1 | 0 | 1 | 2.801 | KG | 132X176X76 | 4015081721177 |  | 973 | ICD | 1
744-A2734-00P | DXG-SPR-4FR5BCM | 744-A2734-00P | DXG-SPR-4FR5BCM | 50 | cerere oferta | N | 1 | 0 | 1 | 1.53 | KG | 72X128X48 | 4015081721344 |  | 973 | ICD | 1
744-A2726-00P | DXG-SPR-4FR5E1B | 744-A2726-00P | DXG-SPR-4FR5E1B | 50 | cerere oferta | N | 1 | 0 | 1 | 2.801 | KG | 132X176X76 | 4015081721269 |  | 973 | ICD | 1
744-A2727-00P | DXG-SPR-4FR5E2B | 744-A2727-00P | DXG-SPR-4FR5E2B | 50 | cerere oferta | N | 1 | 0 | 1 | 2.801 | KG | 132X176X76 | 4015081721276 |  | 973 | ICD | 1
744-A2732-00P | DXG-SPR-4FR5IGBT | 744-A2732-00P | DXG-SPR-4FR5IGBT | 50 | cerere oferta | N | 1 | 0 | 1 | 1.53 | KG | 72X128X48 | 4015081721320 |  | 973 | ICD | 1
744-A2687-00P | DXG-SPR-BCOVER | 744-A2687-00P | DXG-SPR-BCOVER | 50 | cerere oferta | N | 1 | 0 | 1 | 0.024 | KG | 108X64X188 | 4015081721986 |  | 973 | ICD | 1
744-A2686-00P | DXG-SPR-CTRLBOARD | 744-A2686-00P | DXG-SPR-CTRLBOARD | 50 | cerere oferta | N | 1 | 0 | 1 | 0.044 | KG | 172X60X200 | 4015081721979 |  | 973 | ICD | 1
744-A2691-00P | DXG-SPR-CTRLKIT | 744-A2691-00P | DXG-SPR-CTRLKIT | 50 | cerere oferta | N | 1 | 0 | 1 | 0.064 | KG | 95X165X270 | 4015081734818 |  | 973 | ICD | 1
730-32051-00P | DXG-SPR-FR1CPIEC | 730-32051-00P | DXG-SPR-FR1CPIEC | 50 | cerere oferta | N | 1 | 0 | 1 | 2.292 | KG | 108X132X44 | 4015081721818 |  | 973 | ICD | 1
744-A2698-00P | DXG-SPR-FR1CPUL | 744-A2698-00P | DXG-SPR-FR1CPUL | 50 | cerere oferta | N | 1 | 0 | 1 | 2.292 | KG | 108X132X44 | 4015081720996 |  | 973 | ICD | 1
730-32042-00P | DXG-SPR-FR1CVR | 730-32042-00P | DXG-SPR-FR1CVR | 50 | cerere oferta | N | 1 | 0 | 1 | 3.055 | KG | 144X344X108 | 4015081721733 |  | 973 | ICD | 1
730-32017-00P | DXG-SPR-FR1FAN | 730-32017-00P | DXG-SPR-FR1FAN | 50 | cerere oferta | N | 1 | 0 | 1 | 0.01 | KG | 104X84X36 | 4015081721528 |  | 973 | ICD | 1
744-A2696-00P | DXG-SPR-FR1MCC | 744-A2696-00P | DXG-SPR-FR1MCC | 50 | cerere oferta | N | 1 | 0 | 1 | 2.292 | KG | 108X132X44 | 4015081722068 |  | 973 | ICD | 1
744-A2697-00P | DXG-SPR-FR1OH | 744-A2697-00P | DXG-SPR-FR1OH | 50 | cerere oferta | N | 1 | 0 | 1 | 3.055 | KG | 144X344X108 | 4015081720989 |  | 973 | ICD | 1
744-A2689-00P | DXG-SPR-FR2CF | 744-A2689-00P | DXG-SPR-FR2CF | 50 | cerere oferta | N | 1 | 0 | 1 | 1.784 | KG | 84X104X36 | 4015081722006 |  | 973 | ICD | 1
730-32063-00P | DXG-SPR-FR2CPIEC | 730-32063-00P | DXG-SPR-FR2CPIEC | 50 | cerere oferta | N | 1 | 0 | 1 | 2.292 | KG | 108X132X44 | 4015081721894 |  | 973 | ICD | 1
744-A2704-00P | DXG-SPR-FR2CPUL | 744-A2704-00P | DXG-SPR-FR2CPUL | 50 | cerere oferta | N | 1 | 0 | 1 | 2.292 | KG | 108X132X44 | 4015081721054 |  | 973 | ICD | 1
730-32043-00P | DXG-SPR-FR2CVR | 730-32043-00P | DXG-SPR-FR2CVR | 50 | cerere oferta | N | 1 | 0 | 1 | 3.055 | KG | 144X344X108 | 4015081721740 |  | 973 | ICD | 1
730-32018-00P | DXG-SPR-FR2FAN | 730-32018-00P | DXG-SPR-FR2FAN | 50 | cerere oferta | N | 1 | 0 | 1 | 0.027 | KG | 132X108X44 | 4015081721535 |  | 973 | ICD | 1
744-A2705-00P | DXG-SPR-FR2IGBT | 744-A2705-00P | DXG-SPR-FR2IGBT | 50 | cerere oferta | N | 1 | 0 | 1 | 1.53 | KG | 72X128X48 | 4015081721061 |  | 973 | ICD | 1
744-A2702-00P | DXG-SPR-FR2MCC | 744-A2702-00P | DXG-SPR-FR2MCC | 50 | cerere oferta | N | 1 | 0 | 1 | 4.245 | KG | 200X248X44 | 4015081721030 |  | 973 | ICD | 1
744-A2703-00P | DXG-SPR-FR2OH | 744-A2703-00P | DXG-SPR-FR2OH | 50 | cerere oferta | N | 1 | 0 | 1 | 3.055 | KG | 144X344X108 | 4015081721047 |  | 973 | ICD | 1
744-A2690-00P | DXG-SPR-FR34CF | 744-A2690-00P | DXG-SPR-FR34CF | 50 | cerere oferta | N | 1 | 0 | 1 | 1.784 | KG | 84X104X36 | 4015081722013 |  | 973 | ICD | 1
744-A2706-00P | DXG-SPR-FR3BC | 744-A2706-00P | DXG-SPR-FR3BC | 50 | cerere oferta | N | 1 | 0 | 1 | 1.784 | KG | 84X144X72 | 4015081721078 |  | 973 | ICD | 1
730-32052-00P | DXG-SPR-FR3CPIEC | 730-32052-00P | DXG-SPR-FR3CPIEC | 50 | cerere oferta | N | 1 | 0 | 1 | 3.65 | KG | 172X200X60 | 4015081721825 |  | 973 | ICD | 1
744-A2713-00P | DXG-SPR-FR3CPUL | 744-A2713-00P | DXG-SPR-FR3CPUL | 50 | cerere oferta | N | 1 | 0 | 1 | 3.65 | KG | 172X200X60 | 4015081721146 |  | 973 | ICD | 1
730-32044-00P | DXG-SPR-FR3CVR | 730-32044-00P | DXG-SPR-FR3CVR | 50 | cerere oferta | N | 1 | 0 | 1 | 3.905 | KG | 184X460X108 | 4015081721757 |  | 973 | ICD | 1
730-32019-00P | DXG-SPR-FR3FAN | 730-32019-00P | DXG-SPR-FR3FAN | 50 | cerere oferta | N | 1 | 0 | 1 | 0.023 | KG | 104X84X36 | 4015081721542 |  | 973 | ICD | 1
744-A2711-00P | DXG-SPR-FR3MCC | 744-A2711-00P | DXG-SPR-FR3MCC | 50 | cerere oferta | N | 1 | 0 | 1 | 4.245 | KG | 200X248X44 | 4015081721122 |  | 973 | ICD | 1
744-A2710-00P | DXG-SPR-FR3OB | 744-A2710-00P | DXG-SPR-FR3OB | 50 | cerere oferta | N | 1 | 0 | 1 | 1.784 | KG | 84X144X72 | 4015081721115 |  | 973 | ICD | 1
744-A2712-00P | DXG-SPR-FR3OH | 744-A2712-00P | DXG-SPR-FR3OH | 50 | cerere oferta | N | 1 | 0 | 1 | 3.905 | KG | 184X460X108 | 4015081721139 |  | 973 | ICD | 1
730-32053-00P | DXG-SPR-FR4CPIEC | 730-32053-00P | DXG-SPR-FR4CPIEC | 50 | cerere oferta | N | 1 | 0 | 1 | 3.482 | KG | 164X248X88 | 4015081721832 |  | 973 | ICD | 1
744-A2720-00P | DXG-SPR-FR4CPUL | 744-A2720-00P | DXG-SPR-FR4CPUL | 50 | cerere oferta | N | 1 | 0 | 1 | 4.245 | KG | 200X248X44 | 4015081721207 |  | 973 | ICD | 1
730-32045-00P | DXG-SPR-FR4CVR | 730-32045-00P | DXG-SPR-FR4CVR | 50 | cerere oferta | N | 1 | 0 | 1 | 4.326 | KG | 204X520X108 | 4015081721764 |  | 973 | ICD | 1
730-32020-00P | DXG-SPR-FR4FAN | 730-32020-00P | DXG-SPR-FR4FAN | 50 | cerere oferta | N | 1 | 0 | 1 | 0.029 | KG | 132X108X44 | 4015081721559 |  | 973 | ICD | 1
744-A2718-00P | DXG-SPR-FR4MCC | 744-A2718-00P | DXG-SPR-FR4MCC | 50 | cerere oferta | N | 1 | 0 | 1 | 4.245 | KG | 200X248X44 | 4015081721184 |  | 973 | ICD | 1
744-A2719-00P | DXG-SPR-FR4OH | 744-A2719-00P | DXG-SPR-FR4OH | 50 | cerere oferta | N | 1 | 0 | 1 | 4.326 | KG | 204X520X108 | 4015081721191 |  | 973 | ICD | 1
744-A2724-00P | DXG-SPR-FR5BC | 744-A2724-00P | DXG-SPR-FR5BC | 50 | cerere oferta | N | 1 | 0 | 1 | 1.784 | KG | 84X144X72 | 4015081721245 |  | 973 | ICD | 1
744-A2692-00P | DXG-SPR-FR5CF | 744-A2692-00P | DXG-SPR-FR5CF | 50 | cerere oferta | N | 1 | 0 | 1 | 1.784 | KG | 84X104X36 | 4015081722020 |  | 973 | ICD | 1
744-A2731-00P | DXG-SPR-FR5CPUL | 744-A2731-00P | DXG-SPR-FR5CPUL | 50 | cerere oferta | N | 1 | 0 | 1 | 3.482 | KG | 164X248X88 | 4015081721313 |  | 973 | ICD | 1
730-32046-00P | DXG-SPR-FR5CVR | 730-32046-00P | DXG-SPR-FR5CVR | 50 | cerere oferta | N | 1 | 0 | 1 | 5.176 | KG | 244X596X80 | 4015081721771 |  | 973 | ICD | 1
744-A2728-00P | DXG-SPR-FR5E3B | 744-A2728-00P | DXG-SPR-FR5E3B | 50 | cerere oferta | N | 1 | 0 | 1 | 1.53 | KG | 72X128X48 | 4015081721283 |  | 973 | ICD | 1
730-32021-00P | DXG-SPR-FR5FAN | 730-32021-00P | DXG-SPR-FR5FAN | 50 | cerere oferta | N | 1 | 0 | 1 | 0.049 | KG | 132X108X44 | 4015081721566 |  | 973 | ICD | 1
730-32054-00P | DXG-SPR-FR5IECCP | 730-32054-00P | DXG-SPR-FR5IECCP | 50 | cerere oferta | N | 1 | 0 | 1 | 3.482 | KG | 164X248X88 | 4015081721849 |  | 973 | ICD | 1
744-A2729-00P | DXG-SPR-FR5MCC | 744-A2729-00P | DXG-SPR-FR5MCC | 50 | cerere oferta | N | 1 | 0 | 1 | 4.245 | KG | 200X248X44 | 4015081721290 |  | 973 | ICD | 1
744-A2730-00P | DXG-SPR-FR5OH | 744-A2730-00P | DXG-SPR-FR5OH | 50 | cerere oferta | N | 1 | 0 | 1 | 5.007 | KG | 236X632X124 | 4015081721306 |  | 973 | ICD | 1
744-A2733-00P | DXG-SPR-FR5RM | 744-A2733-00P | DXG-SPR-FR5RM | 50 | cerere oferta | N | 1 | 0 | 1 | 1.53 | KG | 72X128X48 | 4015081721337 |  | 973 | ICD | 1
169132 | DX-KEY-LED | 169132 | VFD Remote Keypad LED | 50 | cerere oferta | N | 1 | 0 | 1 | 0.045 | KG | 38X120X170 | 4015081656110 |  | 971 | ICD | 1
169133 | DX-KEY-OLED | 169133 | VFD Remote Keypad OLED | 50 | cerere oferta | N | 1 | 0 | 1 | 0.1 | KG | 38X120X170 | 4015081656127 |  | 971 | ICD | 1
269538 | DX-LM3-005 | 269538 | Filtru AC motor (iesire convertizor) 5A | 50 | cerere oferta | N | 1 | 0 | 1 | 1.5 | KG | 135X155X205 | 4015082695385 |  | 696 | ICD | 1
269539 | DX-LM3-008 | 269539 | Filtru AC motor (iesire convertizor) 8A | 50 | cerere oferta | N | 1 | 0 | 1 | 4.8 | KG | 265X270X265 | 4015082695392 |  | 696 | ICD | 1
269541 | DX-LM3-011 | 269541 | Filtru AC motor (iesire convertizor) 11A | 50 | cerere oferta | N | 1 | 0 | 1 | 4.8 | KG | 265X270X265 | 4015082695415 |  | 696 | ICD | 1
269542 | DX-LM3-016 | 269542 | Filtru AC motor (iesire convertizor) 16A | 50 | cerere oferta | N | 1 | 0 | 1 | 4.8 | KG | 265X270X265 | 4015082695422 |  | 696 | ICD | 1
269543 | DX-LM3-035 | 269543 | Filtru AC motor (iesire convertizor) 35A | 50 | cerere oferta | N | 1 | 0 | 1 | 7.3 | KG | 265X270X265 | 4015082695439 |  | 696 | ICD | 1
269544 | DX-LM3-050 | 269544 | Filtru AC motor (iesire convertizor) 50A | 50 | cerere oferta | N | 1 | 0 | 1 | 12.3 | KG | 265X270X265 | 4015082695446 |  | 696 | ICD | 1
269545 | DX-LM3-063 | 269545 | Filtru AC motor (iesire convertizor) 63A | 50 | cerere oferta | N | 1 | 0 | 1 | 14.9 | KG | 265X270X265 | 4015082695453 |  | 696 | ICD | 1
269546 | DX-LM3-080 | 269546 | Filtru AC motor (iesire convertizor) 80A | 50 | cerere oferta | N | 1 | 0 | 1 | 20.6 | KG | 270X155X210 | 4015082695460 |  | 696 | ICD | 1
269547 | DX-LM3-100 | 269547 | Filtru AC motor (iesire convertizor) 100 | 50 | cerere oferta | N | 1 | 0 | 1 | 31 | KG | 215X384X258 | 4015082695477 |  | 696 | ICD | 1
269548 | DX-LM3-150 | 269548 | Filtru AC motor (iesire convertizor) 150 | 50 | cerere oferta | N | 1 | 0 | 1 | 45 | KG | 260X384X258 | 4015082695484 |  | 696 | ICD | 1
269549 | DX-LM3-180 | 269549 | Filtru AC motor (iesire convertizor) 180 | 50 | cerere oferta | N | 1 | 0 | 1 | 45 | KG | 260X384X258 | 4015082695491 |  | 696 | ICD | 1
269560 | DX-LM3-220 | 269560 | Filtru AC motor (iesire convertizor) 220 | 50 | cerere oferta | N | 1 | 0 | 1 | 45 | KG | 260X384X258 | 4015082695606 |  | 696 | ICD | 1
269561 | DX-LM3-260 | 269561 | Filtru AC motor (iesire convertizor) 260 | 50 | cerere oferta | N | 1 | 0 | 1 | 45 | KG | 260X384X258 | 4015082695613 |  | 696 | ICD | 1
169146 | DX-LM3-303 | 169146 | Motor Choke (3~750V, 303A) | 50 | cerere oferta | N | 1 | 0 | 1 | 48.7 | KG | 600X800X750 | 4015081656240 |  | 971 | ICD | 1
169147 | DX-LM3-370 | 169147 | Motor Choke (3~750V, 370A) | 50 | cerere oferta | N | 1 | 0 | 1 | 61.7 | KG | 600X800X750 | 4015081656257 |  | 971 | ICD | 1
169148 | DX-LM3-450 | 169148 | Motor Choke (3~750V, 450A) | 50 | cerere oferta | N | 1 | 0 | 1 | 81.7 | KG | 600X800X750 | 4015081656264 |  | 971 | ICD | 1
269490 | DX-LN1-006 | 269490 | Bobina linie (intrare convertizor) 6A / | 50 | cerere oferta | N | 1 | 0 | 1 | 0.7 | KG | 71X66X80 | 4015082694906 |  | 696 | ICD | 1
269495 | DX-LN1-009 | 269495 | Bobina linie (intrare convertizor) 9A / | 50 | cerere oferta | N | 1 | 0 | 1 | 0.7 | KG | 71X66X80 | 4015082694951 |  | 696 | ICD | 1
269496 | DX-LN1-013 | 269496 | Bobina linie (intrare convertizor) 13A / | 50 | cerere oferta | N | 1 | 0 | 1 | 1.5 | KG | 67X84X90 | 4015082694968 |  | 696 | ICD | 1
269497 | DX-LN1-018 | 269497 | Bobina linie (intrare convertizor) 18A / | 50 | cerere oferta | N | 1 | 0 | 1 | 1.5 | KG | 67X84X90 | 4015082694975 |  | 696 | ICD | 1
269498 | DX-LN1-024 | 269498 | Bobina linie (intrare convertizor) 24A / | 50 | cerere oferta | N | 1 | 0 | 1 | 2 | KG | 81X84X90 | 4015082694982 |  | 696 | ICD | 1
169791 | DX-LN1-032 | 169791 | Mains Choke (1~260V, 32A) | 50 | cerere oferta | N | 1 | 0 | 1 | 3 | KG | 130X160X140 | 4015081662869 |  | 971 | ICD | 1
269500 | DX-LN3-004 | 269500 | Bobina linie (intrare convertizor) 4A / | 50 | cerere oferta | N | 1 | 0 | 1 | 1.5 | KG | 66X115X118 | 4015082695002 |  | 696 | ICD | 1
269501 | DX-LN3-006 | 269501 | Bobina linie (intrare convertizor) 6A / | 50 | cerere oferta | N | 1 | 0 | 1 | 1.5 | KG | 66X115X118 | 4015082695019 |  | 696 | ICD | 1
269502 | DX-LN3-010 | 269502 | Bobina linie (intrare convertizor) 10A / | 50 | cerere oferta | N | 1 | 0 | 1 | 2.2 | KG | 61X140X138 | 4015082695026 |  | 696 | ICD | 1
269503 | DX-LN3-016 | 269503 | Bobina linie (intrare convertizor) 16A / | 50 | cerere oferta | N | 1 | 0 | 1 | 2.9 | KG | 71X140X138 | 4015082695033 |  | 696 | ICD | 1
269504 | DX-LN3-025 | 269504 | Bobina linie (intrare convertizor) 25A / | 50 | cerere oferta | N | 1 | 0 | 1 | 4.8 | KG | 104X195X175 | 4015082695040 |  | 696 | ICD | 1
269505 | DX-LN3-040 | 269505 | Bobina linie (intrare convertizor) 40A / | 50 | cerere oferta | N | 1 | 0 | 1 | 4.8 | KG | 104X195X188 | 4015082695057 |  | 696 | ICD | 1
269506 | DX-LN3-050 | 269506 | Bobina linie (intrare convertizor) 50A / | 50 | cerere oferta | N | 1 | 0 | 1 | 5.9 | KG | 105X195X132 | 4015082695064 |  | 696 | ICD | 1
269507 | DX-LN3-060 | 269507 | Bobina linie (intrare convertizor) 60A / | 50 | cerere oferta | N | 1 | 0 | 1 | 5.9 | KG | 105X195X132 | 4015082695071 |  | 696 | ICD | 1
269508 | DX-LN3-080 | 269508 | Bobina linie (intrare convertizor) 80A / | 50 | cerere oferta | N | 1 | 0 | 1 | 7.3 | KG | 110X220X160 | 4015082695088 |  | 696 | ICD | 1
269509 | DX-LN3-100 | 269509 | Bobina linie (intrare convertizor) 100A | 50 | cerere oferta | N | 1 | 0 | 1 | 10.2 | KG | 130X220X160 | 4015082695095 |  | 696 | ICD | 1
269510 | DX-LN3-120 | 269510 | Bobina linie (intrare convertizor) 120A | 50 | cerere oferta | N | 1 | 0 | 1 | 10.2 | KG | 130X220X160 | 4015082695101 |  | 696 | ICD | 1
269511 | DX-LN3-160 | 269511 | Bobina linie (intrare convertizor) 160A | 50 | cerere oferta | N | 1 | 0 | 1 | 12.3 | KG | 125X270X200 | 4015082695118 |  | 696 | ICD | 1
269512 | DX-LN3-200 | 269512 | Bobina linie (intrare convertizor) 200A | 50 | cerere oferta | N | 1 | 0 | 1 | 14.9 | KG | 155X270X202 | 4015082695125 |  | 696 | ICD | 1
269513 | DX-LN3-250 | 269513 | Bobina linie (intrare convertizor) 250A | 50 | cerere oferta | N | 1 | 0 | 1 | 20.6 | KG | 155X270X210 | 4015082695132 |  | 696 | ICD | 1
269514 | DX-LN3-300 | 269514 | Bobina linie (intrare convertizor) 300A | 50 | cerere oferta | N | 1 | 0 | 1 | 20.6 | KG | 155X270X210 | 4015082695149 |  | 696 | ICD | 1
169143 | DX-LN3-303 | 169143 | Mains Choke (3~550V, 303A) | 50 | cerere oferta | N | 1 | 0 | 1 | 18.6 | KG | 400X600X500 | 4015081656219 |  | 971 | ICD | 1
169144 | DX-LN3-370 | 169144 | Mains Choke (3~550V, 370A) | 50 | cerere oferta | N | 1 | 0 | 1 | 24.3 | KG | 400X600X500 | 4015081656226 |  | 971 | ICD | 1
169145 | DX-LN3-450 | 169145 | Mains Choke (3~550V, 450A) | 50 | cerere oferta | N | 1 | 0 | 1 | 33.8 | KG | 400X600X500 | 4015081656233 |  | 971 | ICD | 1
169123 | DX-NET-DEVICENET | 169123 | VFD DA1 Comm. Devicenet Module | 50 | cerere oferta | N | 1 | 0 | 1 | 0.03 | KG | 38X120X170 | 4015081656035 |  | 971 | ICD | 1
169127 | DX-NET-ETHERCAT-2 | 169127 | VFD DA1 Comm. EtherCAT Module 2Port | 50 | cerere oferta | N | 1 | 0 | 1 | 0.03 | KG | 38X120X170 | 4015081656073 |  | 971 | ICD | 1
169122 | DX-NET-ETHERNET-2 | 169122 | VFD DA1 Comm. Ethernet IP Module 2Port | 50 | cerere oferta | N | 1 | 0 | 1 | 0.03 | KG | 38X120X170 | 4015081656028 |  | 971 | ICD | 1
169126 | DX-NET-MODBUSTCP-2 | 169126 | VFD DA1 Comm. Modbus TCP Module 2Port | 50 | cerere oferta | N | 1 | 0 | 1 | 0.03 | KG | 38X120X170 | 4015081656066 |  | 971 | ICD | 1
169124 | DX-NET-PROFIBUS | 169124 | VFD DA1 Comm. Profibus DP Module | 50 | cerere oferta | N | 1 | 0 | 1 | 0.03 | KG | 38X120X170 | 4015081656042 |  | 971 | ICD | 1
169125 | DX-NET-PROFINET-2 | 169125 | VFD DA1 Comm. Profinet Module 2Port | 50 | cerere oferta | N | 1 | 0 | 1 | 0.03 | KG | 38X120X170 | 4015081656059 |  | 971 | ICD | 1
169129 | DX-NET-SWD1 | 169129 | DX-NET-SWD1 | 50 | cerere oferta | N | 1 | 0 | 1 | 0.03 | KG | 38X120X170 | 4015081656080 |  | 971 | ICD | 1
169131 | DX-NET-SWD3 | 169131 | DX-NET-SWD3 | 50 | cerere oferta | N | 1 | 0 | 1 | 0.002 | KG | 34X43X38 | 4015081656103 |  | 971 | ICD | 1
271538 | DX-SIN3-004 | 271538 | Filtru sinusoidal 400V, 4A | 50 | cerere oferta | N | 1 | 0 | 1 | 4.2 | KG | 155X105X160 | 4015082715380 |  | 696 | ICD | 1
271590 | DX-SIN3-010 | 271590 | Filtru sinusoidal 400V, 10A | 50 | cerere oferta | N | 1 | 0 | 1 | 6.1 | KG | 155X120X160 | 4015082715908 |  | 696 | ICD | 1
271591 | DX-SIN3-016 | 271591 | Filtru sinusoidal 400V, 16.5A | 50 | cerere oferta | N | 1 | 0 | 1 | 9.4 | KG | 190X160X185 | 4015082715915 |  | 696 | ICD | 1
271593 | DX-SIN3-023 | 271593 | Filtru sinusoidal 400V, 23.5A | 50 | cerere oferta | N | 1 | 0 | 1 | 14.5 | KG | 240X190X280 | 4015082715939 |  | 696 | ICD | 1
271594 | DX-SIN3-032 | 271594 | Filtru sinusoidal 400V, 32A | 50 | cerere oferta | N | 1 | 0 | 1 | 19.7 | KG | 240X200X280 | 4015082715946 |  | 696 | ICD | 1
271595 | DX-SIN3-037 | 271595 | Filtru sinusoidal 400V, 37A | 50 | cerere oferta | N | 1 | 0 | 1 | 21.3 | KG | 240X210X280 | 4015082715953 |  | 696 | ICD | 1
271597 | DX-SIN3-048 | 271597 | Sinus filter for frequency inverters | 50 | cerere oferta | N | 1 | 0 | 1 | 26.2 | KG | 240X220X280 | 4015082715977 |  | 696 | ICD | 1
271599 | DX-SIN3-061 | 271599 | Filtru sinusoidal 400V, 61A | 50 | cerere oferta | N | 1 | 0 | 1 | 35 | KG | 300X228X315 | 4015082715991 |  | 696 | ICD | 1
271600 | DX-SIN3-072 | 271600 | Filtru sinusoidal 400V, 72A | 50 | cerere oferta | N | 1 | 0 | 1 | 39 | KG | 300X240X315 | 4015082716004 |  | 696 | ICD | 1
271601 | DX-SIN3-090 | 271601 | Filtru sinusoidal 400V, 90A | 50 | cerere oferta | N | 1 | 0 | 1 | 53.3 | KG | 300X270X320 | 4015082716011 |  | 696 | ICD | 1
271602 | DX-SIN3-115 | 271602 | Sinus filter for frequency inverters | 50 | cerere oferta | N | 1 | 0 | 1 | 66 | KG | 360X210X415 | 4015082716028 |  | 696 | ICD | 1
271603 | DX-SIN3-150 | 271603 | Filtru sinusoidal 400V, 150A | 50 | cerere oferta | N | 1 | 0 | 1 | 69 | KG | 360X225X415 | 4015082716035 |  | 696 | ICD | 1
271604 | DX-SIN3-180 | 271604 | Sinus filter for frequency inverters | 50 | cerere oferta | N | 1 | 0 | 1 | 88.7 | KG | 360X240X415 | 4015082716042 |  | 696 | ICD | 1
271605 | DX-SIN3-250 | 271605 | Filtru sinusoidal 400V, 250A | 50 | cerere oferta | N | 1 | 0 | 1 | 157.5 | KG | 400X500X450 | 4015082716059 |  | 696 | ICD | 1
271606 | DX-SIN3-440 | 271606 | Filtru sinusoidal 400V, 440A | 50 | cerere oferta | N | 1 | 0 | 1 | 192.5 | KG | 610X540X450 | 4015082716066 |  | 696 | ICD | 1
169149 | DX-SIN3-480 | 169149 | Sine Filter (3~440V, 480A) | 50 | cerere oferta | N | 1 | 0 | 1 | 220 | KG | 439X600X800 | 4015081656271 |  | 971 | ICD | 1
169142 | DX-SPL-RJ45-2SL1PL | 169142 | VFD Splitter (RJ45, 2 Slots/1 Plug) | 50 | cerere oferta | N | 1 | 0 | 1 | 0.05 | KG | 38X120X170 | 4015081656202 |  | 971 | ICD | 1
169141 | DX-SPL-RJ45-3SL | 169141 | VFD Splitter (RJ45, 3 Slots) | 50 | cerere oferta | N | 1 | 0 | 1 | 0.04 | KG | 38X120X170 | 4015081658855 |  | 971 | ICD | 1
90401 | E01 | 90401 | Element de contact | 65 | cerere oferta | N | 50 | 0 | 1 | 0.003 | KG | 6X18X29 | 4015080904014 |  | 388 | ICD | 1
90351 | E10 | 90351 | Element de contact | 65 | cerere oferta | N | 50 | 0 | 1 | 0.003 | KG | 6X18X29 | 4015080903512 |  | 388 | ICD | 1
ROEAT000000451 | E42DI2448230 | ROEAT000000451 | Contor de ore de functionare | 85 | cerere oferta | N | 1 | 0 | 1 | 1 | KG | 0 001X0 001X0 001 | 9008790572807 |  | 661 | PDC | 1
CN110227 | E50-24MCW-FW | CN110227 | 2W SPKR STRB,SQ,WALL,24VDC,15/30/75/110CD,WHT | 732 | cerere oferta | N | 1 | 0 | 1 | 0.1 | KG | NA | NA |  | Wheelock , UL Range | Fulleon | 1
CN112956 | E50A-24MCW-NW | CN112956 | SPKR STRB,AMBER,CEIL, 24V,15/30/75/95CD,NO LTR,WH | 732 | cerere oferta | N | 1 | 0 | 1 | 0.1 | KG | NA | NA |  | Wheelock , UL Range | Fulleon | 1
CN110222 | E50-R | CN110222 | 2W SPKR,SQ,SEMI FLUSH,WALL,24VDC,RD | 732 | cerere oferta | N | 1 | 0 | 1 | 0.1 | KG | NA | NA |  | Wheelock , UL Range | Fulleon | 1
CN110233 | E50SSB-W | CN110233 | BACKBOX,SURFACE FOR E50 SPKR/STRB,WHT | 732 | cerere oferta | N | 1 | 0 | 1 | 0.1 | KG | NA | NA |  | Wheelock , UL Range | Fulleon | 1
135760 | E51KF153 | 135760 | Glasfiber-Duplexcable, PVC, right angle | 59 | cerere oferta | S | 1 | 0 | 1 | 0.23 | KG | 158 75X133 35X50 8 | 4015081325535 |  | 226 | ICD | 1
135761 | E51KF163 | 135761 | Glasfiber-Duplexcable, PVC, forward | 59 | cerere oferta | S | 1 | 0 | 1 | 0.23 | KG | 158 75X133 35X50 8 | 4015081325542 |  | 226 | ICD | 1
135762 | E51KF173 | 135762 | Glasfiber-Duplexcable, PVC, right angle | 59 | cerere oferta | S | 1 | 0 | 1 | 0.23 | KG | 158 75X133 35X50 8 | 4015081325559 |  | 226 | ICD | 1
135763 | E51KF183 | 135763 | Glasfiber-Duplexcable, PVC, forward | 59 | cerere oferta | S | 1 | 0 | 1 | 0.23 | KG | 158 75X133 35X50 8 | 4015081325566 |  | 226 | ICD | 1
135764 | E51KF193 | 135764 | Glasfiber-Duplexcable, PVC, forward | 59 | cerere oferta | S | 1 | 0 | 1 | 0.23 | KG | 158 75X133 35X50 8 | 4015081325573 |  | 226 | ICD | 1
135765 | E51KF253 | 135765 | Glasfiber-Singlecable, PVC, right angle | 59 | cerere oferta | S | 1 | 0 | 1 | 0.32 | KG | 158 75X133 35X50 8 | 4015081325580 |  | 226 | ICD | 1
135766 | E51KF263 | 135766 | Glasfiber-Singlecable, PVC, forward | 59 | cerere oferta | S | 1 | 0 | 1 | 0.32 | KG | 158 75X133 35X50 8 | 4015081325597 |  | 226 | ICD | 1
135767 | E51KF273 | 135767 | Glasfiber-Singlecable, PVC, right angle | 59 | cerere oferta | S | 1 | 0 | 1 | 0.32 | KG | 158 75X133 35X50 8 | 4015081325603 |  | 226 | ICD | 1
135768 | E51KF283 | 135768 | Glasfiber-Singlecable, PVC, forward | 59 | cerere oferta | S | 1 | 0 | 1 | 0.32 | KG | 158 75X133 35X50 8 | 4015081325610 |  | 226 | ICD | 1
135769 | E51KF293 | 135769 | Glasfiber-Singlecable, PVC, forward | 59 | cerere oferta | S | 1 | 0 | 1 | 0.32 | KG | 158 75X133 35X50 8 | 4015081325627 |  | 226 | ICD | 1
135770 | E51KF313 | 135770 | Glasfiber-Duplexcable, PVC, forward | 59 | cerere oferta | S | 1 | 0 | 1 | 0.32 | KG | 158 75X133 35X50 8 | 4015081325634 |  | 226 | ICD | 1
135771 | E51KF323 | 135771 | Glasfiber-Duplexcable, PVC, forward | 59 | cerere oferta | S | 1 | 0 | 1 | 0.32 | KG | 158 75X133 35X50 8 | 4015081325641 |  | 226 | ICD | 1
135772 | E51KF333 | 135772 | Glasfiber-Duplexcable, PVC, right angle | 59 | cerere oferta | S | 1 | 0 | 1 | 0.32 | KG | 158 75X133 35X50 8 | 4015081325658 |  | 226 | ICD | 1
135773 | E51KF343 | 135773 | Glasfiber-Duplexcable, PVC, forward | 59 | cerere oferta | S | 1 | 0 | 1 | 0.32 | KG | 158 75X133 35X50 8 | 4015081325665 |  | 226 | ICD | 1
135774 | E51KF3A3 | 135774 | Glasfiber-Duplexcable, PVC, right angle | 59 | cerere oferta | S | 1 | 0 | 1 | 0.32 | KG | 158 75X133 35X50 8 | 4015081325672 |  | 226 | ICD | 1
135775 | E51KF3B3 | 135775 | Glasfiber-Duplexcable, PVC, right angle | 59 | cerere oferta | S | 1 | 0 | 1 | 0.32 | KG | 158 75X133 35X50 8 | 4015081325689 |  | 226 | ICD | 1
135776 | E51KF413 | 135776 | Glasfiber-Singlecable, PVC, forward | 59 | cerere oferta | S | 1 | 0 | 1 | 0.32 | KG | 158 75X133 35X50 8 | 4015081325696 |  | 226 | ICD | 1
135777 | E51KF423 | 135777 | Glasfiber-Singlecable, PVC, forward | 59 | cerere oferta | S | 1 | 0 | 1 | 0.32 | KG | 158 75X133 35X50 8 | 4015081325702 |  | 226 | ICD | 1
135778 | E51KF433 | 135778 | Glasfiber-Singlecable, PVC, right angle | 59 | cerere oferta | S | 1 | 0 | 1 | 0.32 | KG | 158 75X133 35X50 8 | 4015081325719 |  | 226 | ICD | 1
135779 | E51KF443 | 135779 | Glasfiber-Singlecable, PVC, forward | 59 | cerere oferta | S | 1 | 0 | 1 | 0.14 | KG | 152 4X44 45X127 | 4015081325726 |  | 226 | ICD | 1
135780 | E51KF4A3 | 135780 | Glasfiber-Singlecable, PVC, right angle | 59 | cerere oferta | S | 1 | 0 | 1 | 0.32 | KG | 158 75X133 35X50 8 | 4015081325733 |  | 226 | ICD | 1
135781 | E51KF4B3 | 135781 | Glasfiber-Singlecable, PVC, right angle | 59 | cerere oferta | S | 1 | 0 | 1 | 0.32 | KG | 158 75X133 35X50 8 | 4015081325740 |  | 226 | ICD | 1
135782 | E51KF553 | 135782 | Glasfiber-Duplexcable, Stainless steel, | 59 | cerere oferta | S | 1 | 0 | 1 | 0.32 | KG | 158 75X133 35X50 8 | 4015081325757 |  | 226 | ICD | 1
135783 | E51KF563 | 135783 | Glasfiber-Duplexcable, Stainless steel, | 59 | cerere oferta | S | 1 | 0 | 1 | 0.32 | KG | 158 75X133 35X50 8 | 4015081325764 |  | 226 | ICD | 1
135784 | E51KF573 | 135784 | Glasfiber-Duplexcable, Stainless steel, | 59 | cerere oferta | S | 1 | 0 | 1 | 0.32 | KG | 158 75X133 35X50 8 | 4015081325771 |  | 226 | ICD | 1
135785 | E51KF583 | 135785 | Glasfiber-Duplexcable, Stainless steel, | 59 | cerere oferta | S | 1 | 0 | 1 | 0.32 | KG | 158 75X133 35X50 8 | 4015081325788 |  | 226 | ICD | 1
135786 | E51KF593 | 135786 | Glasfiber-Duplexcable, Stainless steel, | 59 | cerere oferta | S | 1 | 0 | 1 | 0.32 | KG | 158 75X133 35X50 8 | 4015081325795 |  | 226 | ICD | 1
135787 | E51KF653 | 135787 | Glasfiber-Singlecable, Stainless steel, | 59 | cerere oferta | S | 1 | 0 | 1 | 0.32 | KG | 158 75X133 35X50 8 | 4015081325801 |  | 226 | ICD | 1
135788 | E51KF663 | 135788 | Glasfiber-Singlecable, Stainless steel, | 59 | cerere oferta | S | 1 | 0 | 1 | 0.32 | KG | 158 75X133 35X50 8 | 4015081325818 |  | 226 | ICD | 1
135789 | E51KF673 | 135789 | Glasfiber-Singlecable, Stainless steel, | 59 | cerere oferta | S | 1 | 0 | 1 | 0.32 | KG | 158 75X133 35X50 8 | 4015081325825 |  | 226 | ICD | 1
135790 | E51KF683 | 135790 | Glasfiber-Singlecable, Stainless steel, | 59 | cerere oferta | S | 1 | 0 | 1 | 0.32 | KG | 158 75X133 35X50 8 | 4015081325832 |  | 226 | ICD | 1
135791 | E51KF693 | 135791 | Glasfiber-Singlecable, Stainless steel, | 59 | cerere oferta | S | 1 | 0 | 1 | 0.32 | KG | 158 75X133 35X50 8 | 4015081325849 |  | 226 | ICD | 1
135792 | E51KF713 | 135792 | Glasfiber-Duplexcable, Stainless steel, | 59 | cerere oferta | S | 1 | 0 | 1 | 0.32 | KG | 158 75X133 35X50 8 | 4015081325856 |  | 226 | ICD | 1
135793 | E51KF723 | 135793 | Glasfiber-Duplexcable, Stainless steel, | 59 | cerere oferta | S | 1 | 0 | 1 | 0.3 | KG | 127X152 4X50 8 | 4015081325863 |  | 226 | ICD | 1
135794 | E51KF733 | 135794 | Glasfiber-Duplexcable, Stainless steel, | 59 | cerere oferta | S | 1 | 0 | 1 | 0.32 | KG | 158 75X133 35X50 8 | 4015081325870 |  | 226 | ICD | 1
135795 | E51KF743 | 135795 | Glasfiber-Duplexcable, Stainless steel, | 59 | cerere oferta | S | 1 | 0 | 1 | 0.32 | KG | 158 75X133 35X50 8 | 4015081325887 |  | 226 | ICD | 1
135796 | E51KF7A3 | 135796 | Glasfiber-Duplexcable, Stainless steel, | 59 | cerere oferta | S | 1 | 0 | 1 | 0.32 | KG | 152 4X127X44 45 | 4015081325894 |  | 226 | ICD | 1
135797 | E51KF7B3 | 135797 | Glasfiber-Duplexcable, Stainless steel, | 59 | cerere oferta | S | 1 | 0 | 1 | 0.32 | KG | 158 75X133 35X50 8 | 4015081325900 |  | 226 | ICD | 1
135798 | E51KF813 | 135798 | Glasfiber-Singlecable, Stainless steel, | 59 | cerere oferta | S | 1 | 0 | 1 | 0.32 | KG | 158 75X133 35X50 8 | 4015081325917 |  | 226 | ICD | 1
135799 | E51KF823 | 135799 | Glasfiber-Singlecable, Stainless steel, | 59 | cerere oferta | S | 1 | 0 | 1 | 0.3 | KG | 127X152 4X50 8 | 4015081325924 |  | 226 | ICD | 1
135800 | E51KF833 | 135800 | Glasfiber-Singlecable, Stainless steel, | 59 | cerere oferta | S | 1 | 0 | 1 | 0.32 | KG | 158 75X133 35X50 8 | 4015081325931 |  | 226 | ICD | 1
135801 | E51KF843 | 135801 | Glasfiber-Singlecable, Stainless steel, | 59 | cerere oferta | S | 1 | 0 | 1 | 0.14 | KG | 152 4X44 45X127 | 4015081325948 |  | 226 | ICD | 1
135802 | E51KF8A3 | 135802 | Glasfiber-Singlecable, Stainless steel, | 59 | cerere oferta | S | 1 | 0 | 1 | 0.32 | KG | 158 75X133 35X50 8 | 4015081325955 |  | 226 | ICD | 1
135803 | E51KF8B3 | 135803 | Glasfiber-Singlecable, Stainless steel, | 59 | cerere oferta | S | 1 | 0 | 1 | 0.32 | KG | 158 75X133 35X50 8 | 4015081325962 |  | 226 | ICD | 1
135804 | E52Q-DL15SAD01 | 135804 | Ind. Sensor, DC, cube40, plastic, M12 | 59 | cerere oferta | S | 1 | 0 | 1 | 0.27 | KG | 41 28X44 45X79 38 | 4015081325979 |  | 226 | ICD | 1
135805 | E52Q-DL15UAD01 | 135805 | Ind. Sensor, DC, cube40, plastic, M12 | 59 | cerere oferta | S | 1 | 0 | 1 | 0.27 | KG | 41 28X44 45X79 38 | 4015081325986 |  | 226 | ICD | 1
135806 | E52Q-DL20SAD01 | 135806 | Ind. Sensor, DC, cube40, plastic, M12 | 59 | cerere oferta | S | 1 | 0 | 1 | 0.27 | KG | 41 28X44 45X79 38 | 4015081325993 |  | 226 | ICD | 1
135807 | E52Q-DL20UAD01 | 135807 | Ind. Sensor, DC, cube40, plastic, M12 | 59 | cerere oferta | S | 1 | 0 | 1 | 0.27 | KG | 41 28X44 45X79 38 | 4015081326006 |  | 226 | ICD | 1
135808 | E52Q-DL25UAD01 | 135808 | Ind. Sensor, DC, cube40, plastic, M12 | 59 | cerere oferta | S | 1 | 0 | 1 | 0.27 | KG | 41 28X44 45X79 38 | 4015081326013 |  | 226 | ICD | 1
135809 | E52Q-DL30UAD01 | 135809 | Ind. Sensor, DC, cube40, plastic, M12 | 59 | cerere oferta | S | 1 | 0 | 1 | 0.27 | KG | 41 28X44 45X79 38 | 4015081326020 |  | 226 | ICD | 1
135810 | E52Q-DL35UAD01 | 135810 | Ind. Sensor, DC, cube40, plastic, M12 | 59 | cerere oferta | S | 1 | 0 | 1 | 0.27 | KG | 41 28X44 45X79 38 | 4015081326037 |  | 226 | ICD | 1
135811 | E52Q-DL40UAD01 | 135811 | Ind. Sensor, DC, cube40, plastic, M12 | 59 | cerere oferta | S | 1 | 0 | 1 | 0.27 | KG | 41 28X44 45X79 38 | 4015081326044 |  | 226 | ICD | 1
134516 | E53KAL12T110E | 134516 | Cap.Sensor, DC, tubular 12,plastic,cable | 59 | cerere oferta | S | 1 | 0 | 1 | 0.06 | KG | 139 7X114 3X19 05 | 4015081313587 |  | 226 | ICD | 1
134517 | E53KAL18A2 | 134517 | Cap.Sensor, AC, tubular 18,plastic,cable | 59 | cerere oferta | S | 1 | 0 | 1 | 0.23 | KG | 152 4X152 4X44 45 | 4015081313594 |  | 226 | ICD | 1
134518 | E53KAL18A2E | 134518 | Cap.Sensor, AC, tubular 18,plastic,cable | 59 | cerere oferta | S | 1 | 0 | 1 | 0.23 | KG | 152 4X152 4X44 45 | 4015081316106 |  | 226 | ICD | 1
134519 | E53KAL18A2EA | 134519 | Cap.Sensor, AC, tubular 18,plastic,M12 | 59 | cerere oferta | S | 1 | 0 | 1 | 0.23 | KG | 101 6X114 3X25 4 | 4015081316113 |  | 226 | ICD | 1
134760 | E53KAL18A2SA | 134760 | Cap.Sensor, AC, tubular 18,plastic,M12 | 59 | cerere oferta | S | 1 | 0 | 1 | 0.23 | KG | 88 9X31 75X25 4 | 4015081316120 |  | 226 | ICD | 1
134761 | E53KAL18T110 | 134761 | Capacitive Proximity Sensors, Threaded B | 59 | cerere oferta | S | 1 | 0 | 1 | 0.18 | KG | 177 8X127X25 4 | 4015081316137 |  | 226 | ICD | 1
134762 | E53KAL18T110E | 134762 | Cap.Sensor, DC, tubular 18,plastic,cable | 59 | cerere oferta | S | 1 | 0 | 1 | 0.28 | KG | 165 1X139 7X31 75 | 4015081316144 |  | 226 | ICD | 1
134763 | E53KAL18T110ED | 134763 | Cap.Sensor, DC, tubular 18,plastic,M12 | 59 | cerere oferta | S | 1 | 0 | 1 | 0.06 | KG | 127X50 8X50 8 | 4015081316151 |  | 226 | ICD | 1
134764 | E53KAL18T110SD | 134764 | Cap.Sensor, DC, tubular 18,plastic,M12 | 59 | cerere oferta | S | 1 | 0 | 1 | 0.09 | KG | 114 3X25 4X12 7 | 4015081316168 |  | 226 | ICD | 1
134765 | E53KAL18T111 | 134765 | Cap.Sensor, DC, tubular 18,plastic,cable | 59 | cerere oferta | S | 1 | 0 | 1 | 0.23 | KG | 152 4X152 4X44 45 | 4015081316175 |  | 226 | ICD | 1
134766 | E53KAL18T111E | 134766 | Cap.Sensor, DC, tubular 18,plastic,cable | 59 | cerere oferta | S | 1 | 0 | 1 | 0.14 | KG | 165 1X139 7X12 7 | 4015081316182 |  | 226 | ICD | 1
134767 | E53KAL18T111ED | 134767 | Cap.Sensor, DC, tubular 18,plastic,M12 | 59 | cerere oferta | S | 1 | 0 | 1 | 0.09 | KG | 114 3X25 4X12 7 | 4015081316199 |  | 226 | ICD | 1
134768 | E53KAL18T111SD | 134768 | Cap.Sensor, DC, tubular 18,plastic,M12 | 59 | cerere oferta | S | 1 | 0 | 1 | 0.23 | KG | 152 4X152 4X44 45 | 4015081316205 |  | 226 | ICD | 1
134769 | E53KAL30A2 | 134769 | Cap.Sensor, AC, tubular 30,plastic,cable | 59 | cerere oferta | S | 1 | 0 | 1 | 0.23 | KG | 152 4X152 4X44 45 | 4015081316212 |  | 226 | ICD | 1
134770 | E53KAL30A2E | 134770 | Cap.Sensor, AC, tubular 30,plastic,cable | 59 | cerere oferta | S | 1 | 0 | 1 | 0.23 | KG | 152 4X152 4X44 45 | 4015081316229 |  | 226 | ICD | 1
134771 | E53KAL30A2EA | 134771 | Cap.Sensor, AC, tubular 30,plastic,M12 | 59 | cerere oferta | S | 1 | 0 | 1 | 0.23 | KG | 88 9X31 75X25 4 | 4015081316236 |  | 226 | ICD | 1
134772 | E53KAL30A2SA | 134772 | Cap.Sensor, AC, tubular 30,plastic,M12 | 59 | cerere oferta | S | 1 | 0 | 1 | 0.23 | KG | 152 4X152 4X44 45 | 4015081316243 |  | 226 | ICD | 1
134773 | E53KAL30T110 | 134773 | Cap.Sensor, DC, tubular 30,plastic,cable | 59 | cerere oferta | S | 1 | 0 | 1 | 0.2 | KG | 165 1X139 7X31 75 | 4015081316250 |  | 226 | ICD | 1
134774 | E53KAL30T110E | 134774 | Cap.Sensor, DC, tubular 30,plastic,cable | 59 | cerere oferta | S | 1 | 0 | 1 | 0.28 | KG | 165 1X139 7X31 75 | 4015081316267 |  | 226 | ICD | 1
134775 | E53KAL30T110ED | 134775 | Cap.Sensor, DC, tubular 30,plastic,M12 | 59 | cerere oferta | S | 1 | 0 | 1 | 0.23 | KG | 92 71X31 75X25 4 | 4015081316274 |  | 226 | ICD | 1
134776 | E53KAL30T110SD | 134776 | Cap.Sensor, DC, tubular 30,plastic,M12 | 59 | cerere oferta | S | 1 | 0 | 1 | 0.23 | KG | 101 6X88 9X25 4 | 4015081316281 |  | 226 | ICD | 1
134777 | E53KAL30T111 | 134777 | Cap.Sensor, DC, tubular 30,plastic,cable | 59 | cerere oferta | S | 1 | 0 | 1 | 0.23 | KG | 152 4X152 4X44 45 | 4015081316298 |  | 226 | ICD | 1
134778 | E53KAL30T111E | 134778 | Cap.Sensor, DC, tubular 30,plastic,cable | 59 | cerere oferta | S | 1 | 0 | 1 | 0.23 | KG | 152 4X152 4X44 45 | 4015081316304 |  | 226 | ICD | 1
134779 | E53KAL30T111ED | 134779 | Cap.Sensor, DC, tubular 30,plastic,M12 | 59 | cerere oferta | S | 1 | 0 | 1 | 0.23 | KG | 101 6X88 9X25 4 | 4015081316311 |  | 226 | ICD | 1
134780 | E53KAL30T111SD | 134780 | Cap.Sensor, DC, tubular 30,plastic,M12 | 59 | cerere oferta | S | 1 | 0 | 1 | 0.23 | KG | 88 9X31 75X25 4 | 4015081316328 |  | 226 | ICD | 1
134781 | E53KAL34A2E | 134781 | Cap.Sensor, AC, tubular 34,plastic,cable | 59 | cerere oferta | S | 1 | 0 | 1 | 0.23 | KG | 152 4X152 4X44 45 | 4015081316335 |  | 226 | ICD | 1
134782 | E53KAL34A2EA | 134782 | Cap.Sensor, AC, tubular 34,plastic,M12 | 59 | cerere oferta | S | 1 | 0 | 1 | 0.23 | KG | 101 6X88 9X25 4 | 4015081316342 |  | 226 | ICD | 1
134783 | E53KAL34T110 | 134783 | Capacitive Proximity Sensors, Smooth Bod | 59 | cerere oferta | S | 1 | 0 | 1 | 0.36 | KG | 165 1X139 7X12 7 | 4015081316359 |  | 226 | ICD | 1
134784 | E53KAL34T110E | 134784 | Cap.Sensor, DC, tubular 34,plastic,cable | 59 | cerere oferta | S | 1 | 0 | 1 | 0.23 | KG | 152 4X152 4X44 45 | 4015081316366 |  | 226 | ICD | 1
134785 | E53KAL34T110ED | 134785 | Cap.Sensor, DC, tubular 34,plastic,M12 | 59 | cerere oferta | S | 1 | 0 | 1 | 0.23 | KG | 101 6X114 3X25 4 | 4015081316373 |  | 226 | ICD | 1
134786 | E53KAL34T110SD | 134786 | Cap.Sensor, DC, tubular 34,plastic,M12 | 59 | cerere oferta | S | 1 | 0 | 1 | 0.18 | KG | 127X88 9X50 8 | 4015081316380 |  | 226 | ICD | 1
134787 | E53KAL34T111 | 134787 | Cap.Sensor, DC, tubular 34,plastic,cable | 59 | cerere oferta | S | 1 | 0 | 1 | 0.25 | KG | 167 64X152 4X30 48 | 4015081316397 |  | 226 | ICD | 1
134788 | E53KAL34T111E | 134788 | Cap.Sensor, DC, tubular 34,plastic,cable | 59 | cerere oferta | S | 1 | 0 | 1 | 0.23 | KG | 152 4X152 4X44 45 | 4015081316403 |  | 226 | ICD | 1
134789 | E53KAL34T111ED | 134789 | Cap.Sensor, DC, tubular 34,plastic,M12 | 59 | cerere oferta | S | 1 | 0 | 1 | 0.27 | KG | 152 4X76 2X38 1 | 4015081316410 |  | 226 | ICD | 1
134790 | E53KAL34T111SD | 134790 | Cap.Sensor, DC, tubular 34,plastic,M12 | 59 | cerere oferta | S | 1 | 0 | 1 | 0.32 | KG | 158 75X133 35X50 8 | 4015081316427 |  | 226 | ICD | 1
134791 | E53KBL18A2 | 134791 | Cap.Sensor, AC, tubular 18,plastic,cable | 59 | cerere oferta | S | 1 | 0 | 1 | 0.18 | KG | 177 8X127X25 4 | 4015081316434 |  | 226 | ICD | 1
134792 | E53KBL18A2E | 134792 | Cap.Sensor, AC, tubular 18,plastic,cable | 59 | cerere oferta | S | 1 | 0 | 1 | 0.14 | KG | 165 1X139 7X12 7 | 4015081316441 |  | 226 | ICD | 1
134793 | E53KBL18A2EA | 134793 | Cap.Sensor, AC, tubular 18,plastic,M12 | 59 | cerere oferta | S | 1 | 0 | 1 | 0.06 | KG | 127X50 8X50 8 | 4015081316458 |  | 226 | ICD | 1
134794 | E53KBL18A2SA | 134794 | Cap.Sensor, AC, tubular 18,plastic,M12 | 59 | cerere oferta | S | 1 | 0 | 1 | 0.09 | KG | 114 3X25 4X12 7 | 4015081316465 |  | 226 | ICD | 1
134795 | E53KBL18T110 | 134795 | Cap.Sensor, DC, tubular 18,plastic,cable | 59 | cerere oferta | S | 1 | 0 | 1 | 0.16 | KG | 165 1X139 7X12 7 | 4015081316472 |  | 226 | ICD | 1
134796 | E53KBL18T110E | 134796 | Cap.Sensor, DC, tubular 18,plastic,cable | 59 | cerere oferta | S | 1 | 0 | 1 | 0.16 | KG | 165 1X139 7X12 7 | 4015081316489 |  | 226 | ICD | 1
134797 | E53KBL18T110ED | 134797 | Cap.Sensor, DC, tubular 18,plastic,M12 | 59 | cerere oferta | S | 1 | 0 | 1 | 0.06 | KG | 127X50 8X50 8 | 4015081316496 |  | 226 | ICD | 1
134798 | E53KBL18T110SD | 134798 | Cap.Sensor, DC, tubular 18,plastic,M12 | 59 | cerere oferta | S | 1 | 0 | 1 | 0.23 | KG | 101 6X114 3X25 4 | 4015081316502 |  | 226 | ICD | 1
134799 | E53KBL18T111 | 134799 | Cap.Sensor, DC, tubular 18,plastic,cable | 59 | cerere oferta | S | 1 | 0 | 1 | 0.3 | KG | 127X152 4X50 8 | 4015081316519 |  | 226 | ICD | 1
134800 | E53KBL18T111E | 134800 | Cap.Sensor, DC, tubular 18,plastic,cable | 59 | cerere oferta | S | 1 | 0 | 1 | 0.16 | KG | 165 1X139 7X12 7 | 4015081316526 |  | 226 | ICD | 1
134801 | E53KBL18T111ED | 134801 | Cap.Sensor, DC, tubular 18,plastic,M12 | 59 | cerere oferta | S | 1 | 0 | 1 | 0.07 | KG | 53 34X53 34X127 | 4015081316533 |  | 226 | ICD | 1
134802 | E53KBL18T111SD | 134802 | Cap.Sensor, DC, tubular 18,plastic,M12 | 59 | cerere oferta | S | 1 | 0 | 1 | 0.23 | KG | 101 6X114 3X25 4 | 4015081316540 |  | 226 | ICD | 1
134803 | E53KBL30A2 | 134803 | Cap.Sensor, AC, tubular 30,plastic,cable | 59 | cerere oferta | S | 1 | 0 | 1 | 0.23 | KG | 152 4X152 4X44 45 | 4015081316557 |  | 226 | ICD | 1
134804 | E53KBL30A2E | 134804 | Cap.Sensor, AC, tubular 30,plastic,cable | 59 | cerere oferta | S | 1 | 0 | 1 | 0.23 | KG | 152 4X152 4X44 45 | 4015081316564 |  | 226 | ICD | 1
134805 | E53KBL30A2EA | 134805 | Cap.Sensor, AC, tubular 30,plastic,M12 | 59 | cerere oferta | S | 1 | 0 | 1 | 0.23 | KG | 88 9X31 75X25 4 | 4015081316571 |  | 226 | ICD | 1
134806 | E53KBL30A2SA | 134806 | Cap.Sensor, AC, tubular 30,plastic,M12 | 59 | cerere oferta | S | 1 | 0 | 1 | 0.23 | KG | 88 9X31 75X25 4 | 4015081316588 |  | 226 | ICD | 1
134807 | E53KBL30T110 | 134807 | Cap.Sensor, DC, tubular 30,plastic,cable | 59 | cerere oferta | S | 1 | 0 | 1 | 0.28 | KG | 165 1X139 7X31 75 | 4015081316595 |  | 226 | ICD | 1
134808 | E53KBL30T110E | 134808 | Cap.Sensor, DC, tubular 30,plastic,cable | 59 | cerere oferta | S | 1 | 0 | 1 | 0.2 | KG | 154 94X129 54X48 26 | 4015081316601 |  | 226 | ICD | 1
134809 | E53KBL30T110ED | 134809 | Cap.Sensor, DC, tubular 30,plastic,M12 | 59 | cerere oferta | S | 1 | 0 | 1 | 0.1 | KG | 127X50 8X50 8 | 4015081316618 |  | 226 | ICD | 1
134810 | E53KBL30T110SD | 134810 | Cap.Sensor, DC, tubular 30,plastic,M12 | 59 | cerere oferta | S | 1 | 0 | 1 | 0.09 | KG | 50 8X50 8X137 16 | 4015081316625 |  | 226 | ICD | 1
134811 | E53KBL30T111 | 134811 | Cap.Sensor, DC, tubular 30,plastic,cable | 59 | cerere oferta | S | 1 | 0 | 1 | 0.28 | KG | 165 1X139 7X31 75 | 4015081316632 |  | 226 | ICD | 1
134812 | E53KBL30T111E | 134812 | Cap.Sensor, DC, tubular 30,plastic,cable | 59 | cerere oferta | S | 1 | 0 | 1 | 0.28 | KG | 165 1X139 7X31 75 | 4015081316649 |  | 226 | ICD | 1
134813 | E53KBL30T111ED | 134813 | Cap.Sensor, DC, tubular 30,plastic,M12 | 59 | cerere oferta | S | 1 | 0 | 1 | 0.23 | KG | 101 6X114 3X25 4 | 4015081316656 |  | 226 | ICD | 1
134814 | E53KBL30T111SD | 134814 | Cap.Sensor, DC, tubular 30,plastic,M12 | 59 | cerere oferta | S | 1 | 0 | 1 | 0.23 | KG | 101 6X114 3X25 4 | 4015081316663 |  | 226 | ICD | 1
134815 | E53KBL34A2E | 134815 | Cap.Sensor, AC, tubular 34,plastic,cable | 59 | cerere oferta | S | 1 | 0 | 1 | 0.23 | KG | 152 4X152 4X44 45 | 4015081316670 |  | 226 | ICD | 1
134816 | E53KBL34A2EA | 134816 | Cap.Sensor, AC, tubular 34,plastic,M12 | 59 | cerere oferta | S | 1 | 0 | 1 | 0.27 | KG | 152 4X76 2X38 1 | 4015081316687 |  | 226 | ICD | 1
134817 | E53KBL34T110 | 134817 | Cap.Sensor, DC, tubular 34,plastic,cable | 59 | cerere oferta | S | 1 | 0 | 1 | 0.25 | KG | 177 8X127X33 02 | 4015081316694 |  | 226 | ICD | 1
134818 | E53KBL34T110E | 134818 | Cap.Sensor, DC, tubular 34,plastic,cable | 59 | cerere oferta | S | 1 | 0 | 1 | 0.28 | KG | 165 1X139 7X31 75 | 4015081316700 |  | 226 | ICD | 1
134819 | E53KBL34T110ED | 134819 | Cap.Sensor, DC, tubular 34,plastic,M12 | 59 | cerere oferta | S | 1 | 0 | 1 | 0.23 | KG | 82 55X31 75X25 4 | 4015081316717 |  | 226 | ICD | 1
134820 | E53KBL34T110SD | 134820 | Cap.Sensor, DC, tubular 34,plastic,M12 | 59 | cerere oferta | S | 1 | 0 | 1 | 0.18 | KG | 91 44X53 34X137 16 | 4015081316724 |  | 226 | ICD | 1
134821 | E53KBL34T111 | 134821 | Cap.Sensor, DC, tubular 34,plastic,cable | 59 | cerere oferta | S | 1 | 0 | 1 | 0.28 | KG | 165 1X139 7X31 75 | 4015081316731 |  | 226 | ICD | 1
134822 | E53KBL34T111E | 134822 | Cap.Sensor, DC, tubular 34,plastic,cable | 59 | cerere oferta | S | 1 | 0 | 1 | 0.27 | KG | 160 02X119 38X30 48 | 4015081316748 |  | 226 | ICD | 1
134823 | E53KBL34T111ED | 134823 | Cap.Sensor, DC, tubular 34,plastic,M12 | 59 | cerere oferta | S | 1 | 0 | 1 | 0.27 | KG | 152 4X76 2X38 1 | 4015081316755 |  | 226 | ICD | 1
134824 | E53KBL34T111SD | 134824 | Cap.Sensor, DC, tubular 34,plastic,M12 | 59 | cerere oferta | S | 1 | 0 | 1 | 0.18 | KG | 127X88 9X50 8 | 4015081316762 |  | 226 | ICD | 1
135812 | E55BLT1C | 135812 | Ind. Sensor, AC, cube40, plastic, termin | 59 | cerere oferta | S | 1 | 0 | 1 | 0.29 | KG | 133 35X88 9X57 15 | 4015081326051 |  | 226 | ICD | 1
135813 | E55BLT1D | 135813 | Ind. Sensor, AC, cube40, plastic, termin | 59 | cerere oferta | S | 1 | 0 | 1 | 0.23 | KG | 152 4X152 4X44 45 | 4015081326068 |  | 226 | ICD | 1
135814 | E55BLT1E | 135814 | Ind. Sensor, AC, cube40, plastic, termin | 59 | cerere oferta | S | 1 | 0 | 1 | 0.23 | KG | 152 4X152 4X44 45 | 4015081326075 |  | 226 | ICD | 1
135815 | E55BLT1F | 135815 | Ind. Sensor, AC, cube40, plastic, termin | 59 | cerere oferta | S | 1 | 0 | 1 | 0.23 | KG | 139 7X88 9X63 5 | 4015081326082 |  | 226 | ICD | 1
135816 | E55CAL12A2 | 135816 | Ind. Sensor, AC, tub. 12, plastic, cable | 59 | cerere oferta | S | 1 | 0 | 1 | 0.28 | KG | 165 1X139 7X31 75 | 4015081326099 |  | 226 | ICD | 1
135817 | E55CAL12A2E | 135817 | Ind. Sensor, AC, tub. 12, plastic, cable | 59 | cerere oferta | S | 1 | 0 | 1 | 0.28 | KG | 165 1X139 7X31 75 | 4015081326105 |  | 226 | ICD | 1
135818 | E55CAL12T110 | 135818 | Ind. Sensor, DC, tub. 12, plastic, cable | 59 | cerere oferta | S | 1 | 0 | 1 | 0.16 | KG | 165 1X139 7X12 7 | 4015081326112 |  | 226 | ICD | 1
135819 | E55CAL12T110E | 135819 | Ind. Sensor, DC, tub. 12, plastic, cable | 59 | cerere oferta | S | 1 | 0 | 1 | 0.14 | KG | 165 1X139 7X12 7 | 4015081326129 |  | 226 | ICD | 1
135820 | E55CAL12T111 | 135820 | Ind. Sensor, DC, tub. 12, plastic, cable | 59 | cerere oferta | S | 1 | 0 | 1 | 0.16 | KG | 165 1X139 7X12 7 | 4015081326136 |  | 226 | ICD | 1
135821 | E55CAL12T111E | 135821 | Ind. Sensor, DC, tub. 12, plastic, cable | 59 | cerere oferta | S | 1 | 0 | 1 | 0.23 | KG | 152 4X152 4X44 45 | 4015081326143 |  | 226 | ICD | 1
135822 | E55CAL18A2 | 135822 | Ind. Sensor, AC, tub. 18, plastic, cable | 59 | cerere oferta | S | 1 | 0 | 1 | 0.23 | KG | 152 4X152 4X44 45 | 4015081326150 |  | 226 | ICD | 1
135823 | E55CAL18A2E | 135823 | Ind. Sensor, AC, tub. 18, plastic, cable | 59 | cerere oferta | S | 1 | 0 | 1 | 0.16 | KG | 165 1X139 7X12 7 | 4015081326167 |  | 226 | ICD | 1
135824 | E55CAL18T110 | 135824 | Ind. Sensor, DC, tub. 18, plastic, cable | 59 | cerere oferta | S | 1 | 0 | 1 | 0.23 | KG | 152 4X152 4X44 45 | 4015081326174 |  | 226 | ICD | 1
135825 | E55CAL18T110E | 135825 | Ind. Sensor, DC, tub. 18, plastic, cable | 59 | cerere oferta | S | 1 | 0 | 1 | 0.28 | KG | 165 1X139 7X31 75 | 4015081326181 |  | 226 | ICD | 1
135826 | E55CAL18T111 | 135826 | Ind. Sensor, DC, tub. 18, plastic, cable | 59 | cerere oferta | S | 1 | 0 | 1 | 0.16 | KG | 165 1X139 7X12 7 | 4015081326198 |  | 226 | ICD | 1
135827 | E55CAL18T111E | 135827 | Ind. Sensor, DC, tub. 18, plastic, cable | 59 | cerere oferta | S | 1 | 0 | 1 | 0.28 | KG | 165 1X139 7X31 75 | 4015081326204 |  | 226 | ICD | 1
135828 | E55CAL30A2 | 135828 | Ind. Sensor, AC, tub. 30, plastic, cable | 59 | cerere oferta | S | 1 | 0 | 1 | 0.28 | KG | 165 1X139 7X31 75 | 4015081326211 |  | 226 | ICD | 1
135829 | E55CAL30A2E | 135829 | Ind. Sensor, AC, tub. 30, plastic, cable | 59 | cerere oferta | S | 1 | 0 | 1 | 0.28 | KG | 165 1X139 7X31 75 | 4015081326228 |  | 226 | ICD | 1
135830 | E55CAL30T110 | 135830 | Ind. Sensor, DC, tub. 30, plastic, cable | 59 | cerere oferta | S | 1 | 0 | 1 | 0.2 | KG | 152 4X129 54X50 8 | 4015081326235 |  | 226 | ICD | 1
135831 | E55CAL30T110E | 135831 | Ind. Sensor, DC, tub. 30, plastic, cable | 59 | cerere oferta | S | 1 | 0 | 1 | 0.28 | KG | 165 1X139 7X31 75 | 4015081326242 |  | 226 | ICD | 1
135832 | E55CAL30T111 | 135832 | Ind. Sensor, DC, tub. 30, plastic, cable | 59 | cerere oferta | S | 1 | 0 | 1 | 0.2 | KG | 154 94X129 54X50 8 | 4015081326259 |  | 226 | ICD | 1
135833 | E55CAL30T111E | 135833 | Ind. Sensor, DC, tub. 30, plastic, cable | 59 | cerere oferta | S | 1 | 0 | 1 | 0.28 | KG | 165 1X139 7X31 75 | 4015081326266 |  | 226 | ICD | 1
135834 | E55CBL12A2 | 135834 | Ind. Sensor, AC, tub. 12, plastic, cable | 59 | cerere oferta | S | 1 | 0 | 1 | 0.14 | KG | 165 1X139 7X12 7 | 4015081326273 |  | 226 | ICD | 1
135835 | E55CBL12A2E | 135835 | Ind. Sensor, AC, tub. 12, plastic, cable | 59 | cerere oferta | S | 1 | 0 | 1 | 0.14 | KG | 165 1X139 7X12 7 | 4015081326280 |  | 226 | ICD | 1
135836 | E55CBL12T110E | 135836 | Ind. Sensor, DC, tub. 12, plastic, cable | 59 | cerere oferta | S | 1 | 0 | 1 | 0.14 | KG | 165 1X139 7X12 7 | 4015081326297 |  | 226 | ICD | 1
135837 | E55CBL12T111 | 135837 | Ind. Sensor, DC, tub. 12, plastic, cable | 59 | cerere oferta | S | 1 | 0 | 1 | 0.14 | KG | 165 1X139 7X12 7 | 4015081326303 |  | 226 | ICD | 1
135838 | E55CBL12T111E | 135838 | Ind. Sensor, DC, tub. 12, plastic, cable | 59 | cerere oferta | S | 1 | 0 | 1 | 0.14 | KG | 165 1X139 7X12 7 | 4015081326310 |  | 226 | ICD | 1
135839 | E55CBL18A2 | 135839 | Ind. Sensor, AC, tub. 18, plastic, cable | 59 | cerere oferta | S | 1 | 0 | 1 | 0.23 | KG | 152 4X152 4X44 45 | 4015081326327 |  | 226 | ICD | 1
135840 | E55CBL18A2E | 135840 | Ind. Sensor, AC, tub. 18, plastic, cable | 59 | cerere oferta | S | 1 | 0 | 1 | 0.14 | KG | 165 1X139 7X12 7 | 4015081326334 |  | 226 | ICD | 1
135841 | E55CBL18T110 | 135841 | Ind. Sensor, DC, tub. 18, plastic, cable | 59 | cerere oferta | S | 1 | 0 | 1 | 0.14 | KG | 165 1X139 7X12 7 | 4015081326341 |  | 226 | ICD | 1
135842 | E55CBL18T110E | 135842 | Ind. Sensor, DC, tub. 18, plastic, cable | 59 | cerere oferta | S | 1 | 0 | 1 | 0.15 | KG | 152 4X129 54X48 26 | 4015081326358 |  | 226 | ICD | 1
135843 | E55CBL18T111E | 135843 | Ind. Sensor, DC, tub. 18, plastic, cable | 59 | cerere oferta | S | 1 | 0 | 1 | 0.18 | KG | 177 8X127X25 4 | 4015081326365 |  | 226 | ICD | 1
135844 | E55CBL30A2 | 135844 | Ind. Sensor, AC, tub. 30, plastic, cable | 59 | cerere oferta | S | 1 | 0 | 1 | 0.18 | KG | 177 8X127X25 4 | 4015081326372 |  | 226 | ICD | 1
135845 | E55CBL30A2E | 135845 | Ind. Sensor, AC, tub. 30, plastic, cable | 59 | cerere oferta | S | 1 | 0 | 1 | 0.28 | KG | 165 1X139 7X31 75 | 4015081326389 |  | 226 | ICD | 1
135846 | E55CBL30T110 | 135846 | Ind. Sensor, DC, tub. 30, plastic, cable | 59 | cerere oferta | S | 1 | 0 | 1 | 0.2 | KG | 160 02X127X43 18 | 4015081326396 |  | 226 | ICD | 1
135847 | E55CBL30T110E | 135847 | Ind. Sensor, DC, tub. 30, plastic, cable | 59 | cerere oferta | S | 1 | 0 | 1 | 0.2 | KG | 157 48X127X45 72 | 4015081326402 |  | 226 | ICD | 1
135848 | E55CBL30T111 | 135848 | Ind. Sensor, DC, tub. 30, plastic, cable | 59 | cerere oferta | S | 1 | 0 | 1 | 0.21 | KG | 154 94X127X48 26 | 4015081326419 |  | 226 | ICD | 1
135849 | E55CBL30T111E | 135849 | Ind. Sensor, DC, tub. 30, plastic, cable | 59 | cerere oferta | S | 1 | 0 | 1 | 0.2 | KG | 154 94X127X45 72 | 4015081326426 |  | 226 | ICD | 1
136234 | E56ADL40SAD01 | 136234 | Ind. Sensor, DC, cube 80mm, M12 | 59 | cerere oferta | S | 1 | 0 | 1 | 0.27 | KG | 41 28X44 45X79 38 | 4015081330270 |  | 226 | ICD | 1
136235 | E56ADL40UAD01 | 136235 | Ind. Sensor, DC, cube 80mm, M12 | 59 | cerere oferta | S | 1 | 0 | 1 | 0.45 | KG | 101 6X114 3X38 1 | 4015081330287 |  | 226 | ICD | 1
136236 | E56BDL70UAD01 | 136236 | Ind. Sensor, DC, cube 110mm, M12 | 59 | cerere oferta | S | 1 | 0 | 1 | 0.73 | KG | 133 35X139 7X101 6 | 4015081330294 |  | 226 | ICD | 1
136237 | E56CDL100UAD01 | 136237 | Ind. Sensor, DC, cube 170mm, M12 | 59 | cerere oferta | S | 1 | 0 | 1 | 2.73 | KG | 171 45X222 25X120 65 | 4015081330300 |  | 226 | ICD | 1
135850 | E57-08GBE03-C | 135850 | Ind. Sensor, DC, tubular 8, metal, cable | 59 | cerere oferta | S | 1 | 0 | 1 | 0.14 | KG | 166 62X139 7X12 7 | 4015081326433 |  | 226 | ICD | 1
135851 | E57-08GE03-C | 135851 | Ind. Sensor, DC, tubular 8, metal, cable | 59 | cerere oferta | S | 1 | 0 | 1 | 0.16 | KG | 177 8X139 7X12 7 | 4015081326440 |  | 226 | ICD | 1
135852 | E57-08GE03-CDB | 135852 | Ind. Sensor, DC, tubular 8, metal, M12 | 59 | cerere oferta | S | 1 | 0 | 1 | 0.09 | KG | 114 3X25 4X12 7 | 4015081326457 |  | 226 | ICD | 1
135853 | E57-08GE03-G | 135853 | Ind. Sensor, DC, tubular 8, metal, cable | 59 | cerere oferta | S | 1 | 0 | 1 | 0.16 | KG | 165 1X139 7X12 7 | 4015081326464 |  | 226 | ICD | 1
135854 | E57-08GE03-GDB | 135854 | Ind. Sensor, DC, tubular 8, metal, M12 | 59 | cerere oferta | S | 1 | 0 | 1 | 0.09 | KG | 114 3X25 4X12 7 | 4015081326471 |  | 226 | ICD | 1
135855 | E57-08GE06-C | 135855 | Ind. Sensor, DC, tubular 8, metal, cable | 59 | cerere oferta | S | 1 | 0 | 1 | 0.16 | KG | 165 1X139 7X12 7 | 4015081326488 |  | 226 | ICD | 1
135856 | E57-08GE06-CDB | 135856 | Ind. Sensor, DC, tubular 8, metal, M12 | 59 | cerere oferta | S | 1 | 0 | 1 | 0.23 | KG | 152 4X12 7X44 45 | 4015081326495 |  | 226 | ICD | 1
135857 | E57-08GE06-G | 135857 | Ind. Sensor, DC, tubular 8, metal, cable | 59 | cerere oferta | S | 1 | 0 | 1 | 0.16 | KG | 165 1X139 7X12 7 | 4015081326501 |  | 226 | ICD | 1
135858 | E57-08GE06-GDB | 135858 | Ind. Sensor, DC, tubular 8, metal, M12 | 59 | cerere oferta | S | 1 | 0 | 1 | 0.09 | KG | 114 3X25 4X12 7 | 4015081326518 |  | 226 | ICD | 1
135859 | E57-08GS01-C | 135859 | Ind. Sensor, DC, tubular 8, metal, cable | 59 | cerere oferta | S | 1 | 0 | 1 | 0.05 | KG | 177 8X146 05X20 32 | 4015081326525 |  | 226 | ICD | 1
135860 | E57-08GS01-CDB | 135860 | Ind. Sensor, DC, tubular 8, metal, M12 | 59 | cerere oferta | S | 1 | 0 | 1 | 0.09 | KG | 114 3X25 4X12 7 | 4015081326532 |  | 226 | ICD | 1
135861 | E57-08GS01-G | 135861 | Ind. Sensor, DC, tubular 8, metal, cable | 59 | cerere oferta | S | 1 | 0 | 1 | 0.23 | KG | 152 4X152 4X44 45 | 4015081326549 |  | 226 | ICD | 1
135862 | E57-08GS01-GDB | 135862 | Ind. Sensor, DC, tubular 8, metal, M12 | 59 | cerere oferta | S | 1 | 0 | 1 | 0.012 | KG | 114 3X25 4X12 7 | 4015081326556 |  | 226 | ICD | 1
135863 | E57-08GU02-C | 135863 | Ind. Sensor, DC, tubular 8, metal, cable | 59 | cerere oferta | S | 1 | 0 | 1 | 0.14 | KG | 165 1X139 7X12 7 | 4015081326563 |  | 226 | ICD | 1
135864 | E57-08GU02-CDB | 135864 | Ind. Sensor, DC, tubular 8, metal, M12 | 59 | cerere oferta | S | 1 | 0 | 1 | 0.09 | KG | 114 3X25 4X12 7 | 4015081326570 |  | 226 | ICD | 1
135865 | E57-08GU02-G | 135865 | Ind. Sensor, DC, tubular 8, metal, cable | 59 | cerere oferta | S | 1 | 0 | 1 | 0.16 | KG | 165 1X139 7X12 7 | 4015081326587 |  | 226 | ICD | 1
135866 | E57-08GU02-GDB | 135866 | Ind. Sensor, DC, tubular 8, metal, M12 | 59 | cerere oferta | S | 1 | 0 | 1 | 0.017 | KG | 114 3X25 4X12 7 | 4015081326594 |  | 226 | ICD | 1
135867 | E57-12GE05-C | 135867 | Ind. Sensor, DC, tubular 12, metal, cabl | 59 | cerere oferta | S | 1 | 0 | 1 | 0.16 | KG | 165 1X139 7X12 7 | 4015081326600 |  | 226 | ICD | 1
135868 | E57-12GE05-CDB | 135868 | Ind. Sensor, DC, tubular 12, metal, M12 | 59 | cerere oferta | S | 1 | 0 | 1 | 0.09 | KG | 114 3X25 4X12 7 | 4015081326617 |  | 226 | ICD | 1
135869 | E57-12GE05-G | 135869 | Ind. Sensor, DC, tubular 12, metal, cabl | 59 | cerere oferta | S | 1 | 0 | 1 | 0.16 | KG | 165 1X139 7X12 7 | 4015081326624 |  | 226 | ICD | 1
135870 | E57-12GE05-GDB | 135870 | Ind. Sensor, DC, tubular 12, metal, M12 | 59 | cerere oferta | S | 1 | 0 | 1 | 0.026 | KG | 114 3X25 4X12 7 | 4015081326631 |  | 226 | ICD | 1
135871 | E57-12GE08-D | 135871 | Ind. Sensor, DC, tubular 12, metal, cabl | 59 | cerere oferta | S | 1 | 0 | 1 | 0.16 | KG | 165 1X139 7X12 7 | 4015081326648 |  | 226 | ICD | 1
135872 | E57-12GE08-D1 | 135872 | Ind. Sensor, DC, tubular 12, metal, cabl | 59 | cerere oferta | S | 1 | 0 | 1 | 0.14 | KG | 165 1X139 7X12 7 | 4015081326655 |  | 226 | ICD | 1
135873 | E57-12GE08-D1DB | 135873 | Ind. Sensor, DC, tubular 12, metal, M12 | 59 | cerere oferta | S | 1 | 0 | 1 | 0.23 | KG | 152 4X152 4X44 45 | 4015081326662 |  | 226 | ICD | 1
135874 | E57-12GE08-DDB | 135874 | Ind. Sensor, DC, tubular 12, metal, M12 | 59 | cerere oferta | S | 1 | 0 | 1 | 0.09 | KG | 114 3X25 4X12 7 | 4015081326679 |  | 226 | ICD | 1
135875 | E57-12GE10-C | 135875 | Ind. Sensor, DC, tubular 12, metal, cabl | 59 | cerere oferta | S | 1 | 0 | 1 | 0.16 | KG | 165 1X139 7X12 7 | 4015081326686 |  | 226 | ICD | 1
135876 | E57-12GE10-CDB | 135876 | Ind. Sensor, DC, tubular 12, metal, M12 | 59 | cerere oferta | S | 1 | 0 | 1 | 0.09 | KG | 114 3X25 4X12 7 | 4015081326693 |  | 226 | ICD | 1
135877 | E57-12GE10-G | 135877 | Ind. Sensor, DC, tubular 12, metal, cabl | 59 | cerere oferta | S | 1 | 0 | 1 | 0.23 | KG | 88 9X31 75X25 4 | 4015081326709 |  | 226 | ICD | 1
135878 | E57-12GE10-GDB | 135878 | Ind. Sensor, DC, tubular 12, metal, M12 | 59 | cerere oferta | S | 1 | 0 | 1 | 0.09 | KG | 114 3X25 4X12 7 | 4015081326716 |  | 226 | ICD | 1
135879 | E57-12GS02-A | 135879 | Ind. Sensor, AC, tubular 12, metal, cabl | 59 | cerere oferta | S | 1 | 0 | 1 | 0.18 | KG | 177 8X127X25 4 | 4015081326723 |  | 226 | ICD | 1
135880 | E57-12GS02-AAB | 135880 | Ind. Sensor, AC, tubular 12, metal, M12 | 59 | cerere oferta | S | 1 | 0 | 1 | 0.09 | KG | 114 3X25 4X12 7 | 4015081326730 |  | 226 | ICD | 1
135881 | E57-12GS02-C | 135881 | Ind. Sensor, DC, tubular 12, metal, cabl | 59 | cerere oferta | S | 1 | 0 | 1 | 0.23 | KG | 152 4X152 4X44 45 | 4015081326747 |  | 226 | ICD | 1
135882 | E57-12GS02-CDB | 135882 | Ind. Sensor, DC, tubular 12, metal, M12 | 59 | cerere oferta | S | 1 | 0 | 1 | 0.23 | KG | 152 4X152 4X44 45 | 4015081326754 |  | 226 | ICD | 1
135883 | E57-12GS02-D | 135883 | Ind. Sensor, DC, tubular 12, metal, cabl | 59 | cerere oferta | S | 1 | 0 | 1 | 0.16 | KG | 165 1X139 7X12 7 | 4015081326761 |  | 226 | ICD | 1
135884 | E57-12GS02-DDB | 135884 | Ind. Sensor, DC, tubular 12, metal, M12 | 59 | cerere oferta | S | 1 | 0 | 1 | 0.23 | KG | 152 4X152 4X44 45 | 4015081326778 |  | 226 | ICD | 1
135885 | E57-12GS02-G | 135885 | Ind. Sensor, DC, tubular 12, metal, cabl | 59 | cerere oferta | S | 1 | 0 | 1 | 0.16 | KG | 165 1X139 7X12 7 | 4015081326785 |  | 226 | ICD | 1
135886 | E57-12GS02-GDB | 135886 | Ind. Sensor, DC, tubular 12, metal, M12 | 59 | cerere oferta | S | 1 | 0 | 1 | 0.017 | KG | 152 4X152 4X44 45 | 4015081326792 |  | 226 | ICD | 1
135887 | E57-12GU04-A | 135887 | Ind. Sensor, AC, tubular 12, metal, cabl | 59 | cerere oferta | S | 1 | 0 | 1 | 0.28 | KG | 165 1X139 7X31 75 | 4015081326808 |  | 226 | ICD | 1
135888 | E57-12GU04-AAB | 135888 | Ind. Sensor, AC, tubular 12, metal, M12 | 59 | cerere oferta | S | 1 | 0 | 1 | 0.23 | KG | 152 4X152 4X44 45 | 4015081326815 |  | 226 | ICD | 1
135889 | E57-12GU04-C | 135889 | Ind. Sensor, DC, tubular 12, metal, cabl | 59 | cerere oferta | S | 1 | 0 | 1 | 0.23 | KG | 152 4X152 4X44 45 | 4015081326822 |  | 226 | ICD | 1
135890 | E57-12GU04-CDB | 135890 | Ind. Sensor, DC, tubular 12, metal, M12 | 59 | cerere oferta | S | 1 | 0 | 1 | 0.09 | KG | 114 3X25 4X12 7 | 4015081326839 |  | 226 | ICD | 1
135891 | E57-12GU04-D | 135891 | Ind. Sensor, DC, tubular 12, metal, cabl | 59 | cerere oferta | S | 1 | 0 | 1 | 0.23 | KG | 152 4X152 4X44 45 | 4015081326846 |  | 226 | ICD | 1
135892 | E57-12GU04-D1 | 135892 | Ind. Sensor, DC, tubular 12, metal, cabl | 59 | cerere oferta | S | 1 | 0 | 1 | 0.23 | KG | 152 4X152 4X44 45 | 4015081326853 |  | 226 | ICD | 1
135893 | E57-12GU04-DDB | 135893 | Ind. Sensor, DC, tubular 12, metal, M12 | 59 | cerere oferta | S | 1 | 0 | 1 | 0.23 | KG | 152 4X152 4X44 45 | 4015081326860 |  | 226 | ICD | 1
135894 | E57-12GU04-G | 135894 | Ind. Sensor, DC, tubular 12, metal, cabl | 59 | cerere oferta | S | 1 | 0 | 1 | 0.05 | KG | 127X177 8X12 7 | 4015081326877 |  | 226 | ICD | 1
135895 | E57-12GU04-GDB | 135895 | Ind. Sensor, DC, tubular 12, metal, M12 | 59 | cerere oferta | S | 1 | 0 | 1 | 0.023 | KG | 114 3X50 8X25 4 | 4015081326884 |  | 226 | ICD | 1
135896 | E57-12LE06-B | 135896 | Ind. Sensor, DC, tubular 12, metal, cabl | 59 | cerere oferta | S | 1 | 0 | 1 | 0.11 | KG | 127X50 8X154 94 | 4015081326891 |  | 226 | ICD | 1
135897 | E57-12LE06-B1 | 135897 | Ind. Sensor, DC, tubular 12, metal, cabl | 59 | cerere oferta | S | 1 | 0 | 1 | 0.14 | KG | 127X50 8X160 02 | 4015081326907 |  | 226 | ICD | 1
135898 | E57-12LE06-B1D | 135898 | Ind. Sensor, DC, tubular 12, metal, M12 | 59 | cerere oferta | S | 1 | 0 | 1 | 0.14 | KG | 127X50 8X160 02 | 4015081326914 |  | 226 | ICD | 1
135899 | E57-12LE06-BD | 135899 | Ind. Sensor, DC, tubular 12, metal, M12 | 59 | cerere oferta | S | 1 | 0 | 1 | 0.14 | KG | 127X50 8X50 8 | 4015081326921 |  | 226 | ICD | 1
135900 | E57-12LE06-C | 135900 | Ind. Sensor, DC, tubular 12, metal, cabl | 59 | cerere oferta | S | 1 | 0 | 1 | 0.14 | KG | 127X50 8X50 8 | 4015081326938 |  | 226 | ICD | 1
135901 | E57-12LE06-C1 | 135901 | Ind. Sensor, DC, tubular 12, metal, cabl | 59 | cerere oferta | S | 1 | 0 | 1 | 0.09 | KG | 152 4X127X50 8 | 4015081326945 |  | 226 | ICD | 1
135902 | E57-12LE06-C1D | 135902 | Ind. Sensor, DC, tubular 12, metal, M12 | 59 | cerere oferta | S | 1 | 0 | 1 | 0.14 | KG | 127X50 8X50 8 | 4015081326952 |  | 226 | ICD | 1
135903 | E57-12LE06-CD | 135903 | Ind. Sensor, DC, tubular 12, metal, M12 | 59 | cerere oferta | S | 1 | 0 | 1 | 0.14 | KG | 127X50 8X50 8 | 4015081326969 |  | 226 | ICD | 1
135904 | E57-12LE10-B | 135904 | Ind. Sensor, DC, tubular 12, metal, cabl | 59 | cerere oferta | S | 1 | 0 | 1 | 0.16 | KG | 157 48X127X43 18 | 4015081326976 |  | 226 | ICD | 1
135905 | E57-12LE10-B1 | 135905 | Ind. Sensor, DC, tubular 12, metal, cabl | 59 | cerere oferta | S | 1 | 0 | 1 | 0.16 | KG | 157 48X127X43 18 | 4015081326983 |  | 226 | ICD | 1
135906 | E57-12LE10-B1D | 135906 | Ind. Sensor, DC, tubular 12, metal, M12 | 59 | cerere oferta | S | 1 | 0 | 1 | 0.16 | KG | 157 48X127X43 18 | 4015081326990 |  | 226 | ICD | 1
135907 | E57-12LE10-BD | 135907 | Ind. Sensor, DC, tubular 12, metal, M12 | 59 | cerere oferta | S | 1 | 0 | 1 | 0.45 | KG | 59 94X11 94X11 94 | 4015081327003 |  | 226 | ICD | 1
135908 | E57-12LE10-C | 135908 | Ind. Sensor, DC, tubular 12, metal, cabl | 59 | cerere oferta | S | 1 | 0 | 1 | 0.14 | KG | 154 94X129 54X45 72 | 4015081327010 |  | 226 | ICD | 1
135909 | E57-12LE10-C1 | 135909 | Ind. Sensor, DC, tubular 12, metal, cabl | 59 | cerere oferta | S | 1 | 0 | 1 | 0.14 | KG | 154 94X129 54X45 72 | 4015081327027 |  | 226 | ICD | 1
135910 | E57-12LE10-C1D | 135910 | Ind. Sensor, DC, tubular 12, metal, M12 | 59 | cerere oferta | S | 1 | 0 | 1 | 0.14 | KG | 154 94X129 54X45 72 | 4015081327034 |  | 226 | ICD | 1
135911 | E57-12LE10-CD | 135911 | Ind. Sensor, DC, tubular 12, metal, M12 | 59 | cerere oferta | S | 1 | 0 | 1 | 0.14 | KG | 154 94X129 54X45 72 | 4015081327041 |  | 226 | ICD | 1
135912 | E57-18GE08-C | 135912 | Ind. Sensor, DC, tubular 18, metal, cabl | 59 | cerere oferta | S | 1 | 0 | 1 | 0.16 | KG | 165 1X139 7X12 7 | 4015081327058 |  | 226 | ICD | 1
135913 | E57-18GE08-CDB | 135913 | Ind. Sensor, DC, tubular 18, metal, M12 | 59 | cerere oferta | S | 1 | 0 | 1 | 0.09 | KG | 114 3X25 4X12 7 | 4015081327065 |  | 226 | ICD | 1
135914 | E57-18GE08-G | 135914 | Ind. Sensor, DC, tubular 18, metal, cabl | 59 | cerere oferta | S | 1 | 0 | 1 | 0.133 | KG | 88 9X31 75X25 4 | 4015081327072 |  | 226 | ICD | 1
135915 | E57-18GE08-GDB | 135915 | Ind. Sensor, DC, tubular 18, metal, M12 | 59 | cerere oferta | S | 1 | 0 | 1 | 0.09 | KG | 114 3X25 4X25 4 | 4015081327089 |  | 226 | ICD | 1
135916 | E57-18GE16-AAB | 135916 | Ind. Sensor, AC, tubular 18, metal, M12 | 59 | cerere oferta | S | 1 | 0 | 1 | 0.09 | KG | 114 3X25 4X12 7 | 4015081327096 |  | 226 | ICD | 1
135917 | E57-18GE16-D | 135917 | Ind. Sensor, DC, tubular 18, metal, cabl | 59 | cerere oferta | S | 1 | 0 | 1 | 0.14 | KG | 165 1X139 7X12 7 | 4015081327102 |  | 226 | ICD | 1
135918 | E57-18GE16-D1 | 135918 | Ind. Sensor, DC, tubular 18, metal, cabl | 59 | cerere oferta | S | 1 | 0 | 1 | 0.28 | KG | 165 1X139 7X31 75 | 4015081327119 |  | 226 | ICD | 1
135919 | E57-18GE16-D1DB | 135919 | Ind. Sensor, DC, tubular 18, metal, M12 | 59 | cerere oferta | S | 1 | 0 | 1 | 0.09 | KG | 114 3X25 4X12 7 | 4015081327126 |  | 226 | ICD | 1
135920 | E57-18GE16-DDB | 135920 | Ind. Sensor, DC, tubular 18, metal, M12 | 59 | cerere oferta | S | 1 | 0 | 1 | 0.09 | KG | 114 3X25 4X12 7 | 4015081327133 |  | 226 | ICD | 1
135921 | E57-18GE18-C | 135921 | Ind. Sensor, DC, tubular 18, metal, cabl | 59 | cerere oferta | S | 1 | 0 | 1 | 0.16 | KG | 165 1X139 7X12 7 | 4015081327140 |  | 226 | ICD | 1
135922 | E57-18GE18-CDB | 135922 | Ind. Sensor, DC, tubular 18, metal, M12 | 59 | cerere oferta | S | 1 | 0 | 1 | 0.09 | KG | 114 3X25 4X12 7 | 4015081327157 |  | 226 | ICD | 1
135923 | E57-18GE18-G | 135923 | Ind. Sensor, DC, tubular 18, metal, cabl | 59 | cerere oferta | S | 1 | 0 | 1 | 0.16 | KG | 165 1X139 7X12 7 | 4015081327164 |  | 226 | ICD | 1
135924 | E57-18GE18-GDB | 135924 | Ind. Sensor, DC, tubular 18, metal, M12 | 59 | cerere oferta | S | 1 | 0 | 1 | 0.23 | KG | 101 6X114 3X25 4 | 4015081327171 |  | 226 | ICD | 1
135925 | E57-18GS05-A | 135925 | Ind. Sensor, AC, tubular 18, metal, cabl | 59 | cerere oferta | S | 1 | 0 | 1 | 0.23 | KG | 152 4X152 4X44 45 | 4015081327188 |  | 226 | ICD | 1
135926 | E57-18GS05-AAB | 135926 | Ind. Sensor, AC, tubular 18, metal, M12 | 59 | cerere oferta | S | 1 | 0 | 1 | 0.09 | KG | 114 3X25 4X12 7 | 4015081327195 |  | 226 | ICD | 1
135927 | E57-18GS05-C | 135927 | Inductive Proximity Sensors, Global Prox | 59 | cerere oferta | S | 1 | 0 | 1 | 0.18 | KG | 177 8X127X25 4 | 4015081327201 |  | 226 | ICD | 1
135928 | E57-18GS05-CDB | 135928 | Ind. Sensor, DC, tubular 18, metal, M12 | 59 | cerere oferta | S | 1 | 0 | 1 | 0.09 | KG | 114 3X25 4X12 7 | 4015081327218 |  | 226 | ICD | 1
135929 | E57-18GS05-D | 135929 | Inductive Proximity Sensors, Global Prox | 59 | cerere oferta | S | 1 | 0 | 1 | 0.225 | KG | 152 4X152 4X44 45 | 4015081327225 |  | 226 | ICD | 1
135930 | E57-18GS05-DDB | 135930 | Ind. Sensor, DC, tubular 18, metal, M12 | 59 | cerere oferta | S | 1 | 0 | 1 | 0.23 | KG | 152 4X152 4X44 45 | 4015081327232 |  | 226 | ICD | 1
135931 | E57-18GS05-G | 135931 | Ind. Sensor, DC, tubular 18, metal, cabl | 59 | cerere oferta | S | 1 | 0 | 1 | 0.28 | KG | 165 1X139 7X31 75 | 4015081327249 |  | 226 | ICD | 1
135932 | E57-18GS05-GDB | 135932 | Ind. Sensor, DC, tubular 18, metal, M12 | 59 | cerere oferta | S | 1 | 0 | 1 | 0.058 | KG | 152 4X152 4X44 45 | 4015081327256 |  | 226 | ICD | 1
135933 | E57-18GU08-A | 135933 | Ind. Sensor, AC, tubular 18, metal, cabl | 59 | cerere oferta | S | 1 | 0 | 1 | 0.28 | KG | 165 1X139 7X31 75 | 4015081327263 |  | 226 | ICD | 1
135934 | E57-18GU08-AAB | 135934 | Ind. Sensor, AC, tubular 18, metal, M12 | 59 | cerere oferta | S | 1 | 0 | 1 | 0.09 | KG | 114 3X25 4X12 7 | 4015081327270 |  | 226 | ICD | 1
135935 | E57-18GU08-C | 135935 | Ind. Sensor, DC, tubular 18, metal, cabl | 59 | cerere oferta | S | 1 | 0 | 1 | 0.28 | KG | 165 1X139 7X31 75 | 4015081327287 |  | 226 | ICD | 1
135936 | E57-18GU08-CDB | 135936 | Ind. Sensor, DC, tubular 18, metal, M12 | 59 | cerere oferta | S | 1 | 0 | 1 | 0.23 | KG | 152 4X152 4X44 45 | 4015081327294 |  | 226 | ICD | 1
135937 | E57-18GU08-D | 135937 | Ind. Sensor, DC, tubular 18, metal, cabl | 59 | cerere oferta | S | 1 | 0 | 1 | 0.23 | KG | 152 4X152 4X44 45 | 4015081327300 |  | 226 | ICD | 1
135938 | E57-18GU08-DDB | 135938 | Ind. Sensor, DC, tubular 18, metal, M12 | 59 | cerere oferta | S | 1 | 0 | 1 | 0.23 | KG | 152 4X152 4X44 45 | 4015081327317 |  | 226 | ICD | 1
135939 | E57-18GU08-G | 135939 | Ind. Sensor, DC, tubular 18, metal, cabl | 59 | cerere oferta | S | 1 | 0 | 1 | 0.18 | KG | 177 8X127X25 4 | 4015081327324 |  | 226 | ICD | 1
135940 | E57-18GU08-GDB | 135940 | Ind. Sensor, DC, tubular 18, metal, M12 | 59 | cerere oferta | S | 1 | 0 | 1 | 0.23 | KG | 152 4X152 4X44 45 | 4015081327331 |  | 226 | ICD | 1
135941 | E57-18LE12-B | 135941 | Ind. Sensor, DC, tubular 18, metal, cabl | 59 | cerere oferta | S | 1 | 0 | 1 | 0.14 | KG | 127X48 26X154 94 | 4015081327348 |  | 226 | ICD | 1
135942 | E57-18LE12-B1 | 135942 | Ind. Sensor, DC, tubular 18, metal, cabl | 59 | cerere oferta | S | 1 | 0 | 1 | 0.32 | KG | 152 4X45 72X127 | 4015081327355 |  | 226 | ICD | 1
135943 | E57-18LE12-B1D | 135943 | Ind. Sensor, DC, tubular 18, metal, M12 | 59 | cerere oferta | S | 1 | 0 | 1 | 0.09 | KG | 132 08X53 34X53 34 | 4015081327362 |  | 226 | ICD | 1
135944 | E57-18LE12-BD | 135944 | Ind. Sensor, DC, tubular 18, metal, M12 | 59 | cerere oferta | S | 1 | 0 | 1 | 0.09 | KG | 53 34X53 34X124 46 | 4015081327379 |  | 226 | ICD | 1
135945 | E57-18LE12-C | 135945 | Ind. Sensor, DC, tubular 18, metal, cabl | 59 | cerere oferta | S | 1 | 0 | 1 | 0.14 | KG | 127X50 8X152 4 | 4015081327386 |  | 226 | ICD | 1
135946 | E57-18LE12-C1 | 135946 | Ind. Sensor, DC, tubular 18, metal, cabl | 59 | cerere oferta | S | 1 | 0 | 1 | 0.09 | KG | 152 4X127X50 8 | 4015081327393 |  | 226 | ICD | 1
135947 | E57-18LE12-C1D | 135947 | Ind. Sensor, DC, tubular 18, metal, M12 | 59 | cerere oferta | S | 1 | 0 | 1 | 0.09 | KG | 152 4X127X50 8 | 4015081327409 |  | 226 | ICD | 1
135948 | E57-18LE12-CD | 135948 | Ind. Sensor, DC, tubular 18, metal, M12 | 59 | cerere oferta | S | 1 | 0 | 1 | 0.14 | KG | 127X50 8X50 8 | 4015081327416 |  | 226 | ICD | 1
135949 | E57-18LE20-B | 135949 | Ind. Sensor, DC, tubular 18, metal, cabl | 59 | cerere oferta | S | 1 | 0 | 1 | 0.45 | KG | 152 4X127X50 8 | 4015081327423 |  | 226 | ICD | 1
135950 | E57-18LE20-B1 | 135950 | Ind. Sensor, DC, tubular 18, metal, cabl | 59 | cerere oferta | S | 1 | 0 | 1 | 0.45 | KG | 152 4X127X50 8 | 4015081327430 |  | 226 | ICD | 1
135951 | E57-18LE20-B1D | 135951 | Ind. Sensor, DC, tubular 18, metal, M12 | 59 | cerere oferta | S | 1 | 0 | 1 | 0.45 | KG | 152 4X127X50 8 | 4015081327447 |  | 226 | ICD | 1
135952 | E57-18LE20-BD | 135952 | Ind. Sensor, DC, tubular 18, metal, M12 | 59 | cerere oferta | S | 1 | 0 | 1 | 0.45 | KG | 152 4X127X50 8 | 4015081327454 |  | 226 | ICD | 1
135953 | E57-18LE20-C | 135953 | Ind. Sensor, DC, tubular 18, metal, cabl | 59 | cerere oferta | S | 1 | 0 | 1 | 0.45 | KG | 152 4X127X50 8 | 4015081327461 |  | 226 | ICD | 1
135954 | E57-18LE20-C1 | 135954 | Ind. Sensor, DC, tubular 18, metal, cabl | 59 | cerere oferta | S | 1 | 0 | 1 | 0.45 | KG | 152 4X127X50 8 | 4015081327478 |  | 226 | ICD | 1
135955 | E57-18LE20-C1D | 135955 | Ind. Sensor, DC, tubular 18, metal, M12 | 59 | cerere oferta | S | 1 | 0 | 1 | 0.45 | KG | 152 4X127X50 8 | 4015081327485 |  | 226 | ICD | 1
135956 | E57-18LE20-CD | 135956 | Ind. Sensor, DC, tubular 18, metal, M12 | 59 | cerere oferta | S | 1 | 0 | 1 | 0.45 | KG | 152 4X127X50 8 | 4015081327492 |  | 226 | ICD | 1
135957 | E57-30GE15-C | 135957 | Ind. Sensor, DC, tubular 30, metal, cabl | 59 | cerere oferta | S | 1 | 0 | 1 | 0.28 | KG | 165 1X139 7X31 75 | 4015081327508 |  | 226 | ICD | 1
135958 | E57-30GE15-CDB | 135958 | Ind. Sensor, DC, tubular 30, metal, M12 | 59 | cerere oferta | S | 1 | 0 | 1 | 0.23 | KG | 88 9X31 75X25 4 | 4015081327515 |  | 226 | ICD | 1
135959 | E57-30GE15-G | 135959 | Ind. Sensor, DC, tubular 30, metal, cabl | 59 | cerere oferta | S | 1 | 0 | 1 | 0.28 | KG | 165 1X139 7X31 75 | 4015081327522 |  | 226 | ICD | 1
135960 | E57-30GE15-GDB | 135960 | Ind. Sensor, DC, tubular 30, metal, M12 | 59 | cerere oferta | S | 1 | 0 | 1 | 0.23 | KG | 88 9X31 75X25 4 | 4015081327539 |  | 226 | ICD | 1
135961 | E57-30GE25-D | 135961 | Ind. Sensor, DC, tubular 30, metal, cabl | 59 | cerere oferta | S | 1 | 0 | 1 | 0.28 | KG | 165 1X139 7X31 75 | 4015081327546 |  | 226 | ICD | 1
135962 | E57-30GE25-D1 | 135962 | Ind. Sensor, DC, tubular 30, metal, cabl | 59 | cerere oferta | S | 1 | 0 | 1 | 0.28 | KG | 165 1X139 7X31 75 | 4015081327553 |  | 226 | ICD | 1
135963 | E57-30GE25-D1DB | 135963 | Ind. Sensor, DC, tubular 30, metal, M12 | 59 | cerere oferta | S | 1 | 0 | 1 | 0.28 | KG | 165 1X139 7X31 75 | 4015081327560 |  | 226 | ICD | 1
135964 | E57-30GE25-DDB | 135964 | Ind. Sensor, DC, tubular 30, metal, M12 | 59 | cerere oferta | S | 1 | 0 | 1 | 0.18 | KG | 114 3X38 1X25 4 | 4015081327577 |  | 226 | ICD | 1
135965 | E57-30GE29-C | 135965 | Ind. Sensor, DC, tubular 30, metal, cabl | 59 | cerere oferta | S | 1 | 0 | 1 | 0.28 | KG | 165 1X139 7X31 75 | 4015081327584 |  | 226 | ICD | 1
135966 | E57-30GE29-CDB | 135966 | Ind. Sensor, DC, tubular 30, metal, M12 | 59 | cerere oferta | S | 1 | 0 | 1 | 0.23 | KG | 101 6X114 3X25 4 | 4015081327591 |  | 226 | ICD | 1
135967 | E57-30GE29-G | 135967 | Ind. Sensor, DC, tubular 30, metal, cabl | 59 | cerere oferta | S | 1 | 0 | 1 | 0.28 | KG | 165 1X139 7X31 75 | 4015081327607 |  | 226 | ICD | 1
135968 | E57-30GE29-GDB | 135968 | Ind. Sensor, DC, tubular 30, metal, M12 | 59 | cerere oferta | S | 1 | 0 | 1 | 0.23 | KG | 101 6X114 3X25 4 | 4015081327614 |  | 226 | ICD | 1
135969 | E57-30GS10-A | 135969 | Ind. Sensor, AC, tubular 30, metal, cabl | 59 | cerere oferta | S | 1 | 0 | 1 | 0.23 | KG | 152 4X152 4X44 45 | 4015081327621 |  | 226 | ICD | 1
135970 | E57-30GS10-AAB | 135970 | Ind. Sensor, AC, tubular 30, metal, M12 | 59 | cerere oferta | S | 1 | 0 | 1 | 0.23 | KG | 101 6X88 9X25 4 | 4015081327638 |  | 226 | ICD | 1
135971 | E57-30GS10-C | 135971 | Ind. Sensor, DC, tubular 30, metal, cabl | 59 | cerere oferta | S | 1 | 0 | 1 | 0.23 | KG | 152 4X152 4X44 45 | 4015081327645 |  | 226 | ICD | 1
135972 | E57-30GS10-CDB | 135972 | Ind. Sensor, DC, tubular 30, metal, M12 | 59 | cerere oferta | S | 1 | 0 | 1 | 0.23 | KG | 101 6X114 3X25 4 | 4015081327652 |  | 226 | ICD | 1
135973 | E57-30GS10-D | 135973 | Ind. Sensor, DC, tubular 30, metal, cabl | 59 | cerere oferta | S | 1 | 0 | 1 | 0.36 | KG | 165 1X139 7X12 7 | 4015081327669 |  | 226 | ICD | 1
135974 | E57-30GS10-D1 | 135974 | Ind. Sensor, DC, tubular 30, metal, cabl | 59 | cerere oferta | S | 1 | 0 | 1 | 0.18 | KG | 177 8X127X25 4 | 4015081327676 |  | 226 | ICD | 1
135975 | E57-30GS10-D1DB | 135975 | Ind. Sensor, DC, tubular 30, metal, M12 | 59 | cerere oferta | S | 1 | 0 | 1 | 0.23 | KG | 101 6X88 9X25 4 | 4015081327683 |  | 226 | ICD | 1
135976 | E57-30GS10-DDB | 135976 | Ind. Sensor, DC, tubular 30, metal, M12 | 59 | cerere oferta | S | 1 | 0 | 1 | 0.23 | KG | 152 4X152 4X44 45 | 4015081327690 |  | 226 | ICD | 1
135977 | E57-30GS10-G | 135977 | Ind. Sensor, DC, tubular 30, metal, cabl | 59 | cerere oferta | S | 1 | 0 | 1 | 0.36 | KG | 165 1X139 7X12 7 | 4015081327706 |  | 226 | ICD | 1
135978 | E57-30GS10-GDB | 135978 | Ind. Sensor, DC, tubular 30, metal, M12 | 59 | cerere oferta | S | 1 | 0 | 1 | 0.23 | KG | 101 6X88 9X25 4 | 4015081327713 |  | 226 | ICD | 1
135979 | E57-30GU15-A | 135979 | Ind. Sensor, AC, tubular 30, metal, cabl | 59 | cerere oferta | S | 1 | 0 | 1 | 0.23 | KG | 152 4X152 4X44 45 | 4015081327720 |  | 226 | ICD | 1
135980 | E57-30GU15-AAB | 135980 | Ind. Sensor, AC, tubular 30, metal, M12 | 59 | cerere oferta | S | 1 | 0 | 1 | 0.23 | KG | 101 6X114 3X25 4 | 4015081327737 |  | 226 | ICD | 1
135981 | E57-30GU15-C | 135981 | Ind. Sensor, DC, tubular 30, metal, cabl | 59 | cerere oferta | S | 1 | 0 | 1 | 0.28 | KG | 165 1X139 7X31 75 | 4015081327744 |  | 226 | ICD | 1
135982 | E57-30GU15-CDB | 135982 | Ind. Sensor, DC, tubular 30, metal, M12 | 59 | cerere oferta | S | 1 | 0 | 1 | 0.23 | KG | 88 9X31 75X25 4 | 4015081327751 |  | 226 | ICD | 1
135983 | E57-30GU15-D | 135983 | Ind. Sensor, DC, tubular 30, metal, cabl | 59 | cerere oferta | S | 1 | 0 | 1 | 0.28 | KG | 165 1X139 7X31 75 | 4015081327768 |  | 226 | ICD | 1
135984 | E57-30GU15-DDB | 135984 | Ind. Sensor, DC, tubular 30, metal, M12 | 59 | cerere oferta | S | 1 | 0 | 1 | 0.23 | KG | 88 9X31 75X25 4 | 4015081327775 |  | 226 | ICD | 1
135985 | E57-30GU15-G | 135985 | Ind. Sensor, DC, tubular 30, metal, cabl | 59 | cerere oferta | S | 1 | 0 | 1 | 0.28 | KG | 165 1X139 7X31 75 | 4015081327782 |  | 226 | ICD | 1
135986 | E57-30GU15-GDB | 135986 | Ind. Sensor, DC, tubular 30, metal, M12 | 59 | cerere oferta | S | 1 | 0 | 1 | 0.141 | KG | 152 4X152 4X44 45 | 4015081327799 |  | 226 | ICD | 1
135987 | E57-30LE22-B | 135987 | Ind. Sensor, DC, tubular 30, metal, cabl | 59 | cerere oferta | S | 1 | 0 | 1 | 0.23 | KG | 152 4X127X50 8 | 4015081327805 |  | 226 | ICD | 1
135988 | E57-30LE22-B1 | 135988 | Ind. Sensor, DC, tubular 30, metal, cabl | 59 | cerere oferta | S | 1 | 0 | 1 | 0.09 | KG | 152 4X127X50 8 | 4015081327812 |  | 226 | ICD | 1
135989 | E57-30LE22-B1D | 135989 | Ind. Sensor, DC, tubular 30, metal, M12 | 59 | cerere oferta | S | 1 | 0 | 1 | 0.09 | KG | 152 4X127X50 8 | 4015081327829 |  | 226 | ICD | 1
135990 | E57-30LE22-BD | 135990 | Ind. Sensor, DC, tubular 30, metal, M12 | 59 | cerere oferta | S | 1 | 0 | 1 | 0.18 | KG | 129 54X53 34X53 34 | 4015081327836 |  | 226 | ICD | 1
135991 | E57-30LE22-C | 135991 | Ind. Sensor, DC, tubular 30, metal, cabl | 59 | cerere oferta | S | 1 | 0 | 1 | 0.25 | KG | 160 02X127X48 26 | 4015081327843 |  | 226 | ICD | 1
135992 | E57-30LE22-C1 | 135992 | Ind. Sensor, DC, tubular 30, metal, cabl | 59 | cerere oferta | S | 1 | 0 | 1 | 0.25 | KG | 160 02X127X48 26 | 4015081327850 |  | 226 | ICD | 1
135993 | E57-30LE22-C1D | 135993 | Ind. Sensor, DC, tubular 30, metal, M12 | 59 | cerere oferta | S | 1 | 0 | 1 | 0.25 | KG | 160 02X127X48 26 | 4015081327867 |  | 226 | ICD | 1
135994 | E57-30LE22-CD | 135994 | Ind. Sensor, DC, tubular 30, metal, M12 | 59 | cerere oferta | S | 1 | 0 | 1 | 0.14 | KG | 127X50 8X50 8 | 4015081327874 |  | 226 | ICD | 1
136238 | E57EAL4T110SP | 136238 | Ind. Sensor, DC, tubular 4mm, cable | 59 | cerere oferta | S | 1 | 0 | 1 | 0.05 | KG | 127X177 8X12 7 | 4015081330317 |  | 226 | ICD | 1
136239 | E57EAL4T111SP | 136239 | Ind. Sensor, DC, tubular 4mm, cable | 59 | cerere oferta | S | 1 | 0 | 1 | 0.07 | KG | 154 94X127X48 26 | 4015081330324 |  | 226 | ICD | 1
136240 | E57EAL5T110SP | 136240 | Ind. Sensor, DC, tubular 5mm, cable | 59 | cerere oferta | S | 1 | 0 | 1 | 0.07 | KG | 177 8X146 05X25 4 | 4015081330331 |  | 226 | ICD | 1
136241 | E57EAL5T111SP | 136241 | Ind. Sensor, DC, tubular 5mm, cable | 59 | cerere oferta | S | 1 | 0 | 1 | 0.14 | KG | 165 1X139 7X12 7 | 4015081330348 |  | 226 | ICD | 1
136242 | E57EAL6T110EP | 136242 | Ind. Sensor, DC, tubular 6mm, cable | 59 | cerere oferta | S | 1 | 0 | 1 | 0.07 | KG | 157 48X127X50 8 | 4015081330355 |  | 226 | ICD | 1
136243 | E57EAL6T110SP | 136243 | Ind. Sensor, DC, tubular 6mm, cable | 59 | cerere oferta | S | 1 | 0 | 1 | 0.14 | KG | 165 1X139 7X12 7 | 4015081330362 |  | 226 | ICD | 1
136244 | E57EAL6T111EP | 136244 | Ind. Sensor, DC, tubular 6mm, cable | 59 | cerere oferta | S | 1 | 0 | 1 | 0.14 | KG | 165 1X139 7X12 7 | 4015081330379 |  | 226 | ICD | 1
136245 | E57EAL6T111SP | 136245 | Ind. Sensor, DC, tubular 6mm, cable | 59 | cerere oferta | S | 1 | 0 | 1 | 0.14 | KG | 165 1X139 7X12 7 | 4015081330386 |  | 226 | ICD | 1
136246 | E57EAL8T110ED | 136246 | Ind. Sensor, DC, tubular 8mm, M12 | 59 | cerere oferta | S | 1 | 0 | 1 | 0.09 | KG | 114 3X25 4X12 7 | 4015081330393 |  | 226 | ICD | 1
136247 | E57EAL8T110EP | 136247 | Ind. Sensor, DC, tubular 8mm, cable | 59 | cerere oferta | S | 1 | 0 | 1 | 0.16 | KG | 165 1X139 7X12 7 | 4015081330409 |  | 226 | ICD | 1
136248 | E57EAL8T110SD | 136248 | Ind. Sensor, DC, tubular 8mm, M12 | 59 | cerere oferta | S | 1 | 0 | 1 | 0.09 | KG | 114 3X25 4X12 7 | 4015081330416 |  | 226 | ICD | 1
136249 | E57EAL8T110SP | 136249 | Ind. Sensor, DC, tubular 8mm, cable | 59 | cerere oferta | S | 1 | 0 | 1 | 0.05 | KG | 157 48X127X48 26 | 4015081330423 |  | 226 | ICD | 1
136250 | E57EAL8T111ED | 136250 | Ind. Sensor, DC, tubular 8mm, M12 | 59 | cerere oferta | S | 1 | 0 | 1 | 0.23 | KG | 152 4X152 4X44 45 | 4015081330430 |  | 226 | ICD | 1
136251 | E57EAL8T111EP | 136251 | Ind. Sensor, DC, tubular 8mm, cable | 59 | cerere oferta | S | 1 | 0 | 1 | 0.05 | KG | 25X8X8 | 4015081330447 |  | 226 | ICD | 1
136252 | E57EAL8T111SD | 136252 | Ind. Sensor, DC, tubular 8mm, M12 | 59 | cerere oferta | S | 1 | 0 | 1 | 0.23 | KG | 152 4X152 4X44 45 | 4015081330454 |  | 226 | ICD | 1
136253 | E57EAL8T111SP | 136253 | Ind. Sensor, DC, tubular 8mm, cable | 59 | cerere oferta | S | 1 | 0 | 1 | 0.05 | KG | 177 8X146 05X12 7 | 4015081330461 |  | 226 | ICD | 1
136254 | E57EBL8T110ED | 136254 | Ind. Sensor, DC, tubular 8mm, M12 | 59 | cerere oferta | S | 1 | 0 | 1 | 0.03 | KG | 45 72X45 72X86 36 | 4015081330478 |  | 226 | ICD | 1
136255 | E57EBL8T110EP | 136255 | Ind. Sensor, DC, tubular 8mm, cable | 59 | cerere oferta | S | 1 | 0 | 1 | 0.23 | KG | 152 4X152 4X44 45 | 4015081330485 |  | 226 | ICD | 1
136256 | E57EBL8T110SD | 136256 | Ind. Sensor, DC, tubular 8mm, M12 | 59 | cerere oferta | S | 1 | 0 | 1 | 0.03 | KG | 81 28X45 72X43 18 | 4015081330492 |  | 226 | ICD | 1
136257 | E57EBL8T110SP | 136257 | Ind. Sensor, DC, tubular 8mm, cable | 59 | cerere oferta | S | 1 | 0 | 1 | 0.05 | KG | 127X177 8X12 7 | 4015081330508 |  | 226 | ICD | 1
136258 | E57EBL8T111ED | 136258 | Ind. Sensor, DC, tubular 8mm, M12 | 59 | cerere oferta | S | 1 | 0 | 1 | 0.03 | KG | 83 82X45 72X43 18 | 4015081330515 |  | 226 | ICD | 1
136259 | E57EBL8T111EP | 136259 | Ind. Sensor, DC, tubular 8mm, cable | 59 | cerere oferta | S | 1 | 0 | 1 | 0.07 | KG | 157 48X127X43 18 | 4015081330522 |  | 226 | ICD | 1
136260 | E57EBL8T111SD | 136260 | Ind. Sensor, DC, tubular 8mm, M12 | 59 | cerere oferta | S | 1 | 0 | 1 | 0.23 | KG | 152 4X152 4X44 45 | 4015081330539 |  | 226 | ICD | 1
136261 | E57EBL8T111SP | 136261 | Ind. Sensor, DC, tubular 8mm, cable | 59 | cerere oferta | S | 1 | 0 | 1 | 0.05 | KG | 127X177 8X12 7 | 4015081330546 |  | 226 | ICD | 1
136184 | E57KC12 | 136184 | 12mm CONDUIT ADAPTER | 59 | cerere oferta | S | 1 | 0 | 1 | 0.23 | KG | 152 4X152 4X44 45 | 4015081329779 |  | 226 | ICD | 1
136185 | E57KC18 | 136185 | 18mm CONDUIT ADAPTER | 59 | cerere oferta | S | 1 | 0 | 1 | 0.09 | KG | 44 45X44 45X82 55 | 4015081329786 |  | 226 | ICD | 1
136186 | E57KC30 | 136186 | 30mm CONDUIT ADAPTER | 59 | cerere oferta | S | 1 | 0 | 1 | 0.32 | KG | 50 8X50 8X57 15 | 4015081329793 |  | 226 | ICD | 1
136187 | E57KC8 | 136187 | 8mm CONDUIT ADAPTER | 59 | cerere oferta | S | 1 | 0 | 1 | 0.32 | KG | 50 8X50 8X57 15 | 4015081329809 |  | 226 | ICD | 1
136188 | E57KM12 | 136188 | 12mm L-Shaped BRACKET | 59 | cerere oferta | S | 1 | 0 | 1 | 0.07 | KG | 57 15X57 15X50 8 | 4015081329816 |  | 226 | ICD | 1
136189 | E57KM18 | 136189 | 18mm L-Shaped BRACKET | 59 | cerere oferta | S | 1 | 0 | 1 | 0.07 | KG | 57 15X57 15X50 8 | 4015081329823 |  | 226 | ICD | 1
136190 | E57KM30 | 136190 | 30mm L-Shaped BRACKET | 59 | cerere oferta | S | 1 | 0 | 1 | 0.17 | KG | 82 55X107 95X76 2 | 4015081329830 |  | 226 | ICD | 1
136191 | E57KM8 | 136191 | 8mm L-Shaped BRACKET | 59 | cerere oferta | S | 1 | 0 | 1 | 0.2 | KG | 88 9X63 5X50 8 | 4015081329847 |  | 226 | ICD | 1
136192 | E57KNC18 | 136192 | 18mm PLASTIC LOCKNUTS | 59 | cerere oferta | S | 2 | 0 | 1 | 0.05 | KG | 101 6X101 6X12 7 | 4015081329854 |  | 226 | ICD | 1
136193 | E57KNM12 | 136193 | 12mm STEEL LOCKNUTS | 59 | cerere oferta | S | 2 | 0 | 1 | 0.01 | KG | 17 78X17 78X2 54 | 4015081329861 |  | 226 | ICD | 1
136194 | E57KNM8 | 136194 | 8mm STEEL LOCKNUTS | 59 | cerere oferta | S | 2 | 0 | 1 | 0.01 | KG | 12 7X12 7X4 | 4015081329878 |  | 226 | ICD | 1
136195 | E57KNS12 | 136195 | 12mm Stainless Steel LOCKNUTS | 59 | cerere oferta | S | 2 | 0 | 1 | 0.23 | KG | 152 4X152 4X44 45 | 4015081329885 |  | 226 | ICD | 1
136196 | E57KNS18 | 136196 | 18mm Stainless Steel LOCKNUTS | 59 | cerere oferta | S | 2 | 0 | 1 | 0.01 | KG | 24X24X4 | 4015081329892 |  | 226 | ICD | 1
136197 | E57KNS30 | 136197 | 30mm Stainless Steel LOCKNUTS | 59 | cerere oferta | S | 2 | 0 | 1 | 0.32 | KG | 152 4X45 72X127 | 4015081329908 |  | 226 | ICD | 1
136198 | E57KNZ12 | 136198 | 12mm CUSHION SENSOR MOUNT | 59 | cerere oferta | S | 1 | 0 | 1 | 0.07 | KG | 38 1X38 1X31 75 | 4015081329915 |  | 226 | ICD | 1
136199 | E57KNZ18 | 136199 | 18mm CUSHION SENSOR MOUNT | 59 | cerere oferta | S | 1 | 0 | 1 | 0.07 | KG | 38 1X38 1X31 75 | 4015081329922 |  | 226 | ICD | 1
136200 | E57KNZ30 | 136200 | 30mm SH CUSHION SENSOR MOUNT | 59 | cerere oferta | S | 1 | 0 | 1 | 0.23 | KG | 152 4X152 4X44 45 | 4015081329939 |  | 226 | ICD | 1
136201 | E57KNZ8 | 136201 | 8mm CUSHION SENSOR MOUNT | 59 | cerere oferta | S | 1 | 0 | 1 | 0.07 | KG | 38 1X38 1X31 75 | 4015081329946 |  | 226 | ICD | 1
136202 | E57KP12 | 136202 | 12mm PROTECTIVE CAP | 59 | cerere oferta | S | 1 | 0 | 1 | 0.02 | KG | 69 85X19 05X12 7 | 4015081329953 |  | 226 | ICD | 1
136203 | E57KP18 | 136203 | 18mm PROTECTIVE CAP | 59 | cerere oferta | S | 1 | 0 | 1 | 0.05 | KG | 44 45X44 45X76 2 | 4015081329960 |  | 226 | ICD | 1
136204 | E57KP30 | 136204 | 30mm PROTECTIVE CAP | 59 | cerere oferta | S | 1 | 0 | 1 | 0.05 | KG | 44 45X44 45X76 2 | 4015081329977 |  | 226 | ICD | 1
135995 | E57LAL12A2 | 135995 | Ind. Sensor, AC, tubular 12, metal, cabl | 59 | cerere oferta | S | 1 | 0 | 1 | 0.103 | KG | 158 75X133 35X50 8 | 4015081327881 |  | 226 | ICD | 1
135996 | E57LAL12A2E | 135996 | Ind. Sensor, AC, tubular 12, metal, cabl | 59 | cerere oferta | S | 1 | 0 | 1 | 0.32 | KG | 158 75X133 35X50 8 | 4015081327898 |  | 226 | ICD | 1
135997 | E57LAL12A2EA | 135997 | Ind. Sensor, AC, tubular 12, metal, M12 | 59 | cerere oferta | S | 1 | 0 | 1 | 0.05 | KG | 44 45X44 45X76 2 | 4015081327904 |  | 226 | ICD | 1
135998 | E57LAL12A2SA | 135998 | Ind. Sensor, AC, tubular 12, metal, M12 | 59 | cerere oferta | S | 1 | 0 | 1 | 0.05 | KG | 44 45X44 45X76 2 | 4015081327911 |  | 226 | ICD | 1
135999 | E57LAL12T110 | 135999 | Ind. Sensor, DC, tubular 12, metal, cabl | 59 | cerere oferta | S | 1 | 0 | 1 | 0.14 | KG | 154 94X127X50 8 | 4015081327928 |  | 226 | ICD | 1
136000 | E57LAL12T110E | 136000 | Ind. Sensor, DC, tubular 12, metal, cabl | 59 | cerere oferta | S | 1 | 0 | 1 | 0.16 | KG | 157 48X127X48 26 | 4015081327935 |  | 226 | ICD | 1
136001 | E57LAL12T110ED | 136001 | Ind. Sensor, DC, tubular 12, metal, M12 | 59 | cerere oferta | S | 1 | 0 | 1 | 0.02 | KG | 45 72X43 18X86 36 | 4015081327942 |  | 226 | ICD | 1
136002 | E57LAL12T110SD | 136002 | Ind. Sensor, DC, tubular 12, metal, M12 | 59 | cerere oferta | S | 1 | 0 | 1 | 0.05 | KG | 81 28X45 72X45 72 | 4015081327959 |  | 226 | ICD | 1
136003 | E57LAL12T111 | 136003 | Ind. Sensor, DC, tubular 12, metal, cabl | 59 | cerere oferta | S | 1 | 0 | 1 | 0.11 | KG | 129 54X48 26X152 4 | 4015081327966 |  | 226 | ICD | 1
136004 | E57LAL12T111E | 136004 | Ind. Sensor, DC, tubular 12, metal, cabl | 59 | cerere oferta | S | 1 | 0 | 1 | 0.11 | KG | 157 48X127X48 26 | 4015081327973 |  | 226 | ICD | 1
136005 | E57LAL12T111ED | 136005 | Ind. Sensor, DC, tubular 12, metal, M12 | 59 | cerere oferta | S | 1 | 0 | 1 | 0.05 | KG | 44 45X44 45X76 2 | 4015081327980 |  | 226 | ICD | 1
136006 | E57LAL12T111SD | 136006 | Ind. Sensor, DC, tubular 12, metal, M12 | 59 | cerere oferta | S | 1 | 0 | 1 | 0.05 | KG | 44 45X44 45X76 2 | 4015081327997 |  | 226 | ICD | 1
136007 | E57LAL18A2 | 136007 | Ind. Sensor, AC, tubular 18, metal, cabl | 59 | cerere oferta | S | 1 | 0 | 1 | 0.32 | KG | 158 75X133 35X50 8 | 4015081328000 |  | 226 | ICD | 1
136008 | E57LAL18A2E | 136008 | Ind. Sensor, AC, tubular 18, metal, cabl | 59 | cerere oferta | S | 1 | 0 | 1 | 0.32 | KG | 158 75X133 35X50 8 | 4015081328017 |  | 226 | ICD | 1
136009 | E57LAL18A2EA | 136009 | Ind. Sensor, AC, tubular 18, metal, M12 | 59 | cerere oferta | S | 1 | 0 | 1 | 0.05 | KG | 44 45X44 45X76 2 | 4015081328024 |  | 226 | ICD | 1
136010 | E57LAL18T110 | 136010 | Ind. Sensor, DC, tubular 18, metal, cabl | 59 | cerere oferta | S | 1 | 0 | 1 | 0.32 | KG | 158 75X133 35X50 8 | 4015081328031 |  | 226 | ICD | 1
136011 | E57LAL18T110E | 136011 | Ind. Sensor, DC, tubular 18, metal, cabl | 59 | cerere oferta | S | 1 | 0 | 1 | 0.16 | KG | 154 94X127X48 26 | 4015081328048 |  | 226 | ICD | 1
136012 | E57LAL18T110ED | 136012 | Ind. Sensor, DC, tubular 18, metal, M12 | 59 | cerere oferta | S | 1 | 0 | 1 | 0.09 | KG | 134 62X53 34X50 8 | 4015081328055 |  | 226 | ICD | 1
136013 | E57LAL18T110SD | 136013 | Ind. Sensor, DC, tubular 18, metal, M12 | 59 | cerere oferta | S | 1 | 0 | 1 | 0.05 | KG | 44 45X44 45X76 2 | 4015081328062 |  | 226 | ICD | 1
136014 | E57LAL18T111 | 136014 | Ind. Sensor, DC, tubular 18, metal, cabl | 59 | cerere oferta | S | 1 | 0 | 1 | 0.32 | KG | 158 75X133 35X50 8 | 4015081328079 |  | 226 | ICD | 1
136015 | E57LAL18T111E | 136015 | Ind. Sensor, DC, tubular 18, metal, cabl | 59 | cerere oferta | S | 1 | 0 | 1 | 0.3 | KG | 127X152 4X50 8 | 4015081328086 |  | 226 | ICD | 1
136016 | E57LAL18T111ED | 136016 | Ind. Sensor, DC, tubular 18, metal, M12 | 59 | cerere oferta | S | 1 | 0 | 1 | 0.09 | KG | 53 34X53 34X127 | 4015081328093 |  | 226 | ICD | 1
136017 | E57LAL18T111SD | 136017 | Ind. Sensor, DC, tubular 18, metal, M12 | 59 | cerere oferta | S | 1 | 0 | 1 | 0.05 | KG | 129 54X53 34X53 34 | 4015081328109 |  | 226 | ICD | 1
136018 | E57LAL30A2 | 136018 | Ind. Sensor, AC, tubular 30, metal, cabl | 59 | cerere oferta | S | 1 | 0 | 1 | 0.23 | KG | 160 02X127X45 72 | 4015081328116 |  | 226 | ICD | 1
136019 | E57LAL30A2E | 136019 | Ind. Sensor, AC, tubular 30, metal, cabl | 59 | cerere oferta | S | 1 | 0 | 1 | 0.23 | KG | 157 48X129 54X45 72 | 4015081328123 |  | 226 | ICD | 1
136020 | E57LAL30A2EA | 136020 | Ind. Sensor, AC, tubular 30, metal, M12 | 59 | cerere oferta | S | 1 | 0 | 1 | 0.14 | KG | 50 8X50 8X114 3 | 4015081328130 |  | 226 | ICD | 1
136021 | E57LAL30A2SA | 136021 | Ind. Sensor, AC, tubular 30, metal, M12 | 59 | cerere oferta | S | 1 | 0 | 1 | 0.14 | KG | 134 62X55 88X50 8 | 4015081328147 |  | 226 | ICD | 1
136022 | E57LAL30T110 | 136022 | Ind. Sensor, DC, tubular 30, metal, cabl | 59 | cerere oferta | S | 1 | 0 | 1 | 0.2 | KG | 152 4X129 54X45 72 | 4015081328154 |  | 226 | ICD | 1
136023 | E57LAL30T110E | 136023 | Ind. Sensor, DC, tubular 30, metal, cabl | 59 | cerere oferta | S | 1 | 0 | 1 | 0.25 | KG | 157 48X127X48 26 | 4015081328161 |  | 226 | ICD | 1
136024 | E57LAL30T110ED | 136024 | Ind. Sensor, DC, tubular 30, metal, M12 | 59 | cerere oferta | S | 1 | 0 | 1 | 0.14 | KG | 132 08X50 8X53 34 | 4015081328178 |  | 226 | ICD | 1
136025 | E57LAL30T110SD | 136025 | Ind. Sensor, DC, tubular 30, metal, M12 | 59 | cerere oferta | S | 1 | 0 | 1 | 0.14 | KG | 132 08X50 8X53 34 | 4015081328185 |  | 226 | ICD | 1
136026 | E57LAL30T111 | 136026 | Ind. Sensor, DC, tubular 30, metal, cabl | 59 | cerere oferta | S | 1 | 0 | 1 | 0.2 | KG | 149 86X127X45 72 | 4015081328192 |  | 226 | ICD | 1
136027 | E57LAL30T111E | 136027 | Ind. Sensor, DC, tubular 30, metal, cabl | 59 | cerere oferta | S | 1 | 0 | 1 | 0.23 | KG | 160 02X127X50 8 | 4015081328208 |  | 226 | ICD | 1
136028 | E57LAL30T111ED | 136028 | Ind. Sensor, DC, tubular 30, metal, M12 | 59 | cerere oferta | S | 1 | 0 | 1 | 0.18 | KG | 142 24X48 26X43 18 | 4015081328215 |  | 226 | ICD | 1
136029 | E57LAL30T111SD | 136029 | Ind. Sensor, DC, tubular 30, metal, M12 | 59 | cerere oferta | S | 1 | 0 | 1 | 0.16 | KG | 129 54X53 34X53 34 | 4015081328222 |  | 226 | ICD | 1
136030 | E57LBL12A2 | 136030 | Ind. Sensor, AC, tubular 12, metal, cabl | 59 | cerere oferta | S | 1 | 0 | 1 | 0.11 | KG | 160 02X127X48 26 | 4015081328239 |  | 226 | ICD | 1
136031 | E57LBL12A2E | 136031 | Ind. Sensor, AC, tubular 12, metal, cabl | 59 | cerere oferta | S | 1 | 0 | 1 | 0.11 | KG | 152 4X127X48 26 | 4015081328246 |  | 226 | ICD | 1
136032 | E57LBL12A2EA | 136032 | Ind. Sensor, AC, tubular 12, metal, M12 | 59 | cerere oferta | S | 1 | 0 | 1 | 0.09 | KG | 80 3X17X17 | 4015081328253 |  | 226 | ICD | 1
136033 | E57LBL12A2SA | 136033 | Ind. Sensor, AC, tubular 12, metal, M12 | 59 | cerere oferta | S | 1 | 0 | 1 | 0.09 | KG | 81 28X50 8X45 72 | 4015081328260 |  | 226 | ICD | 1
136034 | E57LBL12T110 | 136034 | Ind. Sensor, DC, tubular 12, metal, cabl | 59 | cerere oferta | S | 1 | 0 | 1 | 0.11 | KG | 157 48X127X50 8 | 4015081328277 |  | 226 | ICD | 1
136035 | E57LBL12T110E | 136035 | Ind. Sensor, DC, tubular 12, metal, cabl | 59 | cerere oferta | S | 1 | 0 | 1 | 0.14 | KG | 154 94X127X50 8 | 4015081328284 |  | 226 | ICD | 1
136036 | E57LBL12T110ED | 136036 | Ind. Sensor, DC, tubular 12, metal, M12 | 59 | cerere oferta | S | 1 | 0 | 1 | 0.09 | KG | 80 3X17X17 | 4015081328291 |  | 226 | ICD | 1
136037 | E57LBL12T110SD | 136037 | Ind. Sensor, DC, tubular 12, metal, M12 | 59 | cerere oferta | S | 1 | 0 | 1 | 0.05 | KG | 44 45X44 45X76 2 | 4015081328307 |  | 226 | ICD | 1
136038 | E57LBL12T111 | 136038 | Ind. Sensor, DC, tubular 12, metal, cabl | 59 | cerere oferta | S | 1 | 0 | 1 | 0.14 | KG | 154 94X127X48 26 | 4015081328314 |  | 226 | ICD | 1
136039 | E57LBL12T111E | 136039 | Ind. Sensor, DC, tubular 12, metal, cabl | 59 | cerere oferta | S | 1 | 0 | 1 | 0.32 | KG | 152 4X45 72X127 | 4015081328321 |  | 226 | ICD | 1
136040 | E57LBL12T111ED | 136040 | Ind. Sensor, DC, tubular 12, metal, M12 | 59 | cerere oferta | S | 1 | 0 | 1 | 0.09 | KG | 83 82X50 8X45 72 | 4015081328338 |  | 226 | ICD | 1
136041 | E57LBL12T111SD | 136041 | Ind. Sensor, DC, tubular 12, metal, M12 | 59 | cerere oferta | S | 1 | 0 | 1 | 0.04 | KG | 45 72X45 72X83 82 | 4015081328345 |  | 226 | ICD | 1
136042 | E57LBL18A2 | 136042 | Ind. Sensor, AC, tubular 18, metal, cabl | 59 | cerere oferta | S | 1 | 0 | 1 | 0.16 | KG | 160 02X132 08X48 26 | 4015081328352 |  | 226 | ICD | 1
136043 | E57LBL18A2E | 136043 | Ind. Sensor, AC, tubular 18, metal, cabl | 59 | cerere oferta | S | 1 | 0 | 1 | 0.32 | KG | 158 75X133 35X50 8 | 4015081328369 |  | 226 | ICD | 1
136044 | E57LBL18A2EA | 136044 | Ind. Sensor, AC, tubular 18, metal, M12 | 59 | cerere oferta | S | 1 | 0 | 1 | 0.14 | KG | 129 54X55 88X53 34 | 4015081328376 |  | 226 | ICD | 1
136045 | E57LBL18A2SA | 136045 | Ind. Sensor, AC, tubular 18, metal, M12 | 59 | cerere oferta | S | 1 | 0 | 1 | 0.14 | KG | 129 54X55 88X53 34 | 4015081328383 |  | 226 | ICD | 1
136046 | E57LBL18T110 | 136046 | Ind. Sensor, DC, tubular 18, metal, cabl | 59 | cerere oferta | S | 1 | 0 | 1 | 0.14 | KG | 129 54X55 88X53 34 | 4015081328390 |  | 226 | ICD | 1
136047 | E57LBL18T110E | 136047 | Ind. Sensor, DC, tubular 18, metal, cabl | 59 | cerere oferta | S | 1 | 0 | 1 | 0.32 | KG | 152 4X45 72X127 | 4015081328406 |  | 226 | ICD | 1
136048 | E57LBL18T110ED | 136048 | Ind. Sensor, DC, tubular 18, metal, M12 | 59 | cerere oferta | S | 1 | 0 | 1 | 0.32 | KG | 152 4X45 72X127 | 4015081328413 |  | 226 | ICD | 1
136049 | E57LBL18T110SD | 136049 | Ind. Sensor, DC, tubular 18, metal, M12 | 59 | cerere oferta | S | 1 | 0 | 1 | 0.32 | KG | 152 4X45 72X127 | 4015081328420 |  | 226 | ICD | 1
136050 | E57LBL18T111 | 136050 | Ind. Sensor, DC, tubular 18, metal, cabl | 59 | cerere oferta | S | 1 | 0 | 1 | 0.16 | KG | 154 94X127X50 8 | 4015081328437 |  | 226 | ICD | 1
136051 | E57LBL18T111E | 136051 | Ind. Sensor, DC, tubular 18, metal, cabl | 59 | cerere oferta | S | 1 | 0 | 1 | 0.18 | KG | 154 94X127X48 26 | 4015081328444 |  | 226 | ICD | 1
136052 | E57LBL18T111ED | 136052 | Ind. Sensor, DC, tubular 18, metal, M12 | 59 | cerere oferta | S | 1 | 0 | 1 | 0.18 | KG | 154 94X127X48 26 | 4015081328451 |  | 226 | ICD | 1
136053 | E57LBL18T111SD | 136053 | Ind. Sensor, DC, tubular 18, metal, M12 | 59 | cerere oferta | S | 1 | 0 | 1 | 0.18 | KG | 154 94X127X48 26 | 4015081328468 |  | 226 | ICD | 1
136054 | E57LBL30A2 | 136054 | Ind. Sensor, AC, tubular 30, metal, cabl | 59 | cerere oferta | S | 1 | 0 | 1 | 0.23 | KG | 157 48X127X48 26 | 4015081328475 |  | 226 | ICD | 1
136055 | E57LBL30A2E | 136055 | Ind. Sensor, AC, tubular 30, metal, cabl | 59 | cerere oferta | S | 1 | 0 | 1 | 0.23 | KG | 154 94X127X50 8 | 4015081328482 |  | 226 | ICD | 1
136056 | E57LBL30A2EA | 136056 | Ind. Sensor, AC, tubular 30, metal, M12 | 59 | cerere oferta | S | 1 | 0 | 1 | 0.16 | KG | 142 24X48 26X43 18 | 4015081328499 |  | 226 | ICD | 1
136057 | E57LBL30A2SA | 136057 | Ind. Sensor, AC, tubular 30, metal, M12 | 59 | cerere oferta | S | 1 | 0 | 1 | 0.16 | KG | 142 24X48 26X43 18 | 4015081328505 |  | 226 | ICD | 1
136058 | E57LBL30T110 | 136058 | Ind. Sensor, DC, tubular 30, metal, cabl | 59 | cerere oferta | S | 1 | 0 | 1 | 0.18 | KG | 134 62X55 88X55 88 | 4015081328512 |  | 226 | ICD | 1
136059 | E57LBL30T110E | 136059 | Ind. Sensor, DC, tubular 30, metal, cabl | 59 | cerere oferta | S | 1 | 0 | 1 | 0.18 | KG | 134 62X55 88X55 88 | 4015081328529 |  | 226 | ICD | 1
136060 | E57LBL30T110ED | 136060 | Ind. Sensor, DC, tubular 30, metal, M12 | 59 | cerere oferta | S | 1 | 0 | 1 | 0.18 | KG | 134 62X55 88X55 88 | 4015081328536 |  | 226 | ICD | 1
136061 | E57LBL30T110SD | 136061 | Ind. Sensor, DC, tubular 30, metal, M12 | 59 | cerere oferta | S | 1 | 0 | 1 | 0.23 | KG | 134 62X58 42X53 34 | 4015081328543 |  | 226 | ICD | 1
136062 | E57LBL30T111 | 136062 | Ind. Sensor, DC, tubular 30, metal, cabl | 59 | cerere oferta | S | 1 | 0 | 1 | 0.27 | KG | 157 48X124 46X48 26 | 4015081328550 |  | 226 | ICD | 1
136063 | E57LBL30T111E | 136063 | Ind. Sensor, DC, tubular 30, metal, cabl | 59 | cerere oferta | S | 1 | 0 | 1 | 0.27 | KG | 157 48X124 46X48 26 | 4015081328567 |  | 226 | ICD | 1
136064 | E57LBL30T111ED | 136064 | Ind. Sensor, DC, tubular 30, metal, M12 | 59 | cerere oferta | S | 1 | 0 | 1 | 0.27 | KG | 157 48X124 46X48 26 | 4015081328574 |  | 226 | ICD | 1
136065 | E57LBL30T111SD | 136065 | Ind. Sensor, DC, tubular 30, metal, M12 | 59 | cerere oferta | S | 1 | 0 | 1 | 0.27 | KG | 157 48X124 46X48 26 | 4015081328581 |  | 226 | ICD | 1
136066 | E57RAL18A2 | 136066 | Ind. Sensor, AC, tubular 18, metal, cabl | 59 | cerere oferta | S | 1 | 0 | 1 | 0.32 | KG | 152 4X45 72X127 | 4015081328598 |  | 226 | ICD | 1
136067 | E57RAL18A2E | 136067 | Ind. Sensor, AC, tubular 18, metal, cabl | 59 | cerere oferta | S | 1 | 0 | 1 | 0.09 | KG | 105X24X25 4 | 4015081328604 |  | 226 | ICD | 1
136068 | E57RAL18A2EA | 136068 | Ind. Sensor, AC, tubular 18, metal, M12 | 59 | cerere oferta | S | 1 | 0 | 1 | 0.09 | KG | 122X24X25 4 | 4015081328611 |  | 226 | ICD | 1
136069 | E57RAL18A2SA | 136069 | Ind. Sensor, AC, tubular 18, metal, M12 | 59 | cerere oferta | S | 1 | 0 | 1 | 0.09 | KG | 132 08X53 34X53 34 | 4015081328628 |  | 226 | ICD | 1
136070 | E57RAL18T110 | 136070 | Ind. Sensor, DC, tubular 18, metal, cabl | 59 | cerere oferta | S | 1 | 0 | 1 | 0.14 | KG | 132 08X55 88X53 34 | 4015081328635 |  | 226 | ICD | 1
136071 | E57RAL18T110E | 136071 | Ind. Sensor, DC, tubular 18, metal, cabl | 59 | cerere oferta | S | 1 | 0 | 1 | 0.32 | KG | 152 4X45 72X127 | 4015081328642 |  | 226 | ICD | 1
136072 | E57RAL18T110ED | 136072 | Ind. Sensor, DC, tubular 18, metal, M12 | 59 | cerere oferta | S | 1 | 0 | 1 | 0.14 | KG | 132 08X55 88X53 34 | 4015081328659 |  | 226 | ICD | 1
136073 | E57RAL18T110SD | 136073 | Ind. Sensor, DC, tubular 18, metal, M12 | 59 | cerere oferta | S | 1 | 0 | 1 | 0.14 | KG | 132 08X55 88X53 34 | 4015081328666 |  | 226 | ICD | 1
136074 | E57RAL18T111 | 136074 | Ind. Sensor, DC, tubular 18, metal, cabl | 59 | cerere oferta | S | 1 | 0 | 1 | 0.32 | KG | 152 4X45 72X127 | 4015081328673 |  | 226 | ICD | 1
136075 | E57RAL18T111E | 136075 | Ind. Sensor, DC, tubular 18, metal, cabl | 59 | cerere oferta | S | 1 | 0 | 1 | 0.32 | KG | 152 4X45 72X127 | 4015081328680 |  | 226 | ICD | 1
136076 | E57RAL18T111ED | 136076 | Ind. Sensor, DC, tubular 18, metal, M12 | 59 | cerere oferta | S | 1 | 0 | 1 | 0.32 | KG | 152 4X45 72X127 | 4015081328697 |  | 226 | ICD | 1
136077 | E57RAL18T111SD | 136077 | Ind. Sensor, DC, tubular 18, metal, M12 | 59 | cerere oferta | S | 1 | 0 | 1 | 0.14 | KG | 132 08X55 88X53 34 | 4015081328703 |  | 226 | ICD | 1
136078 | E57RBL18A2 | 136078 | Ind. Sensor, AC, tubular 18, metal, cabl | 59 | cerere oferta | S | 1 | 0 | 1 | 0.32 | KG | 152 4X45 72X127 | 4015081328710 |  | 226 | ICD | 1
136079 | E57RBL18A2E | 136079 | Ind. Sensor, AC, tubular 18, metal, cabl | 59 | cerere oferta | S | 1 | 0 | 1 | 0.32 | KG | 152 4X45 72X127 | 4015081328727 |  | 226 | ICD | 1
136080 | E57RBL18A2EA | 136080 | Ind. Sensor, AC, tubular 18, metal, M12 | 59 | cerere oferta | S | 1 | 0 | 1 | 0.32 | KG | 152 4X45 72X127 | 4015081328734 |  | 226 | ICD | 1
136081 | E57RBL18A2SA | 136081 | Ind. Sensor, AC, tubular 18, metal, M12 | 59 | cerere oferta | S | 1 | 0 | 1 | 0.32 | KG | 152 4X45 72X127 | 4015081328741 |  | 226 | ICD | 1
136082 | E57RBL18T110 | 136082 | Ind. Sensor, DC, tubular 18, metal, cabl | 59 | cerere oferta | S | 1 | 0 | 1 | 0.32 | KG | 152 4X45 72X127 | 4015081328758 |  | 226 | ICD | 1
136083 | E57RBL18T110E | 136083 | Ind. Sensor, DC, tubular 18, metal, cabl | 59 | cerere oferta | S | 1 | 0 | 1 | 0.32 | KG | 152 4X45 72X127 | 4015081328765 |  | 226 | ICD | 1
136084 | E57RBL18T110ED | 136084 | Ind. Sensor, DC, tubular 18, metal, M12 | 59 | cerere oferta | S | 1 | 0 | 1 | 0.32 | KG | 152 4X45 72X127 | 4015081328772 |  | 226 | ICD | 1
136085 | E57RBL18T110SD | 136085 | Ind. Sensor, DC, tubular 18, metal, M12 | 59 | cerere oferta | S | 1 | 0 | 1 | 0.32 | KG | 152 4X45 72X127 | 4015081328789 |  | 226 | ICD | 1
136086 | E57RBL18T111 | 136086 | Ind. Sensor, DC, tubular 18, metal, cabl | 59 | cerere oferta | S | 1 | 0 | 1 | 0.32 | KG | 152 4X45 72X127 | 4015081328796 |  | 226 | ICD | 1
136087 | E57RBL18T111E | 136087 | Ind. Sensor, DC, tubular 18, metal, cabl | 59 | cerere oferta | S | 1 | 0 | 1 | 0.32 | KG | 152 4X45 72X127 | 4015081328802 |  | 226 | ICD | 1
136088 | E57RBL18T111ED | 136088 | Ind. Sensor, DC, tubular 18, metal, M12 | 59 | cerere oferta | S | 1 | 0 | 1 | 0.32 | KG | 152 4X45 72X127 | 4015081328819 |  | 226 | ICD | 1
136089 | E57RBL18T111SD | 136089 | Ind. Sensor, DC, tubular 18, metal, M12 | 59 | cerere oferta | S | 1 | 0 | 1 | 0.32 | KG | 152 4X45 72X127 | 4015081328826 |  | 226 | ICD | 1
136090 | E57SAL12A2 | 136090 | Inductive Proximity Sensors, E57 Premium | 59 | cerere oferta | S | 1 | 0 | 1 | 0.315 | KG | 158 75X133 35X50 8 | 4015081328833 |  | 226 | ICD | 1
136091 | E57SAL12A2E | 136091 | Ind. Sensor, AC, tubular 12, metal, cabl | 59 | cerere oferta | S | 1 | 0 | 1 | 0.23 | KG | 127X53 34X154 94 | 4015081328840 |  | 226 | ICD | 1
136092 | E57SAL12A2EA | 136092 | Ind. Sensor, AC, tubular 12, metal, M12 | 59 | cerere oferta | S | 1 | 0 | 1 | 0.23 | KG | 127X53 34X154 94 | 4015081328857 |  | 226 | ICD | 1
136093 | E57SAL12A2SA | 136093 | Ind. Sensor, AC, tubular 12, metal, M12 | 59 | cerere oferta | S | 1 | 0 | 1 | 0.23 | KG | 127X53 34X154 94 | 4015081328864 |  | 226 | ICD | 1
136094 | E57SAL12A4 | 136094 | Ind. Sensor, AC, tubular 12, metal, cabl | 59 | cerere oferta | S | 1 | 0 | 1 | 0.23 | KG | 127X53 34X154 94 | 4015081328871 |  | 226 | ICD | 1
136095 | E57SAL12A4E | 136095 | Ind. Sensor, AC, tubular 12, metal, cabl | 59 | cerere oferta | S | 1 | 0 | 1 | 0.23 | KG | 127X53 34X154 94 | 4015081328888 |  | 226 | ICD | 1
136096 | E57SAL12A4EA | 136096 | Ind. Sensor, AC, tubular 12, metal, M12 | 59 | cerere oferta | S | 1 | 0 | 1 | 0.23 | KG | 127X53 34X154 94 | 4015081328895 |  | 226 | ICD | 1
136097 | E57SAL12A4SA | 136097 | Ind. Sensor, AC, tubular 12, metal, M12 | 59 | cerere oferta | S | 1 | 0 | 1 | 0.23 | KG | 127X53 34X154 94 | 4015081328901 |  | 226 | ICD | 1
136098 | E57SAL12T110 | 136098 | Ind. Sensor, DC, tubular 12, metal, cabl | 59 | cerere oferta | S | 1 | 0 | 1 | 0.25 | KG | 134 62X48 26X157 48 | 4015081328918 |  | 226 | ICD | 1
136099 | E57SAL12T110E | 136099 | Ind. Sensor, DC, tubular 12, metal, cabl | 59 | cerere oferta | S | 1 | 0 | 1 | 0.25 | KG | 160 02X127X53 34 | 4015081328925 |  | 226 | ICD | 1
136100 | E57SAL12T110ED | 136100 | Ind. Sensor, DC, tubular 12, metal, M12 | 59 | cerere oferta | S | 1 | 0 | 1 | 0.02 | KG | 43 18X43 18X81 28 | 4015081328932 |  | 226 | ICD | 1
136101 | E57SAL12T110SD | 136101 | Ind. Sensor, DC, tubular 12, metal, M12 | 59 | cerere oferta | S | 1 | 0 | 1 | 0.05 | KG | 45 72X33 02X58 42 | 4015081328949 |  | 226 | ICD | 1
136102 | E57SAL12T111 | 136102 | Ind. Sensor, DC, tubular 12, metal, cabl | 59 | cerere oferta | S | 1 | 0 | 1 | 0.23 | KG | 154 94X127X45 72 | 4015081328956 |  | 226 | ICD | 1
136103 | E57SAL12T111E | 136103 | Ind. Sensor, DC, tubular 12, metal, cabl | 59 | cerere oferta | S | 1 | 0 | 1 | 0.25 | KG | 157 48X127X50 8 | 4015081328963 |  | 226 | ICD | 1
136104 | E57SAL12T111ED | 136104 | Ind. Sensor, DC, tubular 12, metal, M12 | 59 | cerere oferta | S | 1 | 0 | 1 | 0.03 | KG | 55 88X48 26X33 02 | 4015081328970 |  | 226 | ICD | 1
136105 | E57SAL12T111SD | 136105 | Ind. Sensor, DC, tubular 12, metal, M12 | 59 | cerere oferta | S | 1 | 0 | 1 | 0.03 | KG | 48 26X33 02X53 34 | 4015081328987 |  | 226 | ICD | 1
136106 | E57SAL18A2 | 136106 | Ind. Sensor, AC, tubular 18, metal, cabl | 59 | cerere oferta | S | 1 | 0 | 1 | 0.32 | KG | 158 75X133 35X50 8 | 4015081328994 |  | 226 | ICD | 1
136107 | E57SAL18A2E | 136107 | Ind. Sensor, AC, tubular 18, metal, cabl | 59 | cerere oferta | S | 1 | 0 | 1 | 0.23 | KG | 154 94X127X50 8 | 4015081329007 |  | 226 | ICD | 1
136108 | E57SAL18A2EA | 136108 | Ind. Sensor, AC, tubular 18, metal, M12 | 59 | cerere oferta | S | 1 | 0 | 1 | 0.23 | KG | 154 94X127X50 8 | 4015081329014 |  | 226 | ICD | 1
136109 | E57SAL18A2SA | 136109 | Ind. Sensor, AC, tubular 18, metal, M12 | 59 | cerere oferta | S | 1 | 0 | 1 | 0.23 | KG | 154 94X127X50 8 | 4015081329021 |  | 226 | ICD | 1
136110 | E57SAL18A4 | 136110 | Ind. Sensor, AC, tubular 18, metal, cabl | 59 | cerere oferta | S | 1 | 0 | 1 | 0.23 | KG | 154 94X127X50 8 | 4015081329038 |  | 226 | ICD | 1
136111 | E57SAL18A4E | 136111 | Ind. Sensor, AC, tubular 18, metal, cabl | 59 | cerere oferta | S | 1 | 0 | 1 | 0.23 | KG | 154 94X127X50 8 | 4015081329045 |  | 226 | ICD | 1
136112 | E57SAL18A4EA | 136112 | Ind. Sensor, AC, tubular 18, metal, M12 | 59 | cerere oferta | S | 1 | 0 | 1 | 0.23 | KG | 154 94X127X50 8 | 4015081329052 |  | 226 | ICD | 1
136113 | E57SAL18A4SA | 136113 | Ind. Sensor, AC, tubular 18, metal, M12 | 59 | cerere oferta | S | 1 | 0 | 1 | 0.23 | KG | 154 94X127X50 8 | 4015081329069 |  | 226 | ICD | 1
136114 | E57SAL18T110 | 136114 | Ind. Sensor, DC, tubular 18, metal, cabl | 59 | cerere oferta | S | 1 | 0 | 1 | 0.25 | KG | 157 48X129 54X48 26 | 4015081329076 |  | 226 | ICD | 1
136115 | E57SAL18T110E | 136115 | Ind. Sensor, DC, tubular 18, metal, cabl | 59 | cerere oferta | S | 1 | 0 | 1 | 0.25 | KG | 154 94X124 46X58 42 | 4015081329083 |  | 226 | ICD | 1
136116 | E57SAL18T110ED | 136116 | Ind. Sensor, DC, tubular 18, metal, M12 | 59 | cerere oferta | S | 1 | 0 | 1 | 0.05 | KG | 33 02X33 02X73 66 | 4015081329090 |  | 226 | ICD | 1
136117 | E57SAL18T110SD | 136117 | Ind. Sensor, DC, tubular 18, metal, M12 | 59 | cerere oferta | S | 1 | 0 | 1 | 0.09 | KG | 78 74X43 18X45 72 | 4015081329106 |  | 226 | ICD | 1
136118 | E57SAL18T111 | 136118 | Ind. Sensor, DC, tubular 18, metal, cabl | 59 | cerere oferta | S | 1 | 0 | 1 | 0.25 | KG | 154 94X127X48 26 | 4015081329113 |  | 226 | ICD | 1
136119 | E57SAL18T111E | 136119 | Ind. Sensor, DC, tubular 18, metal, cabl | 59 | cerere oferta | S | 1 | 0 | 1 | 0.25 | KG | 154 94X129 54X48 26 | 4015081329120 |  | 226 | ICD | 1
136120 | E57SAL18T111ED | 136120 | Ind. Sensor, DC, tubular 18, metal, M12 | 59 | cerere oferta | S | 1 | 0 | 1 | 0.07 | KG | 48 26X30 48X58 42 | 4015081329137 |  | 226 | ICD | 1
136121 | E57SAL18T111SD | 136121 | Ind. Sensor, DC, tubular 18, metal, M12 | 59 | cerere oferta | S | 1 | 0 | 1 | 0.05 | KG | 48 26X33 02X55 88 | 4015081329144 |  | 226 | ICD | 1
136122 | E57SAL30A2 | 136122 | Ind. Sensor, AC, tubular 30, metal, cabl | 59 | cerere oferta | S | 1 | 0 | 1 | 0.32 | KG | 158 75X133 35X50 8 | 4015081329151 |  | 226 | ICD | 1
136123 | E57SAL30A2E | 136123 | Ind. Sensor, AC, tubular 30, metal, cabl | 59 | cerere oferta | S | 1 | 0 | 1 | 0.32 | KG | 158 75X133 35X50 8 | 4015081329168 |  | 226 | ICD | 1
136124 | E57SAL30A2EA | 136124 | Ind. Sensor, AC, tubular 30, metal, M12 | 59 | cerere oferta | S | 1 | 0 | 1 | 0.32 | KG | 158 75X133 35X50 8 | 4015081329175 |  | 226 | ICD | 1
136125 | E57SAL30A2SA | 136125 | Ind. Sensor, AC, tubular 30, metal, M12 | 59 | cerere oferta | S | 1 | 0 | 1 | 0.32 | KG | 158 75X133 35X50 8 | 4015081329182 |  | 226 | ICD | 1
136126 | E57SAL30A4 | 136126 | Ind. Sensor, AC, tubular 30, metal, cabl | 59 | cerere oferta | S | 1 | 0 | 1 | 0.32 | KG | 158 75X133 35X50 8 | 4015081329199 |  | 226 | ICD | 1
136127 | E57SAL30A4E | 136127 | Ind. Sensor, AC, tubular 30, metal, cabl | 59 | cerere oferta | S | 1 | 0 | 1 | 0.32 | KG | 158 75X133 35X50 8 | 4015081329205 |  | 226 | ICD | 1
136128 | E57SAL30A4EA | 136128 | Ind. Sensor, AC, tubular 30, metal, M12 | 59 | cerere oferta | S | 1 | 0 | 1 | 0.32 | KG | 158 75X133 35X50 8 | 4015081329212 |  | 226 | ICD | 1
136129 | E57SAL30A4SA | 136129 | Ind. Sensor, AC, tubular 30, metal, M12 | 59 | cerere oferta | S | 1 | 0 | 1 | 0.32 | KG | 158 75X133 35X50 8 | 4015081329229 |  | 226 | ICD | 1
136130 | E57SAL30T110 | 136130 | Ind. Sensor, DC, tubular 30, metal, cabl | 59 | cerere oferta | S | 1 | 0 | 1 | 0.3 | KG | 157 48X129 54X43 18 | 4015081329236 |  | 226 | ICD | 1
136131 | E57SAL30T110E | 136131 | Ind. Sensor, DC, tubular 30, metal, cabl | 59 | cerere oferta | S | 1 | 0 | 1 | 0.3 | KG | 157 48X129 54X45 72 | 4015081329243 |  | 226 | ICD | 1
136132 | E57SAL30T110ED | 136132 | Ind. Sensor, DC, tubular 30, metal, M12 | 59 | cerere oferta | S | 1 | 0 | 1 | 0.12 | KG | 83 82X45 72X43 18 | 4015081329250 |  | 226 | ICD | 1
136133 | E57SAL30T110SD | 136133 | Ind. Sensor, DC, tubular 30, metal, M12 | 59 | cerere oferta | S | 1 | 0 | 1 | 0.09 | KG | 45 72X45 72X83 82 | 4015081329267 |  | 226 | ICD | 1
136134 | E57SAL30T111 | 136134 | Ind. Sensor, DC, tubular 30, metal, cabl | 59 | cerere oferta | S | 1 | 0 | 1 | 0.27 | KG | 160 02X127X50 8 | 4015081329274 |  | 226 | ICD | 1
136135 | E57SAL30T111E | 136135 | Ind. Sensor, DC, tubular 30, metal, cabl | 59 | cerere oferta | S | 1 | 0 | 1 | 0.31 | KG | 160 02X127X53 34 | 4015081329281 |  | 226 | ICD | 1
136136 | E57SAL30T111ED | 136136 | Ind. Sensor, DC, tubular 30, metal, M12 | 59 | cerere oferta | S | 1 | 0 | 1 | 0.11 | KG | 78 74X43 18X45 72 | 4015081329298 |  | 226 | ICD | 1
136137 | E57SAL30T111SD | 136137 | Ind. Sensor, DC, tubular 30, metal, M12 | 59 | cerere oferta | S | 1 | 0 | 1 | 0.1 | KG | 81 28X45 72X43 18 | 4015081329304 |  | 226 | ICD | 1
136138 | E57SBL12A2 | 136138 | Ind. Sensor, AC, tubular 12, metal, cabl | 59 | cerere oferta | S | 1 | 0 | 1 | 0.2 | KG | 160 02X129 54X43 18 | 4015081329311 |  | 226 | ICD | 1
136139 | E57SBL12A2E | 136139 | Ind. Sensor, AC, tubular 12, metal, cabl | 59 | cerere oferta | S | 1 | 0 | 1 | 0.2 | KG | 160 02X129 54X43 18 | 4015081329328 |  | 226 | ICD | 1
136140 | E57SBL12A2EA | 136140 | Ind. Sensor, AC, tubular 12, metal, M12 | 59 | cerere oferta | S | 1 | 0 | 1 | 0.2 | KG | 160 02X129 54X43 18 | 4015081329335 |  | 226 | ICD | 1
136141 | E57SBL12A2SA | 136141 | Ind. Sensor, AC, tubular 12, metal, M12 | 59 | cerere oferta | S | 1 | 0 | 1 | 0.2 | KG | 160 02X129 54X43 18 | 4015081329342 |  | 226 | ICD | 1
136142 | E57SBL12A4 | 136142 | Ind. Sensor, AC, tubular 12, metal, cabl | 59 | cerere oferta | S | 1 | 0 | 1 | 0.2 | KG | 160 02X129 54X43 18 | 4015081329359 |  | 226 | ICD | 1
136143 | E57SBL12A4E | 136143 | Ind. Sensor, AC, tubular 12, metal, cabl | 59 | cerere oferta | S | 1 | 0 | 1 | 0.2 | KG | 160 02X129 54X43 18 | 4015081329366 |  | 226 | ICD | 1
136144 | E57SBL12A4EA | 136144 | Ind. Sensor, AC, tubular 12, metal, M12 | 59 | cerere oferta | S | 1 | 0 | 1 | 0.2 | KG | 160 02X129 54X43 18 | 4015081329373 |  | 226 | ICD | 1
136145 | E57SBL12A4SA | 136145 | Ind. Sensor, AC, tubular 12, metal, M12 | 59 | cerere oferta | S | 1 | 0 | 1 | 0.2 | KG | 160 02X129 54X43 18 | 4015081329380 |  | 226 | ICD | 1
136146 | E57SBL12T110E | 136146 | Ind. Sensor, DC, tubular 12, metal, cabl | 59 | cerere oferta | S | 1 | 0 | 1 | 0.2 | KG | 160 02X129 54X43 18 | 4015081329397 |  | 226 | ICD | 1
136147 | E57SBL12T110ED | 136147 | Ind. Sensor, DC, tubular 12, metal, M12 | 59 | cerere oferta | S | 1 | 0 | 1 | 0.2 | KG | 160 02X129 54X43 18 | 4015081329403 |  | 226 | ICD | 1
136148 | E57SBL12T111 | 136148 | Ind. Sensor, DC, tubular 12, metal, cabl | 59 | cerere oferta | S | 1 | 0 | 1 | 0.2 | KG | 160 02X129 54X43 18 | 4015081329410 |  | 226 | ICD | 1
136149 | E57SBL12T111E | 136149 | Ind. Sensor, DC, tubular 12, metal, cabl | 59 | cerere oferta | S | 1 | 0 | 1 | 0.2 | KG | 160 02X129 54X43 18 | 4015081329427 |  | 226 | ICD | 1
136150 | E57SBL12T111ED | 136150 | Ind. Sensor, DC, tubular 12, metal, M12 | 59 | cerere oferta | S | 1 | 0 | 1 | 0.2 | KG | 160 02X129 54X43 18 | 4015081329434 |  | 226 | ICD | 1
136151 | E57SBL12T111SD | 136151 | Ind. Sensor, DC, tubular 12, metal, M12 | 59 | cerere oferta | S | 1 | 0 | 1 | 0.2 | KG | 160 02X129 54X43 18 | 4015081329441 |  | 226 | ICD | 1
136152 | E57SBL18A2 | 136152 | Ind. Sensor, AC, tubular 18, metal, cabl | 59 | cerere oferta | S | 1 | 0 | 1 | 0.25 | KG | 157 48X127X50 8 | 4015081329458 |  | 226 | ICD | 1
136153 | E57SBL18A2E | 136153 | Ind. Sensor, AC, tubular 18, metal, cabl | 59 | cerere oferta | S | 1 | 0 | 1 | 0.25 | KG | 157 48X127X50 8 | 4015081329465 |  | 226 | ICD | 1
136154 | E57SBL18A2EA | 136154 | Ind. Sensor, AC, tubular 18, metal, M12 | 59 | cerere oferta | S | 1 | 0 | 1 | 0.25 | KG | 157 48X127X50 8 | 4015081329472 |  | 226 | ICD | 1
136155 | E57SBL18A2SA | 136155 | Ind. Sensor, AC, tubular 18, metal, M12 | 59 | cerere oferta | S | 1 | 0 | 1 | 0.25 | KG | 157 48X127X50 8 | 4015081329489 |  | 226 | ICD | 1
136156 | E57SBL18A4 | 136156 | Ind. Sensor, AC, tubular 18, metal, cabl | 59 | cerere oferta | S | 1 | 0 | 1 | 0.25 | KG | 157 48X127X50 8 | 4015081329496 |  | 226 | ICD | 1
136157 | E57SBL18A4E | 136157 | Ind. Sensor, AC, tubular 18, metal, cabl | 59 | cerere oferta | S | 1 | 0 | 1 | 0.25 | KG | 157 48X127X50 8 | 4015081329502 |  | 226 | ICD | 1
136158 | E57SBL18A4EA | 136158 | Ind. Sensor, AC, tubular 18, metal, M12 | 59 | cerere oferta | S | 1 | 0 | 1 | 0.25 | KG | 157 48X127X50 8 | 4015081329519 |  | 226 | ICD | 1
136159 | E57SBL18A4SA | 136159 | Ind. Sensor, AC, tubular 18, metal, M12 | 59 | cerere oferta | S | 1 | 0 | 1 | 0.25 | KG | 157 48X127X50 8 | 4015081329526 |  | 226 | ICD | 1
136160 | E57SBL18T110 | 136160 | Ind. Sensor, DC, tubular 18, metal, cabl | 59 | cerere oferta | S | 1 | 0 | 1 | 0.25 | KG | 157 48X127X50 8 | 4015081329533 |  | 226 | ICD | 1
136161 | E57SBL18T110E | 136161 | Ind. Sensor, DC, tubular 18, metal, cabl | 59 | cerere oferta | S | 1 | 0 | 1 | 0.25 | KG | 157 48X127X50 8 | 4015081329540 |  | 226 | ICD | 1
136162 | E57SBL18T110ED | 136162 | Ind. Sensor, DC, tubular 18, metal, M12 | 59 | cerere oferta | S | 1 | 0 | 1 | 0.25 | KG | 157 48X127X50 8 | 4015081329557 |  | 226 | ICD | 1
136163 | E57SBL18T110SD | 136163 | Ind. Sensor, DC, tubular 18, metal, M12 | 59 | cerere oferta | S | 1 | 0 | 1 | 0.25 | KG | 157 48X127X50 8 | 4015081329564 |  | 226 | ICD | 1
136164 | E57SBL18T111 | 136164 | Ind. Sensor, DC, tubular 18, metal, cabl | 59 | cerere oferta | S | 1 | 0 | 1 | 0.25 | KG | 157 48X127X50 8 | 4015081329571 |  | 226 | ICD | 1
136165 | E57SBL18T111E | 136165 | Ind. Sensor, DC, tubular 18, metal, cabl | 59 | cerere oferta | S | 1 | 0 | 1 | 0.25 | KG | 157 48X127X50 8 | 4015081329588 |  | 226 | ICD | 1
136166 | E57SBL18T111ED | 136166 | Ind. Sensor, DC, tubular 18, metal, M12 | 59 | cerere oferta | S | 1 | 0 | 1 | 0.25 | KG | 157 48X127X50 8 | 4015081329595 |  | 226 | ICD | 1
136167 | E57SBL18T111SD | 136167 | Ind. Sensor, DC, tubular 18, metal, M12 | 59 | cerere oferta | S | 1 | 0 | 1 | 0.25 | KG | 157 48X127X50 8 | 4015081329601 |  | 226 | ICD | 1
136168 | E57SBL30A2 | 136168 | Ind. Sensor, AC, tubular 30, metal, cabl | 59 | cerere oferta | S | 1 | 0 | 1 | 0.25 | KG | 157 48X127X50 8 | 4015081329618 |  | 226 | ICD | 1
136169 | E57SBL30A2E | 136169 | Ind. Sensor, AC, tubular 30, metal, cabl | 59 | cerere oferta | S | 1 | 0 | 1 | 0.25 | KG | 157 48X127X50 8 | 4015081329625 |  | 226 | ICD | 1
136170 | E57SBL30A2EA | 136170 | Ind. Sensor, AC, tubular 30, metal, M12 | 59 | cerere oferta | S | 1 | 0 | 1 | 0.25 | KG | 157 48X127X50 8 | 4015081329632 |  | 226 | ICD | 1
136171 | E57SBL30A2SA | 136171 | Ind. Sensor, AC, tubular 30, metal, M12 | 59 | cerere oferta | S | 1 | 0 | 1 | 0.25 | KG | 157 48X127X50 8 | 4015081329649 |  | 226 | ICD | 1
136172 | E57SBL30A4 | 136172 | Ind. Sensor, AC, tubular 30, metal, cabl | 59 | cerere oferta | S | 1 | 0 | 1 | 0.25 | KG | 157 48X127X50 8 | 4015081329656 |  | 226 | ICD | 1
136173 | E57SBL30A4E | 136173 | Ind. Sensor, AC, tubular 30, metal, cabl | 59 | cerere oferta | S | 1 | 0 | 1 | 0.25 | KG | 157 48X127X50 8 | 4015081329663 |  | 226 | ICD | 1
136174 | E57SBL30A4EA | 136174 | Ind. Sensor, AC, tubular 30, metal, M12 | 59 | cerere oferta | S | 1 | 0 | 1 | 0.25 | KG | 157 48X127X50 8 | 4015081329670 |  | 226 | ICD | 1
136175 | E57SBL30A4SA | 136175 | Ind. Sensor, AC, tubular 30, metal, M12 | 59 | cerere oferta | S | 1 | 0 | 1 | 0.25 | KG | 157 48X127X50 8 | 4015081329687 |  | 226 | ICD | 1
136176 | E57SBL30T110 | 136176 | Ind. Sensor, DC, tubular 30, metal, cabl | 59 | cerere oferta | S | 1 | 0 | 1 | 0.25 | KG | 157 48X127X50 8 | 4015081329694 |  | 226 | ICD | 1
136177 | E57SBL30T110E | 136177 | Ind. Sensor, DC, tubular 30, metal, cabl | 59 | cerere oferta | S | 1 | 0 | 1 | 0.25 | KG | 157 48X127X50 8 | 4015081329700 |  | 226 | ICD | 1
136178 | E57SBL30T110ED | 136178 | Ind. Sensor, DC, tubular 30, metal, M12 | 59 | cerere oferta | S | 1 | 0 | 1 | 0.25 | KG | 157 48X127X50 8 | 4015081329717 |  | 226 | ICD | 1
136179 | E57SBL30T110SD | 136179 | Ind. Sensor, DC, tubular 30, metal, M12 | 59 | cerere oferta | S | 1 | 0 | 1 | 0.25 | KG | 157 48X127X50 8 | 4015081329724 |  | 226 | ICD | 1
136180 | E57SBL30T111 | 136180 | Ind. Sensor, DC, tubular 30, metal, cabl | 59 | cerere oferta | S | 1 | 0 | 1 | 0.25 | KG | 157 48X127X50 8 | 4015081329731 |  | 226 | ICD | 1
136181 | E57SBL30T111E | 136181 | Ind. Sensor, DC, tubular 30, metal, cabl | 59 | cerere oferta | S | 1 | 0 | 1 | 0.25 | KG | 157 48X127X50 8 | 4015081329748 |  | 226 | ICD | 1
136182 | E57SBL30T111ED | 136182 | Ind. Sensor, DC, tubular 30, metal, M12 | 59 | cerere oferta | S | 1 | 0 | 1 | 0.25 | KG | 157 48X127X50 8 | 4015081329755 |  | 226 | ICD | 1
136183 | E57SBL30T111SD | 136183 | Ind. Sensor, DC, tubular 30, metal, M12 | 59 | cerere oferta | S | 1 | 0 | 1 | 0.25 | KG | 157 48X127X50 8 | 4015081329762 |  | 226 | ICD | 1
135662 | E58-18DP100-DDP | 135662 | Opt. sensor, DC, 18mm, metal, M12 | 59 | cerere oferta | S | 1 | 0 | 1 | 0.45 | KG | 25 4X25 4X25 4 | 4015081324552 |  | 226 | ICD | 1
135663 | E58-18DP100-DLP | 135663 | Opt. sensor, DC, 18mm, metal, M12 | 59 | cerere oferta | S | 1 | 0 | 1 | 0.23 | KG | 38 1X38 1X38 1 | 4015081324569 |  | 226 | ICD | 1
135664 | E58-18DP100-HD | 135664 | Opt. sensor, DC, 18mm, metal, cable | 59 | cerere oferta | S | 1 | 0 | 1 | 0.23 | KG | 38 1X38 1X38 1 | 4015081324576 |  | 226 | ICD | 1
135665 | E58-18DP100-HDP | 135665 | Opt. sensor, DC, 18mm, metal, M12 | 59 | cerere oferta | S | 1 | 0 | 1 | 0.23 | KG | 38 1X38 1X38 1 | 4015081324583 |  | 226 | ICD | 1
135666 | E58-18DP100-HL | 135666 | Opt. sensor, DC, 18mm, metal, cable | 59 | cerere oferta | S | 1 | 0 | 1 | 0.23 | KG | 38 1X38 1X38 1 | 4015081324590 |  | 226 | ICD | 1
135667 | E58-18DP100-HLP | 135667 | Opt. sensor, DC, 18mm, metal, M12 | 59 | cerere oferta | S | 1 | 0 | 1 | 0.27 | KG | 38 1X114 3X101 6 | 4015081324606 |  | 226 | ICD | 1
135668 | E58-18DP50-DDP | 135668 | Opt. sensor, DC, 18mm, metal, M12 | 59 | cerere oferta | S | 1 | 0 | 1 | 0.23 | KG | 152 4X152 4X44 45 | 4015081324613 |  | 226 | ICD | 1
135669 | E58-18DP50-DLP | 135669 | Opt. sensor, DC, 18mm, metal, M12 | 59 | cerere oferta | S | 1 | 0 | 1 | 0.23 | KG | 152 4X152 4X44 45 | 4015081324620 |  | 226 | ICD | 1
135670 | E58-18DP50-HD | 135670 | Opt. sensor, DC, 18mm, metal, cable | 59 | cerere oferta | S | 1 | 0 | 1 | 0.23 | KG | 38 1X38 1X38 1 | 4015081324637 |  | 226 | ICD | 1
135671 | E58-18DP50-HDP | 135671 | Opt. sensor, DC, 18mm, metal, M12 | 59 | cerere oferta | S | 1 | 0 | 1 | 0.23 | KG | 38 1X38 1X38 1 | 4015081324644 |  | 226 | ICD | 1
135672 | E58-18DP50-HL | 135672 | Opt. sensor, DC, 18mm, metal, cable | 59 | cerere oferta | S | 1 | 0 | 1 | 0.23 | KG | 38 1X38 1X38 1 | 4015081324651 |  | 226 | ICD | 1
135673 | E58-18DP50-HLP | 135673 | Opt. sensor, DC, 18mm, metal, M12 | 59 | cerere oferta | S | 1 | 0 | 1 | 0.23 | KG | 38 1X38 1X38 1 | 4015081324668 |  | 226 | ICD | 1
135674 | E58-30DP150-DDP | 135674 | Opt. sensor, DC, 30mm, metal, M12 | 59 | cerere oferta | S | 1 | 0 | 1 | 0.45 | KG | 228 6X152 4X44 45 | 4015081324675 |  | 226 | ICD | 1
135675 | E58-30DP150-DLP | 135675 | Opt. sensor, DC, 30mm, metal, M12 | 59 | cerere oferta | S | 1 | 0 | 1 | 0.45 | KG | 228 6X152 4X44 45 | 4015081324682 |  | 226 | ICD | 1
135676 | E58-30DP150-HD | 135676 | Opt. sensor, DC, 30mm, metal, cable | 59 | cerere oferta | S | 1 | 0 | 1 | 0.45 | KG | 228 6X152 4X44 45 | 4015081324699 |  | 226 | ICD | 1
135677 | E58-30DP150-HDP | 135677 | Opt. sensor, DC, 30mm, metal, M12 | 59 | cerere oferta | S | 1 | 0 | 1 | 0.45 | KG | 228 6X152 4X44 45 | 4015081324705 |  | 226 | ICD | 1
135678 | E58-30DP150-HL | 135678 | Opt. sensor, DC, 30mm, metal, cable | 59 | cerere oferta | S | 1 | 0 | 1 | 0.23 | KG | 38 1X38 1X38 1 | 4015081324712 |  | 226 | ICD | 1
135679 | E58-30DP150-HLP | 135679 | Opt. sensor, DC, 30mm, metal, M12 | 59 | cerere oferta | S | 1 | 0 | 1 | 0.23 | KG | 38 1X38 1X38 1 | 4015081324729 |  | 226 | ICD | 1
135680 | E58-30DPS280-HD | 135680 | Opt. sensor, DC, 30mm, metal, cable | 59 | cerere oferta | S | 1 | 0 | 1 | 0.23 | KG | 38 1X38 1X38 1 | 4015081324736 |  | 226 | ICD | 1
135681 | E58-30DPS280-HDP | 135681 | Opt. sensor, DC, 30mm, metal, M12 | 59 | cerere oferta | S | 1 | 0 | 1 | 0.23 | KG | 38 1X38 1X38 1 | 4015081324743 |  | 226 | ICD | 1
135682 | E58-30DPS280-HL | 135682 | Opt. sensor, DC, 30mm, metal, cable | 59 | cerere oferta | S | 1 | 0 | 1 | 0.23 | KG | 38 1X38 1X38 1 | 4015081324750 |  | 226 | ICD | 1
135683 | E58-30DPS280-HLP | 135683 | Opt. sensor, DC, 30mm, metal, M12 | 59 | cerere oferta | S | 1 | 0 | 1 | 0.23 | KG | 38 1X38 1X38 1 | 4015081324767 |  | 226 | ICD | 1
135684 | E58-30RP10-HD | 135684 | Opt. sensor, DC, 30mm, metal, cable | 59 | cerere oferta | S | 1 | 0 | 1 | 0.18 | KG | 59 94X29 97X29 97 | 4015081324774 |  | 226 | ICD | 1
135685 | E58-30RP10-HDP | 135685 | Opt. sensor, DC, 30mm, metal, M12 | 59 | cerere oferta | S | 1 | 0 | 1 | 0.18 | KG | 59 94X29 97X29 97 | 4015081324781 |  | 226 | ICD | 1
135686 | E58-30RP10-HL | 135686 | Opt. sensor, DC, 30mm, metal, cable | 59 | cerere oferta | S | 1 | 0 | 1 | 0.18 | KG | 59 94X29 97X29 97 | 4015081324798 |  | 226 | ICD | 1
135687 | E58-30RP10-HLP | 135687 | Opt. sensor, DC, 30mm, metal, M12 | 59 | cerere oferta | S | 1 | 0 | 1 | 0.18 | KG | 59 94X29 97X29 97 | 4015081324804 |  | 226 | ICD | 1
135688 | E58-30RS18-HD | 135688 | Opt. sensor, DC, 30mm, metal, cable | 59 | cerere oferta | S | 1 | 0 | 1 | 0.23 | KG | 165 1X165 1X44 45 | 4015081324811 |  | 226 | ICD | 1
135689 | E58-30RS18-HDP | 135689 | Opt. sensor, DC, 30mm, metal, M12 | 59 | cerere oferta | S | 1 | 0 | 1 | 0.23 | KG | 165 1X165 1X44 45 | 4015081324828 |  | 226 | ICD | 1
135690 | E58-30RS18-HL | 135690 | Opt. sensor, DC, 30mm, metal, cable | 59 | cerere oferta | S | 1 | 0 | 1 | 0.23 | KG | 165 1X165 1X44 45 | 4015081324835 |  | 226 | ICD | 1
135691 | E58-30RS18-HLP | 135691 | Opt. sensor, DC, 30mm, metal, M12 | 59 | cerere oferta | S | 1 | 0 | 1 | 0.23 | KG | 165 1X165 1X44 45 | 4015081324842 |  | 226 | ICD | 1
135692 | E58-30TD250-HD | 135692 | Opt. sensor, DC, 30mm, metal, cable | 59 | cerere oferta | S | 1 | 0 | 1 | 0.23 | KG | 38 1X38 1X38 1 | 4015081324859 |  | 226 | ICD | 1
135693 | E58-30TD250-HDP | 135693 | Opt. sensor, DC, 30mm, metal, M12 | 59 | cerere oferta | S | 1 | 0 | 1 | 0.23 | KG | 38 1X38 1X38 1 | 4015081324866 |  | 226 | ICD | 1
135694 | E58-30TD250-HL | 135694 | Opt. sensor, DC, 30mm, metal, cable | 59 | cerere oferta | S | 1 | 0 | 1 | 0.2 | KG | 228 6X165 1X44 45 | 4015081324873 |  | 226 | ICD | 1
135695 | E58-30TD250-HLP | 135695 | Opt. sensor, DC, 30mm, metal, M12 | 59 | cerere oferta | S | 1 | 0 | 1 | 0.2 | KG | 228 6X165 1X44 45 | 4015081324880 |  | 226 | ICD | 1
135696 | E58-30TS250-HA | 135696 | Opt. sensor, DC, 30mm, metal, cable | 59 | cerere oferta | S | 1 | 0 | 1 | 0.2 | KG | 228 6X165 1X44 45 | 4015081324897 |  | 226 | ICD | 1
135697 | E58-30TS250-HAP | 135697 | Opt. sensor, DC, 30mm, metal, M12 | 59 | cerere oferta | S | 1 | 0 | 1 | 0.2 | KG | 228 6X165 1X44 45 | 4015081324903 |  | 226 | ICD | 1
135749 | E58KAM18 | 135749 | Adjustable bracket, 18 mm, isolated | 59 | cerere oferta | S | 1 | 0 | 1 | 0.23 | KG | 133 35X69 85X63 5 | 4015081325429 |  | 226 | ICD | 1
135750 | E58KAM18B | 135750 | Ball swivel bracket, 18 mm | 59 | cerere oferta | S | 1 | 0 | 1 | 0.07 | KG | 127X101 6X12 7 | 4015081325436 |  | 226 | ICD | 1
135751 | E58KAM18U | 135751 | Adjustable bracket, 18 mm, not isolated | 59 | cerere oferta | S | 1 | 0 | 1 | 0.23 | KG | 50 8X50 8X114 3 | 4015081325443 |  | 226 | ICD | 1
135752 | E58KAM30 | 135752 | Adjustable bracket, 30 mm, not isolated | 59 | cerere oferta | S | 1 | 0 | 1 | 0.25 | KG | 63 5X133 35X57 15 | 4015081325450 |  | 226 | ICD | 1
135753 | E58KAM30U | 135753 | Adjustable bracket, 30 mm, isolated | 59 | cerere oferta | S | 1 | 0 | 1 | 0.25 | KG | 63 5X133 35X57 15 | 4015081325467 |  | 226 | ICD | 1
135754 | E58KC30 | 135754 | Conduitadapter, 30 mm | 59 | cerere oferta | S | 1 | 0 | 1 | 0.32 | KG | 50 8X50 8X57 15 | 4015081325474 |  | 226 | ICD | 1
135755 | E58KNS18 | 135755 | Replacement mounting nuts, 30 mm | 59 | cerere oferta | S | 1 | 0 | 1 | 0.01 | KG | 24X24X4 | 4015081325481 |  | 226 | ICD | 1
135756 | E58KNS30 | 135756 | Replacement mounting nuts, 18 mm | 59 | cerere oferta | S | 1 | 0 | 1 | 0.23 | KG | 152 4X152 4X44 45 | 4015081325498 |  | 226 | ICD | 1
135757 | E58KS5200 | 135757 | Adjustable protective bracket | 59 | cerere oferta | S | 1 | 0 | 1 | 0.75 | KG | 152 4X152 4X76 2 | 4015081325504 |  | 226 | ICD | 1
136231 | E5912DCKIT | 136231 | Inductive Proximity Sensors, iProx, Star | 59 | cerere oferta | S | 1 | 0 | 1 | 0.75 | KG | 230X80X80 | 4015081330249 |  | 226 | ICD | 1
136232 | E5918DCKIT | 136232 | iProx Starterkit 18mm | 59 | cerere oferta | S | 1 | 0 | 1 | 0.75 | KG | 230X80X80 | 4015081330256 |  | 226 | ICD | 1
136233 | E5930DCKIT | 136233 | iProx Starterkit 30mm | 59 | cerere oferta | S | 1 | 0 | 1 | 0.75 | KG | 230X80X80 | 4015081330263 |  | 226 | ICD | 1
136205 | E59-M12A105C02-D1 | 136205 | Ind. Sensor, DC, tubular 12, metal, cabl | 59 | cerere oferta | S | 1 | 0 | 1 | 0.45 | KG | 152 4X127X44 45 | 4015081329984 |  | 226 | ICD | 1
136206 | E59-M12A105C02-D2 | 136206 | Ind. Sensor, DC, tubular 12, metal, cabl | 59 | cerere oferta | S | 1 | 0 | 1 | 0.45 | KG | 152 4X127X44 45 | 4015081329991 |  | 226 | ICD | 1
136207 | E59-M12A105D01-D1 | 136207 | Ind. Sensor, DC, tubular 12, metal, M12 | 59 | cerere oferta | S | 1 | 0 | 1 | 0.05 | KG | 44 45X44 45X76 2 | 4015081330003 |  | 226 | ICD | 1
136208 | E59-M12A105D01-D2 | 136208 | Ind. Sensor, DC, tubular 12, metal, M12 | 59 | cerere oferta | S | 1 | 0 | 1 | 0.45 | KG | 152 4X127X44 45 | 4015081330010 |  | 226 | ICD | 1
136209 | E59-M12C110C02-D1 | 136209 | Ind. Sensor, DC, tubular 12, metal, cabl | 59 | cerere oferta | S | 1 | 0 | 1 | 0.45 | KG | 152 4X127X44 45 | 4015081330027 |  | 226 | ICD | 1
136210 | E59-M12C110C02-D2 | 136210 | Ind. Sensor, DC, tubular 12, metal, cabl | 59 | cerere oferta | S | 1 | 0 | 1 | 0.45 | KG | 152 4X127X44 45 | 4015081330034 |  | 226 | ICD | 1
136211 | E59-M12C110D01-D1 | 136211 | Ind. Sensor, DC, tubular 12, metal, M12 | 59 | cerere oferta | S | 1 | 0 | 1 | 0.05 | KG | 44 45X44 45X76 2 | 4015081330041 |  | 226 | ICD | 1
136212 | E59-M12C110D01-D2 | 136212 | Ind. Sensor, DC, tubular 12, metal, M12 | 59 | cerere oferta | S | 1 | 0 | 1 | 0.45 | KG | 152 4X127X44 45 | 4015081330058 |  | 226 | ICD | 1
136213 | E59-M18A108C02-D1 | 136213 | Ind. Sensor, DC, tubular 18, metal, cabl | 59 | cerere oferta | S | 1 | 0 | 1 | 0.45 | KG | 152 4X127X44 45 | 4015081330065 |  | 226 | ICD | 1
136214 | E59-M18A108C02-D2 | 136214 | Ind. Sensor, DC, tubular 18, metal, cabl | 59 | cerere oferta | S | 1 | 0 | 1 | 0.45 | KG | 152 4X127X44 45 | 4015081330072 |  | 226 | ICD | 1
136215 | E59-M18A108D01-D1 | 136215 | Ind. Sensor, DC, tubular 18, metal, M12 | 59 | cerere oferta | S | 1 | 0 | 1 | 0.05 | KG | 44 45X44 45X76 2 | 4015081330089 |  | 226 | ICD | 1
136216 | E59-M18A108D01-D2 | 136216 | Ind. Sensor, DC, tubular 18, metal, M12 | 59 | cerere oferta | S | 1 | 0 | 1 | 0.45 | KG | 152 4X127X44 45 | 4015081330096 |  | 226 | ICD | 1
136217 | E59-M18C116C02-D1 | 136217 | Ind. Sensor, DC, tubular 18, metal, cabl | 59 | cerere oferta | S | 1 | 0 | 1 | 0.45 | KG | 152 4X127X44 45 | 4015081330102 |  | 226 | ICD | 1
136218 | E59-M18C116C02-D2 | 136218 | Ind. Sensor, DC, tubular 18, metal, cabl | 59 | cerere oferta | S | 1 | 0 | 1 | 0.45 | KG | 152 4X127X44 45 | 4015081330119 |  | 226 | ICD | 1
136219 | E59-M18C116D01-D1 | 136219 | Ind. Sensor, DC, tubular 18, metal, M12 | 59 | cerere oferta | S | 1 | 0 | 1 | 0.05 | KG | 44 45X44 45X76 2 | 4015081330126 |  | 226 | ICD | 1
136220 | E59-M18C116D01-D2 | 136220 | Ind. Sensor, DC, tubular 18, metal, M12 | 59 | cerere oferta | S | 1 | 0 | 1 | 0.45 | KG | 152 4X127X44 45 | 4015081330133 |  | 226 | ICD | 1
136221 | E59-M30A115C02-D1 | 136221 | Ind. Sensor, DC, tubular 30, metal, cabl | 59 | cerere oferta | S | 1 | 0 | 1 | 0.45 | KG | 152 4X127X44 45 | 4015081330140 |  | 226 | ICD | 1
136222 | E59-M30A115C02-D2 | 136222 | Ind. Sensor, DC, tubular 30, metal, cabl | 59 | cerere oferta | S | 1 | 0 | 1 | 0.45 | KG | 152 4X127X44 45 | 4015081330157 |  | 226 | ICD | 1
136223 | E59-M30A115D01-D1 | 136223 | Ind. Sensor, DC, tubular 30, metal, M12 | 59 | cerere oferta | S | 1 | 0 | 1 | 0.45 | KG | 152 4X127X44 45 | 4015081330164 |  | 226 | ICD | 1
136224 | E59-M30A115D01-D2 | 136224 | Ind. Sensor, DC, tubular 30, metal, M12 | 59 | cerere oferta | S | 1 | 0 | 1 | 0.45 | KG | 152 4X127X44 45 | 4015081330171 |  | 226 | ICD | 1
136225 | E59-M30C129C02-D1 | 136225 | Ind. Sensor, DC, tubular 30, metal, cabl | 59 | cerere oferta | S | 1 | 0 | 1 | 0.45 | KG | 152 4X127X44 45 | 4015081330188 |  | 226 | ICD | 1
136226 | E59-M30C129C02-D2 | 136226 | Ind. Sensor, DC, tubular 30, metal, cabl | 59 | cerere oferta | S | 1 | 0 | 1 | 0.45 | KG | 152 4X127X44 45 | 4015081330195 |  | 226 | ICD | 1
136227 | E59-M30C129D01-D1 | 136227 | Ind. Sensor, DC, tubular 30, metal, M12 | 59 | cerere oferta | S | 1 | 0 | 1 | 0.45 | KG | 152 4X127X44 45 | 4015081330201 |  | 226 | ICD | 1
136228 | E59-M30C129D01-D2 | 136228 | Ind. Sensor, DC, tubular 30, metal, M12 | 59 | cerere oferta | S | 1 | 0 | 1 | 0.45 | KG | 152 4X127X44 45 | 4015081330218 |  | 226 | ICD | 1
136229 | E59RP1 | 136229 | Programming cable, USB | 59 | cerere oferta | S | 1 | 0 | 1 | 0.16 | KG | 160 02X127X43 18 | 4015081330225 |  | 226 | ICD | 1
136230 | E59SW1 | 136230 | Programming software | 59 | cerere oferta | S | 1 | 0 | 1 | 0.16 | KG | 160 02X127X43 18 | 4015081330232 |  | 226 | ICD | 1
CN113749 | E60-24MCCH-FW | CN113749 | 2W SPKR STRB,RND,CEIL,H INT,24VDC,115/177CD,WHT | 732 | cerere oferta | N | 1 | 0 | 1 | 0.1 | KG | NA | NA |  | Wheelock , UL Range | Fulleon | 1
CN113757 | E60EXT-W | CN113757 | EXTENDER RING FOR E60 SPEAKER,WHT | 732 | cerere oferta | N | 1 | 0 | 1 | 0.1 | KG | NA | NA |  | Wheelock , UL Range | Fulleon | 1
135758 | E65KR55 | 135758 | Retroreflector, circular, 51 mm | 59 | cerere oferta | S | 1 | 0 | 1 | 0.01 | KG | 63X86X8 5 | 4015081325511 |  | 226 | ICD | 1
135702 | E65-SMPP050-HD | 135702 | Opt. sensor, DC, cube 40, plastic, cable | 59 | cerere oferta | S | 1 | 0 | 1 | 0.11 | KG | 139 7X38 1X139 7 | 4015081324958 |  | 226 | ICD | 1
135703 | E65-SMPP050-HDD | 135703 | Opt. sensor, DC, cube 40, plastic, M12 | 59 | cerere oferta | S | 1 | 0 | 1 | 0.11 | KG | 139 7X38 1X139 7 | 4015081324965 |  | 226 | ICD | 1
135704 | E65-SMPP050-HL | 135704 | Opt. sensor, DC, cube 40, plast, cable | 59 | cerere oferta | S | 1 | 0 | 1 | 0.11 | KG | 139 7X38 1X139 7 | 4015081324972 |  | 226 | ICD | 1
135705 | E65-SMPP050-HLD | 135705 | Opt. sensor, DC, cube 40, plast, M12 | 59 | cerere oferta | S | 1 | 0 | 1 | 0.11 | KG | 139 7X38 1X139 7 | 4015081324989 |  | 226 | ICD | 1
135710 | E65-SMPP100-HD | 135710 | Opt. sensor, DC, cube 40, plast, cable | 59 | cerere oferta | S | 1 | 0 | 1 | 0.11 | KG | 139 7X38 1X139 7 | 4015081325030 |  | 226 | ICD | 1
135711 | E65-SMPP100-HDD | 135711 | Opt. sensor, DC, cube 40, plast, M12 | 59 | cerere oferta | S | 1 | 0 | 1 | 0.11 | KG | 139 7X38 1X139 7 | 4015081325047 |  | 226 | ICD | 1
135712 | E65-SMPP100-HL | 135712 | Opt. sensor, DC, cube 40, plast, cable | 59 | cerere oferta | S | 1 | 0 | 1 | 0.11 | KG | 139 7X38 1X139 7 | 4015081325054 |  | 226 | ICD | 1
135713 | E65-SMPP100-HLD | 135713 | Opt. sensor, DC, cube 40, plast, M12 | 59 | cerere oferta | S | 1 | 0 | 1 | 0.11 | KG | 139 7X38 1X139 7 | 4015081325061 |  | 226 | ICD | 1
135718 | E65-SMPR3-HD | 135718 | Opt. sensor, DC, cube 40, plast, cable | 59 | cerere oferta | S | 1 | 0 | 1 | 0.11 | KG | 139 7X38 1X139 7 | 4015081325115 |  | 226 | ICD | 1
135719 | E65-SMPR3-HDD | 135719 | Opt. sensor, DC, cube 40, plast, M12 | 59 | cerere oferta | S | 1 | 0 | 1 | 0.11 | KG | 139 7X38 1X139 7 | 4015081325122 |  | 226 | ICD | 1
135720 | E65-SMPR3-HL | 135720 | Opt. sensor, DC, cube 40, plast, cable | 59 | cerere oferta | S | 1 | 0 | 1 | 0.11 | KG | 139 7X38 1X139 7 | 4015081325139 |  | 226 | ICD | 1
135721 | E65-SMPR3-HLD | 135721 | Opt. sensor, DC, cube 40, plast, M12 | 59 | cerere oferta | S | 1 | 0 | 1 | 0.11 | KG | 139 7X38 1X139 7 | 4015081325146 |  | 226 | ICD | 1
135726 | E65-SMSD200-HD | 135726 | Opt. sensor, DC, cube 40, plast, cable | 59 | cerere oferta | S | 1 | 0 | 1 | 0.11 | KG | 139 7X38 1X139 7 | 4015081325191 |  | 226 | ICD | 1
135727 | E65-SMSD200-HDD | 135727 | Opt. sensor, DC, cube 40, plast, M12 | 59 | cerere oferta | S | 1 | 0 | 1 | 0.11 | KG | 139 7X38 1X139 7 | 4015081325207 |  | 226 | ICD | 1
135728 | E65-SMSD200-HL | 135728 | Opt. sensor, DC, cube 40, plast, cable | 59 | cerere oferta | S | 1 | 0 | 1 | 0.11 | KG | 139 7X38 1X139 7 | 4015081325214 |  | 226 | ICD | 1
135729 | E65-SMSD200-HLD | 135729 | Opt. sensor, DC, cube 40, plast, M12 | 59 | cerere oferta | S | 1 | 0 | 1 | 0.11 | KG | 139 7X38 1X139 7 | 4015081325221 |  | 226 | ICD | 1
135730 | E65-SMTD15-HD | 135730 | Opt. sensor, DC, cube 40, plast, cable | 59 | cerere oferta | S | 1 | 0 | 1 | 0.11 | KG | 139 7X38 1X139 7 | 4015081325238 |  | 226 | ICD | 1
135731 | E65-SMTD15-HDD | 135731 | Opt. sensor, DC, cube 40, plast, M12 | 59 | cerere oferta | S | 1 | 0 | 1 | 0.11 | KG | 139 7X38 1X139 7 | 4015081325245 |  | 226 | ICD | 1
135732 | E65-SMTD15-HL | 135732 | Opt. sensor, DC, cube 40, plast, cable | 59 | cerere oferta | S | 1 | 0 | 1 | 0.11 | KG | 139 7X38 1X139 7 | 4015081325252 |  | 226 | ICD | 1
135733 | E65-SMTD15-HLD | 135733 | Opt. sensor, DC, cube 40, plast, M12 | 59 | cerere oferta | S | 1 | 0 | 1 | 0.11 | KG | 139 7X38 1X139 7 | 4015081325269 |  | 226 | ICD | 1
135734 | E65-SMTS15-HA | 135734 | Opt. sensor, DC, cube 40, plast, cable | 59 | cerere oferta | S | 1 | 0 | 1 | 0.11 | KG | 139 7X38 1X139 7 | 4015081325276 |  | 226 | ICD | 1
135735 | E65-SMTS15-HAD | 135735 | Opt. sensor, DC, cube 40, plast, M12 | 59 | cerere oferta | S | 1 | 0 | 1 | 0.11 | KG | 139 7X38 1X139 7 | 4015081325283 |  | 226 | ICD | 1
54423 | E8 | 54423 | 16MM-TABLEAU | 67 | cerere oferta | N | 1 | 0 | 1 | 0.122 | KG | 20X136X100 | 4015080544234 |  | 388 | ICD | 1
40949 | E8-MCS | 40949 | Accesoriu MCS(N) | 60 | cerere oferta | N | 1 | 0 | 1 | 0.16 | KG | 80X70X65 | 4015080409496 |  | 296 | ICD | 1
65212 | E8-SW | 65212 | 16MM-TABLEAU | 67 | cerere oferta | N | 1 | 0 | 1 | 0.123 | KG | 20X136X100 | 4015080652120 |  | 388 | ICD | 1
212315 | EASY200-EASY | 212315 | Modul conexiune extensie Easy la distant | 62 | cerere oferta | S | 1 | 2 | 1 | 0.056 | KG | 57X35X90 | 4015082123154 |  | 204 | IAB | 1
229424 | EASY200-POW | 229424 | Sursa in comutatie, 24VDC, 0.2A, 1ph.sta | 62 | cerere oferta | S | 1 | 2 | 1 | 0.085 | KG | 58X36X90 | 4015082294243 |  | 204 | IAB | 1
232186 | EASY202-RE | 232186 | Extensie Easy 2Q releu | 62 | cerere oferta | S | 1 | 2 | 1 | 0.076 | KG | 58X36X90 | 4015082321864 |  | 204 | IAB | 1
212316 | EASY204-DP | 212316 | Extensie Easy comunicatie Profibus DP | 62 | cerere oferta | S | 1 | 2 | 1 | 0.08 | KG | 60X35X90 | 4015082123161 |  | 204 | IAB | 1
221598 | EASY205-ASI | 221598 | Extensie Easy comunicatie Asi | 62 | cerere oferta | S | 1 | 2 | 1 | 0.07 | KG | 60X35X90 | 4015082215989 |  | 204 | IAB | 1
101520 | EASY209-SE | 101520 | Extensie Easy comunicatie Ethernet | 62 | cerere oferta | S | 1 | 2 | 1 | 0.08 | KG | 57X35X90 | 4015081014125 |  | 204 | IAB | 1
233539 | EASY221-CO | 233539 | Extensie Easy comunicatie CanOpen | 62 | cerere oferta | S | 1 | 2 | 1 | 0.075 | KG | 58X36X90 | 4015082335397 |  | 204 | IAB | 1
233540 | EASY222-DN | 233540 | Extensie Easy comunicatie DeviceNet | 62 | cerere oferta | S | 1 | 2 | 1 | 0.083 | KG | 58X36X90 | 4015082335403 |  | 204 | IAB | 1
231168 | EASY256-HCI | 231168 | Modul adaptare intrari curent crescut | 62 | cerere oferta | S | 1 | 2 | 1 | 0.07 | KG | 58X36X90 | 4015082311681 |  | 204 | IAB | 1
212319 | EASY400-POW | 212319 | Sursa in comutatie 24VDC, 1.25A, 1ph, st | 62 | cerere oferta | S | 1 | 4 | 1 | 0.185 | KG | 58X72X90 | 4015082123192 |  | 204 | IAB | 1
114295 | EASY406-DC-ME | 114295 | Extensie Easy I/O analogice | 62 | cerere oferta | S | 1 | 4 | 1 | 0.124 | KG | 57X72X90 | 4015081136926 |  | 204 | IAB | 1
114293 | EASY410-DC-RE | 114293 | Contr.relay extension relay output | 62 | cerere oferta | N | 1 | 4 | 1 | 0.156 | KG | 57X72X90 | 4015081136902 |  | 204 | IAB | 1
116567 | EASY411-DC-ME | 116567 | Extensie Easy I/O analogice | 62 | cerere oferta | S | 1 | 4 | 1 | 0.124 | KG | 57X72X90 | 4015081163151 |  | 204 | IAB | 1
110940 | EASY430-POW | 110940 | Sw.-mode p.supply,24VDC,1,25A 1ph.sabil. | 62 | cerere oferta | N | 1 | 4 | 1 | 0.185 | KG | 57X72X90 | 4015081104697 |  | 204 | IAB | 1
110941 | EASY500-POW | 110941 | Sw.-mode p.supply,24VDC,2,5A 1ph.stabil. | 62 | cerere oferta | S | 1 | 4 | 1 | 0.22 | KG | 57X72X90 | 4015081104703 |  | 204 | IAB | 1
274101 | EASY512-AB-RC | 274101 | Easy512, 24VAC, iesiri releu | 62 | cerere oferta | S | 1 | 4 | 1 | 0.203 | KG | 58X72X90 | 4015082741013 |  | 204 | IAB | 1
104569 | EASY512-AB-RC10 | 104569 | Easy512, 24VAC, iesiri releu | 62 | cerere oferta | S | 1 | 4.5 | 1 | 0.2 | KG | 95X81X71 | 4015081043811 |  | 204 | IAB | 1
274102 | EASY512-AB-RCX | 274102 | Easy512, 24VAC, fara display, iesiri rel | 62 | cerere oferta | S | 1 | 4 | 1 | 0.176 | KG | 57X72X90 | 4015082741020 |  | 204 | IAB | 1
104570 | EASY512-AB-RCX10 | 104570 | Easy512, 24VAC, fara display, iesiri rel | 62 | cerere oferta | S | 1 | 4.5 | 1 | 0.2 | KG | 95X81X71 | 4015081043828 |  | 204 | IAB | 1
274103 | EASY512-AC-R | 274103 | Easy512, 230VAC, fara RTC, iesiri releu | 62 | cerere oferta | S | 1 | 4 | 1 | 0.206 | KG | 58X72X90 | 4015082741037 |  | 204 | IAB | 1
104571 | EASY512-AC-R10 | 104571 | Easy512, 230VAC, fara RTC, iesiri releu | 62 | cerere oferta | S | 1 | 4 | 1 | 0.2 | KG | 60X72X90 | 4015081043835 |  | 204 | IAB | 1
274104 | EASY512-AC-RC | 274104 | Easy512, 230VAC, iesiri releu | 62 | cerere oferta | S | 1 | 4 | 1 | 0.204 | KG | 58X72X90 | 4015082741044 |  | 204 | IAB | 1
104572 | EASY512-AC-RC10 | 104572 | Easy512, 230VAC, iesiri releu | 62 | cerere oferta | S | 1 | 4 | 1 | 0.2 | KG | 60X72X90 | 4015081043842 |  | 204 | IAB | 1
274105 | EASY512-AC-RCX | 274105 | Easy512, 230VAC, fara display, iesiri re | 62 | cerere oferta | S | 1 | 4 | 1 | 0.17 | KG | 57X72X90 | 4015082741051 |  | 204 | IAB | 1
104573 | EASY512-AC-RCX10 | 104573 | Easy512, 230VAC, fara display, iesiri re | 62 | cerere oferta | S | 1 | 4 | 1 | 0.2 | KG | 60X72X90 | 4015081043859 |  | 204 | IAB | 1
274106 | EASY512-DA-RC | 274106 | Easy512, 12VDC, iesiri releu | 62 | cerere oferta | S | 1 | 4 | 1 | 0.205 | KG | 58X72X90 | 4015082741068 |  | 204 | IAB | 1
104574 | EASY512-DA-RC10 | 104574 | Easy512, 12VDC, iesiri releu | 62 | cerere oferta | S | 1 | 4 | 1 | 0.2 | KG | 60X72X90 | 4015081043866 |  | 204 | IAB | 1
274107 | EASY512-DA-RCX | 274107 | Easy512, 12VDC, fara display, iesiri rel | 62 | cerere oferta | S | 1 | 4 | 1 | 0.178 | KG | 57X72X90 | 4015082741075 |  | 204 | IAB | 1
104575 | EASY512-DA-RCX10 | 104575 | Easy512, 12VDC, fara display, iesiri rel | 62 | cerere oferta | S | 1 | 4 | 1 | 0.2 | KG | 60X72X90 | 4015081043873 |  | 204 | IAB | 1
274108 | EASY512-DC-R | 274108 | Easy512, 24VDC, fara RTC, iesiri releu | 62 | cerere oferta | S | 1 | 4 | 1 | 0.196 | KG | 58X72X90 | 4015082741082 |  | 204 | IAB | 1
104576 | EASY512-DC-R10 | 104576 | Easy512, 24VDC, fara RTC, iesiri releu | 62 | cerere oferta | S | 1 | 4 | 1 | 0.2 | KG | 60X72X90 | 4015081043880 |  | 204 | IAB | 1
274109 | EASY512-DC-RC | 274109 | Easy512, 24VDC, iesiri releu | 62 | cerere oferta | S | 1 | 4 | 1 | 0.198 | KG | 58X72X90 | 4015082741099 |  | 204 | IAB | 1
104577 | EASY512-DC-RC10 | 104577 | Easy512, 24VDC, iesiri releu | 62 | cerere oferta | S | 1 | 4 | 1 | 0.2 | KG | 60X72X90 | 4015081043897 |  | 204 | IAB | 1
274110 | EASY512-DC-RCX | 274110 | Easy512, 24VDC, fara display, iesiri rel | 62 | cerere oferta | S | 1 | 4 | 1 | 0.171 | KG | 57X72X90 | 4015082741105 |  | 204 | IAB | 1
104578 | EASY512-DC-RCX10 | 104578 | Easy512, 24VDC, fara display, iesiri rel | 62 | cerere oferta | S | 1 | 4 | 1 | 0.2 | KG | 60X72X90 | 4015081043903 |  | 204 | IAB | 1
274111 | EASY512-DC-TC | 274111 | Easy512, 24VDC, iesiri tranzistor | 62 | cerere oferta | S | 1 | 4 | 1 | 0.162 | KG | 58X72X90 | 4015082741112 |  | 204 | IAB | 1
104579 | EASY512-DC-TC10 | 104579 | Easy512, 24VDC, iesiri tranzistor | 62 | cerere oferta | S | 1 | 4 | 1 | 0.2 | KG | 60X72X90 | 4015081043910 |  | 204 | IAB | 1
274112 | EASY512-DC-TCX | 274112 | Easy512, 24VDC, iesiri tranzistor, fara | 62 | cerere oferta | S | 1 | 4 | 1 | 0.132 | KG | 57X72X90 | 4015082741129 |  | 204 | IAB | 1
104580 | EASY512-DC-TCX10 | 104580 | Easy512, 24VDC, iesiri tranzistor, fara | 62 | cerere oferta | S | 1 | 4 | 1 | 0.2 | KG | 60X72X90 | 4015081043927 |  | 204 | IAB | 1
212314 | EASY618-AC-RE | 212314 | Easy618, extensie, 230VAC, iesiri releu | 62 | cerere oferta | S | 1 | 6 | 1 | 0.248 | KG | 71X108X90 | 4015082123147 |  | 204 | IAB | 1
232112 | EASY618-DC-RE | 232112 | Easy618, extensie, 24VDC, iesiri releu | 62 | cerere oferta | S | 1 | 6 | 1 | 0.233 | KG | 58X108X90 | 4015082321123 |  | 204 | IAB | 1
212313 | EASY620-DC-TE | 212313 | Easy620, extensie, 24VDC, iesiri tranzis | 62 | cerere oferta | S | 1 | 6 | 1 | 0.185 | KG | 71X108X90 | 4015082123130 |  | 204 | IAB | 1
274113 | EASY719-AB-RC | 274113 | Easy719, 24VAC, iesiri releu | 62 | cerere oferta | S | 1 | 6 | 1 | 0.269 | KG | 58X108X90 | 4015082741136 |  | 204 | IAB | 1
104581 | EASY719-AB-RC10 | 104581 | Easy719, 24VAC, iesiri releu | 62 | cerere oferta | S | 1 | 6 | 1 | 0.36 | KG | 60X108X90 | 4015081043934 |  | 204 | IAB | 1
274114 | EASY719-AB-RCX | 274114 | Easy719, 24VAC, iesiri releu, fara displ | 62 | cerere oferta | S | 1 | 6 | 1 | 0.244 | KG | 57X108X90 | 4015082741143 |  | 204 | IAB | 1
104582 | EASY719-AB-RCX10 | 104582 | Easy719, 24VAC, iesiri releu, fara displ | 62 | cerere oferta | S | 1 | 6 | 1 | 0.36 | KG | 60X108X90 | 4015081043941 |  | 204 | IAB | 1
274115 | EASY719-AC-RC | 274115 | Easy719, 230VAC, iesiri releu | 62 | cerere oferta | S | 1 | 6 | 1 | 0.273 | KG | 58X108X90 | 4015082741150 |  | 204 | IAB | 1
104583 | EASY719-AC-RC10 | 104583 | Easy719, 230VAC, iesiri releu | 62 | cerere oferta | S | 1 | 6 | 1 | 0.36 | KG | 60X108X90 | 4015081043958 |  | 204 | IAB | 1
274116 | EASY719-AC-RCX | 274116 | Easy719, 230VAC, iesiri releu, fara disp | 62 | cerere oferta | S | 1 | 6 | 1 | 0.249 | KG | 57X108X90 | 4015082741167 |  | 204 | IAB | 1
104584 | EASY719-AC-RCX10 | 104584 | Easy719, 230VAC, iesiri releu, fara disp | 62 | cerere oferta | S | 1 | 6 | 1 | 0.36 | KG | 60X108X90 | 4015081043965 |  | 204 | IAB | 1
274117 | EASY719-DA-RC | 274117 | Easy719, 12VDC, iesiri releu | 62 | cerere oferta | S | 1 | 6 | 1 | 0.269 | KG | 58X108X90 | 4015082741174 |  | 204 | IAB | 1
104585 | EASY719-DA-RC10 | 104585 | Easy719, 12VDC, iesiri releu | 62 | cerere oferta | S | 1 | 6 | 1 | 0.36 | KG | 60X108X90 | 4015081043972 |  | 204 | IAB | 1
274118 | EASY719-DA-RCX | 274118 | Easy719, 12VDC, iesiri releu, fara displ | 62 | cerere oferta | S | 1 | 6 | 1 | 0.241 | KG | 57X108X90 | 4015082741181 |  | 204 | IAB | 1
104586 | EASY719-DA-RCX10 | 104586 | Easy719, 12VDC, iesiri releu, fara displ | 62 | cerere oferta | S | 1 | 6 | 1 | 0.36 | KG | 60X108X90 | 4015081043989 |  | 204 | IAB | 1
274119 | EASY719-DC-RC | 274119 | Easy719, 24VDC, iesiri releu | 62 | cerere oferta | S | 1 | 6 | 1 | 0.266 | KG | 58X108X90 | 4015082741198 |  | 204 | IAB | 1
104587 | EASY719-DC-RC10 | 104587 | Easy719, 24VDC, iesiri releu | 62 | cerere oferta | S | 1 | 6 | 1 | 0.288 | KG | 60X108X90 | 4015081043996 |  | 204 | IAB | 1
274120 | EASY719-DC-RCX | 274120 | Easy719, 24VDC, iesiri releu, fara displ | 62 | cerere oferta | S | 1 | 6 | 1 | 0.238 | KG | 57X108X90 | 4015082741204 |  | 204 | IAB | 1
104588 | EASY719-DC-RCX10 | 104588 | Easy719, 24VDC, iesiri releu, fara displ | 62 | cerere oferta | S | 1 | 6 | 1 | 0.36 | KG | 60X108X90 | 4015081044009 |  | 204 | IAB | 1
274121 | EASY721-DC-TC | 274121 | Easy719, 24VDC, iesiri tranzistor | 62 | cerere oferta | S | 1 | 6 | 1 | 0.213 | KG | 58X108X90 | 4015082741211 |  | 204 | IAB | 1
104589 | EASY721-DC-TC10 | 104589 | Easy719, 24VDC, iesiri tranzistor | 62 | cerere oferta | S | 1 | 6 | 1 | 0.36 | KG | 60X108X90 | 4015081044016 |  | 204 | IAB | 1
274122 | EASY721-DC-TCX | 274122 | Easy719, 24VDC, iesiri tranzistor, fara | 62 | cerere oferta | S | 1 | 6 | 1 | 0.187 | KG | 57X108X90 | 4015082741228 |  | 204 | IAB | 1
104590 | EASY721-DC-TCX10 | 104590 | Easy719, 24VDC, iesiri tranzistor, fara | 62 | cerere oferta | S | 1 | 6 | 1 | 0.36 | KG | 60X108X90 | 4015081044023 |  | 204 | IAB | 1
167651 | EASY800-BLT-ADP | 167651 | Bluetooth, prg.adapter, easy800/MFD | 62 | cerere oferta | N | 1 | 1 | 1 | 0.012 | KG | 18X16X45 | 4015081641826 |  | 204 | IAB | 1
256278 | EASY800-DC-SIM | 256278 | Simulator 24VDC pentru EASY800 | 62 | cerere oferta | N | 1 | 5.4 | 1 | 0.203 | KG | 112X94X84 | 4015082562786 |  | 204 | IAB | 1
286079 | EASY800-MO-CAB | 286079 | Cablu modem Easy800/MFD | 62 | cerere oferta | S | 1 | 0.3 | 1 | 0.087 | KG | 2000X4X4 | 4015082860790 |  | 204 | IAB | 1
256277 | EASY800-PC-CAB | 256277 | Cablu RS232 programare Easy800/MFD | 62 | cerere oferta | S | 1 | 0.3 | 1 | 0.087 | KG | 2000X4X4 | 4015082562779 |  | 204 | IAB | 1
106408 | EASY800-USB-CAB | 106408 | Cablu USB programare Easy800/MFD | 62 | cerere oferta | S | 1 | 0.3 | 1 | 0.067 | KG | 2000X4X4 | 4015081061785 |  | 204 | IAB | 1
152901 | EASY802-DC-SWD | 152901 | Control relay, 24 V DC, SWD | 62 | cerere oferta | N | 1 | 2 | 1 | 0.174 | KG | 125X35X110 | 4015081499489 |  | 204 | IAB | 1
152902 | EASY806-DC-SWD | 152902 | Control relay,24 V DC,SWD,4I,2Q,easyNet | 62 | cerere oferta | N | 1 | 2 | 1 | 0.185 | KG | 125X35X110 | 4015081499496 |  | 204 | IAB | 1
256267 | EASY819-AC-RC | 256267 | Easy819, 230VAC, iesiri releu | 62 | cerere oferta | S | 1 | 6 | 1 | 0.377 | KG | 72X108X90 | 4015082562670 |  | 204 | IAB | 1
256268 | EASY819-AC-RCX | 256268 | Easy819, 230VAC, iesiri releu, fara disp | 62 | cerere oferta | S | 1 | 6 | 1 | 0.353 | KG | 71X108X90 | 4015082562687 |  | 204 | IAB | 1
256269 | EASY819-DC-RC | 256269 | Easy819, 24VDC, iesiri releu | 62 | cerere oferta | S | 1 | 6 | 1 | 0.367 | KG | 72X108X90 | 4015082562694 |  | 204 | IAB | 1
256270 | EASY819-DC-RCX | 256270 | Easy819, 24VDC, iesiri releu, fara displ | 62 | cerere oferta | S | 1 | 6 | 1 | 0.338 | KG | 71X108X90 | 4015082562700 |  | 204 | IAB | 1
256271 | EASY820-DC-RC | 256271 | Easy820, 24VDC, iesiri releu | 62 | cerere oferta | S | 1 | 6 | 1 | 0.372 | KG | 72X108X90 | 4015082562717 |  | 204 | IAB | 1
256272 | EASY820-DC-RCX | 256272 | Easy820, 24VDC, iesiri releu, fara displ | 62 | cerere oferta | S | 1 | 6 | 1 | 0.342 | KG | 71X108X90 | 4015082562724 |  | 204 | IAB | 1
256273 | EASY821-DC-TC | 256273 | Easy821, 24VDC, iesiri tranzistor | 62 | cerere oferta | S | 1 | 6 | 1 | 0.303 | KG | 72X108X90 | 4015082562731 |  | 204 | IAB | 1
256274 | EASY821-DC-TCX | 256274 | Easy821, 24VDC, iesiri tranzistor, fara | 62 | cerere oferta | S | 1 | 6 | 1 | 0.284 | KG | 71X108X90 | 4015082562748 |  | 204 | IAB | 1
256275 | EASY822-DC-TC | 256275 | Easy822, 24VDC, iesiri tranzistor | 62 | cerere oferta | S | 1 | 6 | 1 | 0.308 | KG | 72X108X90 | 4015082562755 |  | 204 | IAB | 1
256276 | EASY822-DC-TCX | 256276 | Easy821, 24VDC, iesiri tranzistor, fara | 62 | cerere oferta | S | 1 | 6 | 1 | 0.28 | KG | 71X108X90 | 4015082562762 |  | 204 | IAB | 1
257823 | EASY-COMBINATION-* | 257823 | EASY-Combination | 62 | cerere oferta | N | 1 | 0 | 1 | 0.308 | KG | 60X108X90 | 1001502 |  | 204 | IAB | 1
221607 | EASY-LINK-DS | 221607 | Cupla conexiune cu extensie | 62 | cerere oferta | S | 1 | 1.8 | 1 | 0.002 | KG | 12X30X9 | 4015082216078 |  | 204 | IAB | 1
212317 | EASY-M-16K | 212317 | Modul memorie Easy500/700, 16kb | 62 | cerere oferta | S | 1 | 1.5 | 1 | 0.001 | KG | 8X25X11 | 4015082123178 |  | 204 | IAB | 1
256279 | EASY-M-256K | 256279 | Modul memorie 256kb EASY800/MFD | 62 | cerere oferta | S | 1 | 1 | 1 | 0.008 | KG | 45X16X18 | 4015082562793 |  | 204 | IAB | 1
270884 | EASY-M-32K | 270884 | Modul memorie 32kb pentru EASY500/700 | 62 | cerere oferta | S | 1 | 1.5 | 1 | 0.001 | KG | 8X25X11 | 4015082708849 |  | 204 | IAB | 1
202408 | EASY-M-8K | 202408 | Modul memorie 8kb pentru EASY500/700 | 62 | cerere oferta | S | 1 | 1.5 | 1 | 0.001 | KG | 11X25X8 | 4015082024086 |  | 204 | IAB | 1
256285 | EASY-NT-150 | 256285 | Cablu 150 cm EasyNET-RJ45 | 62 | cerere oferta | S | 1 | 0.3 | 1 | 0.044 | KG | 1500X5X5 | 4015082562854 |  | 204 | IAB | 1
256283 | EASY-NT-30 | 256283 | Cablu 30 cm EasyNET-RJ45 | 62 | cerere oferta | S | 1 | 0.3 | 1 | 0.014 | KG | 300X5X5 | 4015082562830 |  | 204 | IAB | 1
256284 | EASY-NT-80 | 256284 | Cablu 80 cm EasyNET-RJ45 | 62 | cerere oferta | S | 1 | 0.3 | 1 | 0.027 | KG | 800X5X5 | 4015082562847 |  | 204 | IAB | 1
256286 | EASY-NT-CAB | 256286 | Cablu 100 m EasyNET-RJ45 | 62 | cerere oferta | S | 1 | 0.3 | 1 | 2.3 | KG | 100000X5X5 | 4015082562861 |  | 204 | IAB | 1
256281 | EASY-NT-R | 256281 | Rezistor terminator pentru EasyNet | 62 | cerere oferta | S | 2 | 0.8 | 1 | 0.004 | KG | 28X13X15 | 4015082562816 |  | 204 | IAB | 1
256280 | EASY-NT-RJ45 | 256280 | Conector RJ45 pentru EasyNet | 62 | cerere oferta | S | 10 | 0.8 | 1 | 0.002 | KG | 22X13X15 | 4015082562809 |  | 204 | IAB | 1
202409 | EASY-PC-CAB | 202409 | Cablu programare RS232 Easy500/700 | 62 | cerere oferta | S | 1 | 0.3 | 1 | 0.087 | KG | 2000X4X4 | 4015082024093 |  | 204 | IAB | 1
256282 | EASY-RJ45-TOOL | 256282 | Unealta sertizare EasyNET-RJ45 | 62 | cerere oferta | S | 1 | 4.5 | 1 | 0.75 | KG | 250X80X40 | 4015082562823 |  | 204 | IAB | 1
284545 | EASY-SOFT-BASIC | 284545 | EasySoft Basic Software dezvoltare | 62 | cerere oferta | S | 1 | 0 | 1 | 0.098 | KG | 190X135X15 | 4015082845452 |  | 204 | IAB | 1
266040 | EASY-SOFT-PRO | 266040 | EasySoft Pro Software dezvoltare | 62 | cerere oferta | S | 1 | 0 | 1 | 0.098 | KG | 190X135X15 | 4015082660406 |  | 204 | IAB | 1
107926 | EASY-USB-CAB | 107926 | Cablu programare USB Easy500/700 | 62 | cerere oferta | S | 1 | 0.3 | 1 | 0.066 | KG | 2000X4X4 | 4015081075812 |  | 204 | IAB | 1
5E1100iUSB | Eaton 5E 1100i USB | 5E1100iUSB | UPS Eaton 5E 1100i USB | 70 | cerere oferta | N | 1 |  | 1 | 9.22 | kg | 133x330x180 | 743172047595 |  | 5E | PQ | 1
5E1500iUSB | Eaton 5E 1500i USB | 5E1500iUSB | UPS Eaton 5E 1500i USB | 70 | cerere oferta | N | 1 |  | 1 | 10.46 | kg | 133x330x180 | 743172047601 |  | 5E | PQ | 1
5E2000iUSB | Eaton 5E 2000i USB | 5E2000iUSB | UPS Eaton 5E 2000i USB | 70 | cerere oferta | N | 1 |  | 1 | 10.46 | kg | 133x330x180 | 743172047618 |  | 5E | PQ | 1
5E500i | Eaton 5E 500i | 5E500i | UPS Eaton 5E 500i | 70 | cerere oferta | N | 1 |  | 1 | 3.66 | kg | 100x288x148 | 743172047557 |  | 5E | PQ | 1
5E650i | Eaton 5E 650i | 5E650i | UPS Eaton 5E 650i | 70 | cerere oferta | N | 1 |  | 1 | 4.6 | kg | 100x288x148 | 743172047564 |  | 5E | PQ | 1
5E650iUSB | Eaton 5E 650i USB | 5E650iUSB | UPS Eaton 5E 650i USB | 70 | cerere oferta | N | 1 |  | 1 | 4.64 | kg | 100x288x148 | 743172047571 |  | 5E | PQ | 1
5E650iUSBDIN | Eaton 5E 650i USB DIN | 5E650iUSBDIN | UPS Eaton 5E 650i USB DIN | 70 | cerere oferta | N | 1 |  | 1 | 4.64 | kg | 100x288x148 | 743172047632 |  | 5E | PQ | 1
5E850iUSB | Eaton 5E 850i USB | 5E850iUSB | UPS Eaton 5E 850i USB | 70 | cerere oferta | N | 1 |  | 1 | 5.16 | kg | 100x288x148 | 743172047588 |  | 5E | PQ | 1
5E850iUSBDIN | Eaton 5E 850i USB DIN | 5E850iUSBDIN | UPS Eaton 5E 850i USB DIN | 70 | cerere oferta | N | 1 |  | 1 | 4.86 | kg | 100x288x148 | 743172047649 |  | 5E | PQ | 1
9E10KI | Eaton 9E 10000i | 9E10KI | Eaton 9E 10000i | 70 | cerere oferta | N | 1 |  | 1 | 96.13 | KG | LWH 73X42X95 CM |  |  | 496 | PQ | 1
9E15Ki | Eaton 9E 15000i | 9E15Ki | UPS Eaton 9E 15000i | 70 | cerere oferta | N | 1 |  | 1 | 145.22 | kg | 350x706x815.5 | 743172067692 |  | 9E | PQ | 1
9E20Ki | Eaton 9E 20000i | 9E20Ki | UPS Eaton 9E 20000i | 70 | cerere oferta | N | 1 |  | 1 | 159.83 | kg | 350x706x815.5 | 743172067715 |  | 9E | PQ | 1
9E6KI | Eaton 9E 6000i | 9E6KI | Eaton 9E 6000i | 70 | cerere oferta | N | 1 |  | 1 | 78.73 | KG | LWH 40X73X95 CM |  |  | 496 | PQ | 1
9EEBM180 | Eaton 9E EBM 180V | 9EEBM180 | UPS Eaton 9E EBM 180V | 70 | cerere oferta | N | 1 |  | 1 | 105.49 | kg | 262.4x579.4x708.5 | 743172067739 |  | 9E | PQ | 1
9EEBM240 | Eaton 9E EBM 240V | 9EEBM240 | UPS Eaton 9E EBM 240V | 70 | cerere oferta | N | 1 |  | 1 | 131.94 | kg | 262.4x579.4x708.5 | 743172067746 |  | 9E | PQ | 1
232284 | EB-Z/SE/01/03 | 232284 | Cutie de exterior pentru senzor de tempe | 91 | cerere oferta | N | 1 | 0 | 1 | 0.059 | KG | 0X0X0 | 4015082322847 |  | 612 | PDC | 1
232283 | EB-Z/SE/01/04 | 232283 | Unitate de fixare senzor de temperatura | 91 | cerere oferta | N | 1 | 0 | 1 | 0.043 | KG | 0X0X0 | 4015082322830 |  | 612 | PDC | 1
107600 | EC4-COMBINATION-* | 107600 | EC4-Combination | 62 | cerere oferta | N | 1 | 6.9 | 1 | 0.001 | KG | 170X120X32 | 1005028 |  | 202 | IAB | 1
114296 | EC4E-221-6D4R1 | 114296 | Modul intrari-iesiri | 62 | cerere oferta | N | 1 | 0 | 1 | 0.16 | KG | 58X71 5X90 | 4015081136933 |  | 203 | IAB | 1
106397 | EC4P-221-MRAD1 | 106397 | PLC EC4, releu, display, analogice | 62 | cerere oferta | N | 1 | 0 | 1 | 0.374 | KG | 72X107 5X90 | 4015081061679 |  | 202 | IAB | 1
106398 | EC4P-221-MRAX1 | 106398 | PLC EC4, releu, fara display, analogice | 62 | cerere oferta | N | 1 | 0 | 1 | 0.352 | KG | 72X107 5X90 | 4015081061686 |  | 202 | IAB | 1
106393 | EC4P-221-MRXD1 | 106393 | PLC EC4, releu, display, fara analogice | 62 | cerere oferta | N | 1 | 0 | 1 | 0.374 | KG | 72X107 5X90 | 4015081061631 |  | 202 | IAB | 1
106394 | EC4P-221-MRXX1 | 106394 | PLC EC4, releu, fara display, fara analo | 62 | cerere oferta | N | 1 | 0 | 1 | 0.351 | KG | 72X107 5X90 | 4015081061648 |  | 202 | IAB | 1
106395 | EC4P-221-MTAD1 | 106395 | PLC EC4, tranzistor, display, analogice | 62 | cerere oferta | N | 1 | 0 | 1 | 0.312 | KG | 72X107 5X90 | 4015081061655 |  | 202 | IAB | 1
106396 | EC4P-221-MTAX1 | 106396 | PLC EC4, tranzistor, fara display, analo | 62 | cerere oferta | N | 1 | 0 | 1 | 0.29 | KG | 72X107 5X90 | 4015081061662 |  | 202 | IAB | 1
106391 | EC4P-221-MTXD1 | 106391 | PLC EC4, tranzistor, display, fara analo | 62 | cerere oferta | N | 1 | 0 | 1 | 0.31 | KG | 72X107 5X90 | 4015081061617 |  | 202 | IAB | 1
106392 | EC4P-221-MTXX1 | 106392 | PLC EC4, tranzistor,fara display, fara a | 62 | cerere oferta | N | 1 | 0 | 1 | 0.289 | KG | 72X107 5X90 | 4015081061624 |  | 202 | IAB | 1
109061 | EC4P-221-MTXX1-001 | 109061 | PLC EC4, tranzistor,fara display, fara a | 62 | cerere oferta | N | 1 | 6 | 1 | 0.43 | KG | 70X108X90 | 4015081086818 |  | 202 | IAB | 1
106405 | EC4P-222-MRAD1 | 106405 | PLC EC4, releu, display, analogice, ethe | 62 | cerere oferta | N | 1 | 0 | 1 | 0.38 | KG | 72X107 5X90 | 4015081061754 |  | 202 | IAB | 1
106406 | EC4P-222-MRAX1 | 106406 | PLC EC4, releu, fara display, analogice, | 62 | cerere oferta | N | 1 | 0 | 1 | 0.358 | KG | 72X107 5X90 | 4015081061761 |  | 202 | IAB | 1
106401 | EC4P-222-MRXD1 | 106401 | 24 VDC,Can,Ethernet,12I,6relay,displ. | 82 | cerere oferta | N | 1 | 0 | 1 | 0.374 | KG | 72X107 5X90 | 4015081061716 |  | 202 | IAB | 1
106402 | EC4P-222-MRXX1 | 106402 | 24 VDC,Can,Ethernet,12I,6relay | 62 | cerere oferta | N | 1 | 0 | 1 | 0.351 | KG | 72X107 5X90 | 4015081061723 |  | 202 | IAB | 1
106403 | EC4P-222-MTAD1 | 106403 | PLC EC4, tranzistor, display, analogice, | 62 | cerere oferta | N | 1 | 0 | 1 | 0.314 | KG | 72X107 5X90 | 4015081061730 |  | 202 | IAB | 1
106404 | EC4P-222-MTAX1 | 106404 | PLC EC4, tranzistor, fara display, analo | 62 | cerere oferta | N | 1 | 0 | 1 | 0.292 | KG | 72X107 5X90 | 4015081061747 |  | 202 | IAB | 1
106399 | EC4P-222-MTXD1 | 106399 | 24 VDC,Can,Ethernet,12I,8trans.,displ. | 62 | cerere oferta | S | 1 | 0 | 1 | 0.314 | KG | 72X107 5X90 | 4015081061693 |  | 202 | IAB | 1
106400 | EC4P-222-MTXX1 | 106400 | 24 VDC,Can,Ethernet,12I,8transistor | 82 | cerere oferta | S | 1 | 0 | 1 | 0.292 | KG | 72X107 5X90 | 4015081061709 |  | 202 | IAB | 1
106410 | EC4P-BOX-221-MTXD | 106410 | Cutie demo EC4 | 62 | cerere oferta | N | 1 | 11.5 | 1 | 0.75 | KG | 255X200X115 | 4015081061808 |  | 202 | IAB | 1
ROALF000000059 | ECSEM 121 MID (Modbus) 1-ph, 80 A | ROALF000000059 | ECSEM 121 MID (Modbus) 1-ph, 80 A | 70 | cerere oferta | N | 1 | 0 | 1 | 1 | KG | 0 001X0 001X0 001 | 9008790593826 |  | 393 | ICD | 1
ROALF000000060 | ECSEM 68 MID (Modbus) 3-ph, CT#/5 A | ROALF000000060 | ECSEM 68 MID (Modbus) 3-ph, CT#/5 A | 70 | cerere oferta | N | 1 | 0 | 1 | 1 | KG | 0 001X0 001X0 001 | 9008790593833 |  | 393 | ICD | 1
ROALF000000061 | ECSEM 76 MID (Modbus) 3-ph, 80 A | ROALF000000061 | ECSEM 76 MID (Modbus) 3-ph, 80 A | 70 | cerere oferta | N | 1 | 0 | 1 | 1 | KG | 0 001X0 001X0 001 | 9008790593840 |  | 393 | ICD | 1
ROALF000000062 | ECSEM-67MID-14.01.317 Contor trifazat | ROALF000000062 | ECSEM-67MID-14.01.317 Contor trifazat | 70 | cerere oferta | N | 1 | 0 | 1 | 1 | KG | 0 001X0 001X0 001 | 9008790597558 |  | 393 | ICD | 1
EDX1000H | EDX1000H - EATON DX 1000VA ON LINE TOWER | EDX1000H | E Series DX 1000H | 70 | cerere oferta | N | 1 |  | 1 | 224 | KG |  | 3553340702013 |  | 524 | PQ | 1
EDX1000HXL | EDX1000HXL - EATON DX XL 1000VA T WITH B | EDX1000HXL | E Series DX 1000HXL | 70 | cerere oferta | N | 1 |  | 1 | 0.001 | KG |  | 3553340702020 |  | 524 | PQ | 1
EDX10KH | EDX10KH | EDX10KH | EDX10KH | 70 | cerere oferta | N | 1 |  | 1 | 93 | KG |  | 3553340702099 |  | 524 | PQ | 1
EDX10KHXL31 | EDX10KHXL31 | EDX10KHXL31 | EDX10KHXL31 | 70 | cerere oferta | N | 1 |  | 1 | 38 | KG | q | 3553340702112 |  | 524 | PQ | 1
EDX2000H | EDX2000H - EATON DX 2000VA ON LINE TOWER | EDX2000H | E Series DX 2000H | 70 | cerere oferta | N | 1 |  | 1 | 34.5 | KG |  | 3553340702037 |  | 524 | PQ | 1
EDX2000HXL | EDX2000HXL - EATON DX XL 2000VA T WITH B | EDX2000HXL | E Series DX 2000HXL | 70 | cerere oferta | N | 1 |  | 1 | 0.001 | KG |  | 3553340702044 |  | 524 | PQ | 1
EDX20K4EB | EDX20K4EB - Eaton E Series DX 400V 20kVA | EDX20K4EB | Eaton E Series DX 400V 20KVA B | 70 | cerere oferta | N | 1 |  | 1 | 120 | KG |  |  |  | 524 | PQ | 1
EDX3000H | EDX3000H - EATON DX 3000VA ON LINE TOWER | EDX3000H | E Series DX 3000H | 70 | cerere oferta | N | 1 |  | 1 | 42.6 | KG |  | 3553340702051 |  | 524 | PQ | 1
EDX3000HXL | EDX3000HXL - EATON DX XL 3000VA T WITH B | EDX3000HXL | E Series DX 3000HXL | 70 | cerere oferta | N | 1 |  | 1 | 192 | KG |  | 3553340702068 |  | 524 | PQ | 1
EDX30K4EB | EDX30K4EB - Eaton E Series DX 400V 30kVA | EDX30K4EB | Eaton E Series DX 400V 30KVA B | 70 | cerere oferta | N | 1 |  | 1 | 195 | KG |  |  |  | 524 | PQ | 1
EDX6000H | EDX6000H | EDX6000H | EDX6000H | 70 | cerere oferta | N | 1 |  | 1 | 85 | KG |  | 3553340702075 |  | 524 | PQ | 1
EDX6000HXL | EDX6000HXL - EATON DX XL 6000VA T WITH B | EDX6000HXL | E Series DX 6000HXL | 70 | cerere oferta | N | 1 |  | 1 | 35 | KG |  | 3553340702082 |  | 524 | PQ | 1
226102 | EEB1 | 226102 | Inrush current limiter, 1-phase | 32 | cerere oferta | N | 1 | 0 | 1 | 0.1 | KG | 15X20X50 | 4015082261023 |  | 306 | ICD | 1
226104 | EEB2 | 226104 | Inrush current limiter, 1-phase | 32 | cerere oferta | N | 1 | 0 | 1 | 0.1 | KG | 15X20X50 | 4015082261047 |  | 306 | ICD | 1
226106 | EEB3 | 226106 | Inrush current limiter, 1-phase | 32 | cerere oferta | N | 1 | 0 | 1 | 0.1 | KG | 15X20X50 | 4015082261061 |  | 306 | ICD | 1
275418 | EGM-4 | 275418 | Slide Nut | 85 | cerere oferta | N | 1 | 0 | 1 | 0.03 | KG | 40X73X83 | 4015082754181 |  | 273 | PDC | 1
275419 | EGM-5 | 275419 | Slide Nut | 85 | cerere oferta | N | 1 | 0 | 1 | 0.05 | KG | 40X73X83 | 4015082754198 |  | 273 | PDC | 1
275417 | EGM-F | 275417 | Fixing Cage f. Slide Nut | 85 | cerere oferta | N | 1 | 1 | 1 | 0.04 | KG | 40X90X120 | 4015082754174 |  | 273 | PDC | 1
O-LEDUS16 | EM. LIGHT. CRONUS 16LEDs M 2H | O-LEDUS16 | Aparat de Iluminat de Siguranta LED Aplicabilitate indicator de securitate Montaj aplicat pe perete Carcasa & dispersor ABS, IP40, Dimensiuni (mm): 345x133x63; Sursa 16x LED 2W, 85Lm Alimentare 230V AC Functionare permanent/nepermanent, Baterie NiCd, Autonomie 120 min Set universal pictograme indicare evacuare 22M Produs de Cooper Industries Romania SRL | 732 | cerere oferta | N | 1 | 0 | 1 | 0.76 | Kg | 345X135X65 | 5205050901047 |  | EML | Safety | 1
O-LEDUS16-3H | EM. LIGHT. CRONUS 16LEDs M 3H | O-LEDUS16-3H | Aparat de Iluminat de Siguranta LED Aplicabilitate indicator de securitate Montaj aplicat pe perete Carcasa & dispersor ABS, IP40, Dimensiuni (mm): 345x133x63; Sursa 16x LED 2W, 85Lm Alimentare 230V AC Functionare permanent/nepermanent, Baterie NiCd, Autonomie 180 min Set universal pictograme indicare evacuare 22M Produs de Cooper Industries Romania SRL | 732 | cerere oferta | N | 1 | 0 | 1 | 0,1 | Kg | 001x001x001 |  |  | EML | Safety | 1
O-LEDUS8 | EM. LIGHT. CRONUS 8LEDs M 2H | O-LEDUS8 | Aparat de Iluminat de Siguranta LED Aplicabilitate indicator de securitate Montaj aplicat pe perete Carcasa & dispersor ABS, IP42, Dimensiuni (mm): 260x100x48; Sursa 8x LED 1W, 55Lm Alimentare 230V AC Functionare permanent/nepermanent, Baterie NiCd, Autonomie 120 min Set universal pictograme indicare evacuare 15M Produs de Cooper Industries Romania SRL | 732 | cerere oferta | N | 1 | 0 | 1 | 0.48 | Kg | 260X110X50 | 5205050900545 |  | EML | Safety | 1
O-LEDUS8-3H | EM. LIGHT. CRONUS 8LEDs M 3H | O-LEDUS8-3H | Aparat de Iluminat de Siguranta LED Aplicabilitate indicator de securitate Montaj aplicat pe perete Carcasa & dispersor ABS, IP42, Dimensiuni (mm): 260x100x48; Sursa 8x LED 1W, 55Lm Alimentare 230V AC Functionare permanent/nepermanent, Baterie NiCd, Autonomie 180 min Set universal pictograme indicare evacuare Produs de Cooper Industries Romania SRL | 732 | cerere oferta | N | 1 | 0 | 1 | 0.5 | Kg | 260X110X50 | 5205050902037 |  | EML | Safety | 1
O-EL6 | Em.Light Cronus 6W NM 1.5H | O-EL6 | Aparat de Iluminat de Siguranta Fluorescent Aplicabilitate indicator de securitate Montaj aplicat pe perete Carcasa & dispersor ABS, IP42, Dimensiuni (mm): 260x100x48; Sursa Fluo TL5 1x6W, 50 Lm Alimentare 230V AC Functionare nepermanenta, Baterie NiCd, Autonomie 90 min Set universal pictograme indicare evacuare 15M Produs de Cooper Industries Romania SRL | 732 | cerere oferta | N | 1 | 0 | 1 | 0.48 | Kg | 260X110X50 | 5205050181012 |  | EML | Safety | 1
O-EL6-3H | Em.Light Cronus 6W NM 3H | O-EL6-3H | Aparat de Iluminat de Siguranta Fluorescent Aplicabilitate indicator de securitate Montaj aplicat pe perete Carcasa & dispersor ABS, IP42, Dimensiuni (mm): 260x100x48; Sursa Fluo TL5 1x6W, 50 Lm Alimentare 230V AC Functionare nepermanenta, Baterie NiCd, Autonomie 180 min Set universal pictograme indicare evacuare 15M Produs de Cooper Industries Romania SRL | 732 | cerere oferta | N | 1 | 0 | 1 | 0.62 | Kg | 260X110X50 | 5205050182019 |  | EML | Safety | 1
O-EL8M | Em.Light Cronus 8W M 1.5H | O-EL8M | Aparat de Iluminat de Siguranta Fluorescent Aplicabilitate indicator de securitate &ambiental Montaj aplicat pe perete Carcasa & dispersor ABS, IP40, Dimensiuni (mm): 345x133x63 mm; Sursa Fluo TL5 1x8W, 280/100 Lm Alimentare 230V AC Functionare permanenta, Baterie NiCd, Autonomie 90 min Set universal pictograme indicare evacuare 22M Produs de Cooper Industries Romania SRL | 732 | cerere oferta | N | 1 | 0 | 1 | 0.79 | Kg | 345X135X65 | 5205050295719 |  | EML | Safety | 1
O-EL8M-3H | Em.Light Cronus 8W M 3H | O-EL8M-3H | Aparat de Iluminat de Siguranta Fluorescent Aplicabilitate indicator de securitate &ambiental Montaj aplicat pe perete Carcasa & dispersor ABS, IP40, Dimensiuni (mm): 345x133x63 mm; Sursa Fluo TL5 1x8W, 280/100 Lm Alimentare 230V AC Functionare permanenta, Baterie NiCd, Autonomie 180 min Set universal pictograme indicare evacuare 22M Produs de Cooper Industries Romania SRL | 732 | cerere oferta | N | 1 | 0 | 1 | 0.92 | Kg | 345X135X65 | 5205050296716 |  | EML | Safety | 1
O-EL8 | Em.Light Cronus 8W NM 1.5H | O-EL8 | Aparat de Iluminat de Siguranta Fluorescent Aplicabilitate indicator de securitate & ambiental Montaj aplicat pe perete Carcasa & dispersor ABS, IP40, Dimensiuni (mm): 345x133x63 mm; Sursa Fluo TL5 1x8W, 100 Lm Alimentare 230V AC Functionare nepermanenta, Baterie NiCd, Autonomie 90 min Set universal pictograme indicare evacuare 22M Produs de Cooper Industries Romania SRL | 732 | cerere oferta | N | 1 | 0 | 1 | 0.72 | Kg | 345X135X65 | 5205050295214 |  | EML | Safety | 1
O-EL8-3H | Em.Light Cronus 8W NM 3H | O-EL8-3H | Aparat de Iluminat de Siguranta Fluorescent Aplicabilitate indicator de securitate &ambiental Montaj aplicat pe perete Carcasa & dispersor ABS, IP40, Dimensiuni (mm): 345x133x63 mm; Sursa Fluo TL5 1x8W, 115 Lm Alimentare 230V AC Functionare nepermanenta, Baterie NiCd, Autonomie 180 min Set universal pictograme indicare evacuare 22M Produs de Cooper Industries Romania SRL | 732 | cerere oferta | N | 1 | 0 | 1 | 0.86 | Kg | 345X135X65 | 5205050296518 |  | EML | Safety | 1
O-EL8SU | Em.Light Cronus 8W SU 1.5H | O-EL8SU | Aparat de Iluminat de Siguranta Fluorescent Aplicabilitate indicator de securitate &ambiental Montaj aplicat pe perete Carcasa & dispersor ABS, IP40, Dimensiuni (mm): 345x133x63 mm; Sursa Fluo TL5 2x8W, 280/85 Lm Alimentare 230V AC Functionare permanenta 1x8W, Baterie NiCd, Autonomie 90 min Set universal pictograme indicare evacuare 22M Produs de Cooper Industries Romania SRL | 732 | cerere oferta | N | 1 | 0 | 1 | 0.81 | Kg | 345X135X65 | 5205050295818 |  | EML | Safety | 1
O-EL8SU-3H | Em.Light Cronus 8W SU 3H | O-EL8SU-3H | Aparat de Iluminat de Siguranta Fluorescent Aplicabilitate indicator de securitate &ambiental Montaj aplicat pe perete Carcasa & dispersor ABS, IP40, Dimensiuni (mm): 345x133x63 mm; Sursa Fluo TL5 2x8W, 280/80 Lm Alimentare 230V AC Functionare permanenta 1x8W, Baterie NiCd, Autonomie 180 min Set universal pictograme indicare evacuare 22M Produs de Cooper Industries Romania SRL | 732 | cerere oferta | N | 1 | 0 | 1 | 0.95 | Kg | 345X135X65 | 5205050296617 |  | EML | Safety | 1
O-EL5 | Em.Light Cronus5 6W NM 90min | O-EL5 | Aparat de Iluminat de Siguranta Fluorescent Aplicabilitate indicator de securitate Montaj aplicat pe perete Carcasa & dispersor opal ABS, IP42, Dimensiuni (mm): 260x100x48; Sursa Fluo TL5 1x6W, 50 Lm Alimentare 230V AC Functionare nepermanenta, Baterie NiCd, Autonomie 90 min Set universal pictograme indicare evacuare 15M Produs de Cooper Industries Romania SRL | 732 | cerere oferta | N | 1 | 0 | 1 | 0.48 | Kg | 260X110X50 | 5205050300215 |  | EML | Safety | 1
O-EL65-LED-3H | Em.Light Star65 16LEDs M 3H | O-EL65-LED-3H | Aparat de Iluminat de Siguranta LED Aplicabilitate indicator de securitate &ambiental Montaj aplicat pe perete Carcasa & dispersor ABS, IP65, Dimensiuni (mm): 365x170x51 mm; Sursa LED, 90 Lm Alimentare 230V AC Functionare permanenta/nepermanenta Baterie NiCd, Autonomie 180 min, Set universal pictograme indicare evacuare 30M Produs de Cooper Industries Romania SRL | 732 | cerere oferta | N | 1 | 0 | 1 | 1.15 | Kg | 378X170X53 | 5205050903430 |  | EML | Safety | 1
O-EL65-LED | Em.Light Star65 16LEDs M 90min | O-EL65-LED | Aparat de Iluminat de Siguranta LED Aplicabilitate indicator de securitate &ambiental Montaj aplicat pe perete Carcasa & dispersor ABS, IP65, Dimensiuni (mm): 365x170x51 mm; Sursa LED, 90 Lm Alimentare 230V AC Functionare permanenta/nepermanenta Baterie NiCd, Autonomie 90 min, Set universal pictograme indicare evacuare 30M Produs de Cooper Industries Romania SRL | 732 | cerere oferta | N | 1 | 0 | 1 | 1 | Kg | 378X170X53 | 5205050903577 |  | EML | Safety | 1
O-EL65M | Em.Light Star65 8W M 1.5H IP65 | O-EL65M | Aparat de Iluminat de Siguranta Fluorescent Aplicabilitate indicator de securitate &ambiental Montaj aplicat pe perete Carcasa & dispersor ABS, IP65, Dimensiuni (mm): 365x170x51 mm; Sursa Fluo TL5 1x8W, 240/80 Lm Alimentare 230V AC Functionare permanenta Baterie NiCd, Autonomie 90 min, Set universal pictograme indicare evacuare 30M Produs de Cooper Industries Romania SRL | 732 | cerere oferta | N | 1 | 0 | 1 | 1.02 | Kg | 378X170X53 | 5205050206012 |  | EML | Safety | 1
O-EL65M-AT | Em.Light Star65 8W M 1H AUT IP65 | O-EL65M-AT | Aparat de Iluminat de Siguranta Fluorescent Aplicabilitate indicator de securitate &ambiental Montaj aplicat pe perete Carcasa & dispersor ABS, IP65, Dimensiuni (mm): 365x170x51 mm; Sursa Fluo TL5 1x8W, 240/80 Lm Alimentare 230V AC Functionare permanenta Baterie NiCd, Autonomie 60 min, Autotest Set universal pictograme indicare evacuare 30M Produs de Cooper Industries Romania SRL | 732 | cerere oferta | N | 1 | 0 | 1 | 1.19 | Kg | 378X170X53 | 5205050258011 |  | EML | Safety | 1
O-EL65M-3H | Em.Light Star65 8W M 3H IP65 | O-EL65M-3H | Aparat de Iluminat de Siguranta Fluorescent Aplicabilitate indicator de securitate &ambiental Montaj aplicat pe perete Carcasa & dispersor ABS, IP65, Dimensiuni (mm): 365x170x51 mm; Sursa Fluo TL5 1x8W, 240/80 Lm Alimentare 230V AC Functionare permanenta Baterie NiCd, Autonomie 180 min, Set universal pictograme indicare evacuare 30M Produs de Cooper Industries Romania SRL | 732 | cerere oferta | N | 1 | 0 | 1 | 1.3 | Kg | 378X170X53 | 5205050216011 |  | EML | Safety | 1
O-EL65 | Em.Light Star65 8W NM 1.5H IP65 | O-EL65 | Aparat de Iluminat de Siguranta Fluorescent Aplicabilitate indicator de securitate &ambiental Montaj aplicat pe perete Carcasa & dispersor ABS, IP65, Dimensiuni (mm): 365x170x51 mm; Sursa Fluo TL5 1x8W, 90 Lm Alimentare 230V AC Functionare nepermanenta Baterie NiCd, Autonomie 90 min, Set universal pictograme indicare evacuare 30M Produs de Cooper Industries Romania SRL | 732 | cerere oferta | N | 1 | 0 | 1 | 0.96 | Kg | 378X170X53 | 5205050230017 |  | EML | Safety | 1
O-EL65-AT | Em.Light Star65 8W NM 1H AUT IP65 | O-EL65-AT | Aparat de Iluminat de Siguranta Fluorescent Aplicabilitate indicator de securitate &ambiental Montaj aplicat pe perete Carcasa & dispersor ABS, IP65, Dimensiuni (mm): 365x170x51 mm; Sursa Fluo TL5 1x8W, 90 Lm Alimentare 230V AC Functionare nepermanenta Baterie NiCd, Autonomie 60 min, Autotest Set universal pictograme indicare evacuare 30M Produs de Cooper Industries Romania SRL | 732 | cerere oferta | N | 1 | 0 | 1 | 1.22 | Kg | 378X170X53 | 5205050257014 |  | EML | Safety | 1
O-EL65-3H | Em.Light Star65 8W NM 3H IP65 | O-EL65-3H | Aparat de Iluminat de Siguranta Fluorescent Aplicabilitate indicator de securitate &ambiental Montaj aplicat pe perete Carcasa & dispersor ABS, IP65, Dimensiuni (mm): 365x170x51 mm; Sursa Fluo TL5 1x8W, 90 Lm Alimentare 230V AC Functionare nepermanenta Baterie NiCd, Autonomie 180 min, Set universal pictograme indicare evacuare 30M Produs de Cooper Industries Romania SRL | 732 | cerere oferta | N | 1 | 0 | 1 | 1.12 | Kg | 378X170X53 | 5205050231014 |  | EML | Safety | 1
2293 | EM4-CI | 2293 | BT ASSEMBLY PARTS | 94 | cerere oferta | S | 100 | 0 | 1 | 0.001 | KG | 75X68X65 | 4015080022930 |  | 277 | PDC | 1
2294 | EM5-CI | 2294 | BT ASSEMBLY PARTS | 94 | cerere oferta | S | 100 | 0 | 1 | 0.003 | KG | 8X10X0 | 4015080022947 |  | 277 | PDC | 1
2295 | EM6-CI | 2295 | BT ASSEMBLY PARTS | 94 | cerere oferta | S | 100 | 0 | 1 | 0.003 | KG | 8X11X0 | 4015080022954 |  | 277 | PDC | 1
167423 | EMA20 | 167423 | Amperemeter 20A | 73 | cerere oferta | N | 1 | 0 | 1 | 0.21 | KG | 90X36X64 | 4015081639168 |  | 661 | PDC | 1
144556 | EMA68 | 144556 | Keypad cover | 49 | cerere oferta | N | 1 | 0 | 1 | 0.129 | KG | 190 5X107 95X107 95 | 4015081410668 |  | 699 | ICD | 1
144557 | EMA69A | 144557 | DIM cable 1m | 49 | cerere oferta | N | 1 | 0 | 1 | 0.323 | KG | 254X146 05X120 65 | 4015081410675 |  | 699 | ICD | 1
144558 | EMA69B | 144558 | DIM cable, 1.5m | 49 | cerere oferta | N | 1 | 0 | 1 | 0.345 | KG | 254X146 05X120 65 | 4015081410682 |  | 699 | ICD | 1
144559 | EMA69C | 144559 | DIM cable, 2.4m | 49 | cerere oferta | N | 1 | 0 | 1 | 0.366 | KG | 254X146 05X120 65 | 4015081410699 |  | 699 | ICD | 1
144560 | EMA69D | 144560 | DIM cable, 3.3m | 49 | cerere oferta | N | 1 | 0 | 1 | 0.388 | KG | 254X146 05X120 65 | 4015081410705 |  | 699 | ICD | 1
144346 | EMA71 | 144346 | Control User Interface with status LED | 49 | cerere oferta | N | 1 | 0 | 1 | 0.431 | KG | 25 4X25 4X25 4 | 4015081408566 |  | 699 | ICD | 1
144347 | EMA72 | 144347 | Control User Interface, with status LED+ | 49 | cerere oferta | N | 1 | 0 | 1 | 0.151 | KG | 190 5X114 3X114 3 | 4015081408573 |  | 699 | ICD | 1
144561 | EMA75 | 144561 | Soft starter S8x1+,control term. block | 49 | cerere oferta | N | 1 | 0 | 1 | 0.129 | KG | 190 5X107 95X107 95 | 4015081410712 |  | 699 | ICD | 1
144571 | EMA75L | 144571 | Softstarter, options | 49 | cerere oferta | N | 1 | 0 | 1 | 46.539 | KG | 477 52X347 98X317 5 | 4015081410811 |  | 699 | ICD | 1
144570 | EMA91 | 144570 | Softstarter S8x1+, DIM | 49 | cerere oferta | N | 1 | 0 | 1 | 0.151 | KG | 190 5X114 3X114 3 | 4015081410804 |  | 699 | ICD | 1
167397 | EME1P32 | 167397 | Energymeter 1N 32A | 82 | cerere oferta | N | 1 | 1 | 1 | 0.08 | KG | 90X18X64 | 4015081638949 |  | 661 | PDC | 1
167416 | EME3P125MID | 167416 | EME3P125MID | 82 | cerere oferta | N | 1 |  | 1 | 0.625 | KG |  | 4015081639113 |  | 661 | PDC | 1
167409 | EME3P63BMODBUS | 167409 | Energymeter 3N63A MODBUS | 82 | cerere oferta | S | 1 | 4 | 1 | 0.337 | KG | 90X72X64 | 4015081639045 |  | 661 | PDC | 1
167413 | EME3P80 | 167413 | Energymeter 3N 80A | 82 | cerere oferta | N | 1 | 4 | 1 | 0.345 | KG | 90X72X64 | 4015081639083 |  | 661 | PDC | 1
167414 | EME3P80MID | 167414 | Energymeter 3N 80A MID | 82 | cerere oferta | N | 1 | 4 | 1 | 0.345 | KG | 90X72X64 | 4015081639090 |  | 661 | PDC | 1
167417 | EME3PCT | 167417 | Energymeter 3N 5A,CT | 82 | cerere oferta | S | 1 | 4 | 1 | 0.218 | KG | 90X72X64 | 4015081639120 |  | 661 | PDC | 1
167405 | EME3PCTB | 167405 | Energymeter Basic 3N 5A | 82 | cerere oferta | S | 1 | 4 | 1 | 0.218 | KG | 90X72X64 | 4015081639014 |  | 661 | PDC | 1
167420 | EMECMBUS | 167420 | Energymeter comm. module | 82 | cerere oferta | N | 1 | 1 | 1 | 0.039 | KG | 90X18X64 | 4015081639144 |  | 661 | PDC | 1
167421 | EMECMODB | 167421 | Energymeter comm. module | 82 | cerere oferta | S | 1 | 1 | 1 | 0.062 | KG | 90X18X64 | 4015081639151 |  | 661 | PDC | 1
O-S8M | EMERG. LIGHT SiRiOS 8W M 1h30 TB IN TL | O-S8M | Aparat de Iluminat de Siguranta Fluorescent Aplicabilitate indicator de securitate & ambiental Montaj aplicat pe perete/ aparent pe tavan Carcasa & dispersor policarbonat, IP42 / IP65 prin utilizare acc. O-S-IP Dimensiuni (mm): 359x168x56 mm; Sursa TL5 1x8W, 200/85Lm Alimentare 230V AC Functionare permanent, Baterie NiCd HT, Autonomie 90 min, Buton Test, Functie ECO Set universal pictograme indicare evacuare 30M Produs de Cooper Industries Romania SRL | 732 | cerere oferta | N | 1 | 0 | 1 | 1.095 | Kg | 360X170X58 | 5205050900330 |  | EML | Safety | 1
O-S8M-3H | EMERG. LIGHT SiRiOS 8W M 3h TB IN TL | O-S8M-3H | Aparat de Iluminat de Siguranta Fluorescent Aplicabilitate indicator de securitate & ambiental Montaj aplicat pe perete/ aparent pe tavan Carcasa & dispersor policarbonat, IP42 / IP65 prin utilizare acc. O-S-IP Dimensiuni (mm): 359x168x56 mm; Sursa TL5 8W, 200/85 Lm Alimentare 230V AC Functionare permanent, Baterie NiCd HT, Autonomie 180 min, Buton Test, Functie ECO Set universal pictograme indicare evacuare 30M Produs de Cooper Industries Romania SRL | 732 | cerere oferta | N | 1 | 0 | 1 | 1.051 | Kg | 360X170X58 | 5205050900361 |  | EML | Safety | 1
O-S8S | EMERG. LIGHT SiRiOS 8W SU 1h30 TB IN TL | O-S8S | Aparat de Iluminat de Siguranta Fluorescent Aplicabilitate indicator de securitate &ambiental Montaj aplicat pe perete Carcasa & dispersor policarbonat, IP42 / IP65 prin utilizare acc. O-S-IP Dimensiuni (mm): 359x168x56 mm; Sursa Fluo TL5 2x8W, 200/85 Lm Alimentare 230V AC Functionare permanenta 1x8W, Baterie NiCd, Autonomie 90 min, Buton Test, Functie ECO Set universal pictograme indicare evacuare 30M Produs de Cooper Industries Romania SRL | 732 | cerere oferta | N | 1 | 0 | 1 | 0.94 | Kg | 360X170X58 | 5205050900385 |  | EML | Safety | 1
O-S8S-3H | EMERG. LIGHT SiRiOS 8W SU 3h TB IN TL | O-S8S-3H | Aparat de Iluminat de Siguranta Fluorescent Aplicabilitate indicator de securitate &ambiental Montaj aplicat pe perete Carcasa & dispersor policarbonat IP42, Dimensiuni (mm): 359x168x56 mm; Sursa Fluo TL5 2x8W, 200/85 Lm Alimentare 230V AC Functionare permanenta 1x8W, Baterie NiCd, Autonomie 180 min, Buton Test, Functie ECO Set universal pictograme indicare evacuare 30M Produs de Cooper Industries Romania SRL | 732 | cerere oferta | N | 1 | 0 | 1 | 1.17 | Kg | 360X170X58 | 5205050900736 |  | EML | Safety | 1
O-S8 | EMERG. LIGHT SiRiOS 8W Ν 1h30 TB IN TL | O-S8 | Aparat de Iluminat de Siguranta Fluorescent Aplicabilitate indicator de securitate & ambiental Montaj aplicat pe perete/ aparent pe tavan Carcasa & dispersor policarbonat, IP42 / IP65 prin utilizare acc. O-S-IP Dimensiuni (mm): 359x168x56 mm; Sursa TL5 1x8W, 85Lm Alimentare 230V AC Functionare nepermanent, Baterie NiCd HT, Autonomie 90 min, Buton Test, Functie ECO Set universal pictograme indicare evacuare 30M Produs de Cooper Industries Romania SRL | 732 | cerere oferta | N | 1 | 0 | 1 | 0.851 | Kg | 360X170X58 | 5205050900507 |  | EML | Safety | 1
O-S8-3H | EMERG. LIGHT SiRiOS 8W Ν 3h TB IN TL | O-S8-3H | Aparat de Iluminat de Siguranta Fluorescent Aplicabilitate indicator de securitate & ambiental Montaj aplicat pe perete/ aparent pe tavan Carcasa & dispersor policarbonat, IP42 / IP65 prin utilizare acc. O-S-IP Dimensiuni (mm): 359x168x56 mm; Sursa TL5 1x8W, 85Lm Alimentare 230V AC Functionare nepermanent, Baterie NiCd HT, Autonomie 180 min, Buton Test, Functie ECO Set universal pictograme indicare evacuare 30M Produs de Cooper Industries Romania SRL | 732 | cerere oferta | N | 1 | 0 | 1 | 1.02 | Kg | 360X170X58 | 5205050900651 |  | EML | Safety | 1
127661 | EML22 | 127661 | S8x1+T/U, terminal block , 2x50mm˛ | 49 | cerere oferta | N | 1 | 0 | 1 | 1.836 | KG | 190 5X114 3X101 6 | 4015081250691 |  | 699 | ICD | 1
127662 | EML23 | 127662 | S8x1+T/U, terminal block , 1x240mm˛ | 49 | cerere oferta | N | 1 | 0 | 1 | 1.836 | KG | 190 5X114 3X101 6 | 4015081250707 |  | 699 | ICD | 1
127663 | EML24 | 127663 | S8x1+T/U, terminal block , 2x240mm˛ | 49 | cerere oferta | N | 1 | 0 | 1 | 1.836 | KG | 190 5X115 57X101 6 | 4015081250714 |  | 699 | ICD | 1
127664 | EML25 | 127664 | S8x1+T/U, terminal block , 1x150mm˛ | 49 | cerere oferta | N | 1 | 0 | 1 | 1.836 | KG | 191 77X114 3X101 6 | 4015081250721 |  | 699 | ICD | 1
127665 | EML26 | 127665 | S8x1+T/U, terminal block , 2x300mm˛ | 49 | cerere oferta | N | 1 | 0 | 1 | 1.836 | KG | 190 5X114 3X101 6 | 4015081250738 |  | 699 | ICD | 1
144549 | EML27 | 144549 | Softstarter, options | 49 | cerere oferta | N | 1 | 0 | 1 | 0.345 | KG | 307 34X127X78 74 | 4015081410590 |  | 699 | ICD | 1
127666 | EML28 | 127666 | S8x1+V, terminal block , 2x240mm˛ | 49 | cerere oferta | N | 1 | 0 | 1 | 1.836 | KG | 190 5X114 3X101 6 | 4015081250745 |  | 699 | ICD | 1
127667 | EML30 | 127667 | S8x1+V, terminal block , 4x240mm˛ | 49 | cerere oferta | N | 1 | 0 | 1 | 3.426 | KG | 190 5X115 57X101 6 | 4015081250752 |  | 699 | ICD | 1
127668 | EML32 | 127668 | S8x1+V, terminal block , 6x240mm˛ | 49 | cerere oferta | N | 1 | 0 | 1 | 0.431 | KG | 127X158 75X304 8 | 4015081250769 |  | 699 | ICD | 1
127669 | EML33 | 127669 | S8x1+V, terminal block , 4x150mm˛ | 49 | cerere oferta | N | 1 | 0 | 1 | 1.836 | KG | 190 5X114 3X101 6 | 4015081250776 |  | 699 | ICD | 1
144550 | EML34 | 144550 | LUG COVER KIT | 49 | cerere oferta | N | 1 | 0 | 1 | 0.431 | KG | 307 34X127X78 74 | 4015081410606 |  | 699 | ICD | 1
144551 | EML40 | 144551 | UNIVERSAL LUG KIT | 49 | cerere oferta | N | 1 | 0 | 1 | 6.679 | KG | 260 35X241 3X177 8 | 4015081410613 |  | 699 | ICD | 1
144552 | EML50 | 144552 | BUS INTERFACE KIT 1.75 MAX BUS | 49 | cerere oferta | N | 1 | 0 | 1 | 1.508 | KG | 190 5X107 95X107 95 | 4015081410620 |  | 699 | ICD | 1
144553 | EML51A | 144553 | BUS INTERFACE KIT 2.00 MAX BUS | 49 | cerere oferta | N | 1 | 0 | 1 | 2.629 | KG | 190 5X107 95X107 95 | 4015081410637 |  | 699 | ICD | 1
144554 | EML51B | 144554 | BUS INTERFACE KIT 3.00 MAX BUS | 49 | cerere oferta | N | 1 | 0 | 1 | 2.629 | KG | 190 5X107 95X107 95 | 4015081410644 |  | 699 | ICD | 1
144562 | EMM13N | 144562 | Soft starter S8x1+N, mounting plate | 49 | cerere oferta | N | 1 | 0 | 1 | 0.358 | KG | 304 8X95 25X50 8 | 4015081410729 |  | 699 | ICD | 1
144563 | EMM13R | 144563 | Soft starter S8x1+R, mounting plate | 49 | cerere oferta | N | 1 | 0 | 1 | 1.004 | KG | 330 2X152 4X50 8 | 4015081410736 |  | 699 | ICD | 1
144564 | EMM13T | 144564 | Soft starter S8x1+T, mounting plate | 49 | cerere oferta | N | 1 | 0 | 1 | 2.581 | KG | 482 6X215 9X50 8 | 4015081410743 |  | 699 | ICD | 1
144548 | EMM13U | 144548 | ADAPTER RETROFIT V-FRAME WITH U-FRAME | 49 | cerere oferta | N | 1 | 0 | 1 | 4.141 | KG | 558 8X304 8X76 2 | 4015081410583 |  | 699 | ICD | 1
144565 | EMM13V | 144565 | Soft starter S8x1+V, mounting plate | 49 | cerere oferta | N | 1 | 0 | 1 | 4.141 | KG | 558 8X304 8X76 2 | 4015081410750 |  | 699 | ICD | 1
144567 | EMM14N | 144567 | VIBRATION PLATES N FRAME | 49 | cerere oferta | N | 1 | 0 | 1 | 0.388 | KG | 304 8X95 25X50 8 | 4015081410774 |  | 699 | ICD | 1
144568 | EMM14R | 144568 | Vibration isolators | 49 | cerere oferta | N | 1 | 0 | 1 | 1.12 | KG | 330 2X152 4X50 8 | 4015081410781 |  | 699 | ICD | 1
144569 | EMM14T | 144569 | VIBRATION PLATES T FRAME | 49 | cerere oferta | N | 1 | 0 | 1 | 2.71 | KG | 482 6X215 9X50 8 | 4015081410798 |  | 699 | ICD | 1
144566 | EMM18 | 144566 | Soft starter S8x1+V, fan set | 49 | cerere oferta | N | 1 | 0 | 1 | 0.646 | KG | 127X38 1X165 1 | 4015081410767 |  | 699 | ICD | 1
221784 | EMR4-F500-2 | 221784 | Rel. de supraveghere succesiune faze | 56 | cerere oferta | S | 1 | 1.4 | 1 | 0.12 | KG | 110X23X78 | 4015082217846 |  | 384 | ICD | 1
106942 | EMR4-I1-1-A | 106942 | Rel. de supraveghere curent ,monofazat | 56 | cerere oferta | S | 1 | 1.4 | 1 | 0.143 | KG | 110X23X78 | 4015081067053 |  | 384 | ICD | 1
106943 | EMR4-I15-1-A | 106943 | Rel. de supraveghere curent ,monofazat | 56 | cerere oferta | S | 1 | 1.4 | 1 | 0.147 | KG | 110X23X78 | 4015081067060 |  | 384 | ICD | 1
106944 | EMR4-I15-1-B | 106944 | Rel. de supraveghere curent ,monofazat | 56 | cerere oferta | S | 1 | 1.4 | 1 | 0.174 | KG | 110X23X78 | 4015081067077 |  | 384 | ICD | 1
221789 | EMR4-N100-1-B | 221789 | Relee de nivel | 56 | cerere oferta | S | 1 | 1.4 | 1 | 0.153 | KG | 110X23X78 | 4015082217891 |  | 384 | ICD | 1
221791 | EMR4-N500-2-A | 221791 | Relee de nivel | 56 | cerere oferta | S | 1 | 2.5 | 1 | 0.203 | KG | 110X45X78 | 4015082217914 |  | 384 | ICD | 1
221790 | EMR4-N500-2-B | 221790 | Relee de nivel | 56 | cerere oferta | S | 1 | 2.5 | 1 | 0.283 | KG | 110X45X78 | 4015082217907 |  | 384 | ICD | 1
221795 | EMR4-PH22 | 221795 | Capac sigilabil pt. EMR4 22,5 mm | 56 | cerere oferta | S | 1 | 1.4 | 1 | 0.004 | KG | 20X23X78 | 4015082217952 |  | 384 | ICD | 1
221794 | EMR4-PH45 | 221794 | Capac sigilabil pt. EMR4 45 mm | 56 | cerere oferta | S | 1 | 2.5 | 1 | 0.006 | KG | 20X45X78 | 4015082217945 |  | 384 | ICD | 1
134230 | EMR5-A300-1-C | 134230 | Asymmetry monitoring relay | 56 | cerere oferta | S | 1 | 1.4 | 1 | 0.125 | KG | 78X23X100 | 4015081311002 |  | 384 | ICD | 1
134222 | EMR5-A400-1 | 134222 | Asymmetry monitoring relay | 56 | cerere oferta | S | 1 | 1.4 | 1 | 0.125 | KG | 78X23X100 | 4015081310920 |  | 384 | ICD | 1
134223 | EMR5-AW300-1-C | 134223 | Multifunctional phase monitoring relay | 56 | cerere oferta | S | 1 | 1.4 | 1 | 0.128 | KG | 78X23X100 | 4015081310937 |  | 384 | ICD | 1
134224 | EMR5-AW500-1-D | 134224 | Multifunctional phase monitoring relay | 56 | cerere oferta | S | 1 | 1.4 | 1 | 0.126 | KG | 78X23X100 | 4015081310944 |  | 384 | ICD | 1
134235 | EMR5-AWM580-2 | 134235 | Multifunctional phase monitoring relay | 56 | cerere oferta | S | 1 | 2.5 | 1 | 0.218 | KG | 78X45X100 | 4015081311057 |  | 384 | ICD | 1
134236 | EMR5-AWM720-2 | 134236 | Multifunctional phase monitoring relay | 56 | cerere oferta | N | 1 | 2.5 | 1 | 0.218 | KG | 78X45X100 | 4015081311064 |  | 384 | ICD | 1
134225 | EMR5-AWN170-1-E | 134225 | Multifunctional phase monitoring relay | 56 | cerere oferta | S | 1 | 1.4 | 1 | 0.141 | KG | 78X23X100 | 4015081310951 |  | 384 | ICD | 1
134226 | EMR5-AWN280-1-F | 134226 | Multifunctional phase monitoring relay | 56 | cerere oferta | S | 1 | 1.4 | 1 | 0.136 | KG | 78X23X100 | 4015081310968 |  | 384 | ICD | 1
134234 | EMR5-AWN500-1 | 134234 | Multifunctional phase monitoring relay | 56 | cerere oferta | N | 1 | 1.4 | 1 | 0.129 | KG | 78X23X100 | 4015081311040 |  | 384 | ICD | 1
153442 | EMR5-R250-1-A | 153442 | EMR5-R250-1-A | 56 | cerere oferta | N | 1 | 0 | 1 | 0.13 | KG | 100X23X78 | 4015081502110 |  | 384 | ICD | 1
153443 | EMR5-R400-1-A | 153443 | EMR5-R400-1-A | 56 | cerere oferta | N | 1 | 0 | 1 | 0.13 | KG | 100X23X78 | 4015081502127 |  | 384 | ICD | 1
153444 | EMR5-R400-2-A | 153444 | EMR5-R400-2-A | 56 | cerere oferta | N | 1 | 0 | 1 | 0.23 | KG | 110X45X78 | 4015081502134 |  | 384 | ICD | 1
153445 | EMR5-RC690 | 153445 | EMR5-RC690 | 56 | cerere oferta | N | 1 | 0 | 1 | 0.23 | KG | 110X45X78 | 4015081502141 |  | 384 | ICD | 1
134227 | EMR5-W300-1-C | 134227 | Phase monitor. relay over/undervoltage | 56 | cerere oferta | S | 1 | 1.4 | 1 | 0.127 | KG | 78X23X100 | 4015081310975 |  | 384 | ICD | 1
134228 | EMR5-W380-1 | 134228 | Phase monitor. relay over/undervoltage | 56 | cerere oferta | S | 1 | 1.4 | 1 | 0.125 | KG | 78X23X100 | 4015081310982 |  | 384 | ICD | 1
134229 | EMR5-W400-1 | 134229 | Phase monitor. relay over/undervoltage | 56 | cerere oferta | S | 1 | 1.4 | 1 | 0.124 | KG | 78X23X100 | 4015081310999 |  | 384 | ICD | 1
134221 | EMR5-W500-1-D | 134221 | Phase monitoring relay | 56 | cerere oferta | S | 1 | 1.4 | 1 | 0.126 | KG | 78X23X100 | 4015081310913 |  | 384 | ICD | 1
225271 | EMS20 | 225271 | Membrana M20 | 58 | cerere oferta | S | 25 | 0 | 1 | 0.028 | KG | 24X24X15 | 4015082252717 |  | 294 | ICD | 1
127671 | EMS39 | 127671 | Soft starter S8x1+, 600V MOV(All-Frames) | 49 | cerere oferta | N | 1 | 0 | 1 | 0.323 | KG | 196 85X114 3X107 95 | 4015081250790 |  | 699 | ICD | 1
127672 | EMS41 | 127672 | Soft starter, Opt., 690V MOV (T-Frame) | 49 | cerere oferta | N | 1 | 0 | 1 | 0.215 | KG | 190 5X107 95X107 95 | 4015081250806 |  | 699 | ICD | 1
170103 | EMS-DOS-T-2,4-24VDC | 170103 | DOL starter 2.4A, EMERGENCY STOP | 33 | cerere oferta | N | 1 | 8.9 | 1 | 0.3 | KG | 160X155X60 | 4015081666003 |  | 712 | ICD | 1
170104 | EMS-DOS-T-9-24VDC | 170104 | DOL starter 9A, EMERGENCY STOP | 33 | cerere oferta | N | 1 | 8.9 | 1 | 0.3 | KG | 160X155X60 | 4015081666010 |  | 712 | ICD | 1
170099 | EMS-DO-T-2,4-24VDC | 170099 | DOL starter 2.4A | 33 | cerere oferta | N | 1 | 8.9 | 1 | 0.3 | KG | 160X155X60 | 4015081665969 |  | 712 | ICD | 1
170100 | EMS-DO-T-9-24VDC | 170100 | DOL starter 9A | 33 | cerere oferta | N | 1 | 8.9 | 1 | 0.3 | KG | 160X155X60 | 4015081665976 |  | 712 | ICD | 1
170105 | EMS-ROS-T-2,4-24VDC | 170105 | Reversing starter 2.4A, EMERGENCY STOP | 33 | cerere oferta | N | 1 | 8.9 | 1 | 0.3 | KG | 160X155X60 | 4015081666027 |  | 712 | ICD | 1
169789 | EMS-ROS-T-9-24VDC | 169789 | Revers.starter 9A,emergency switch. off | 33 | cerere oferta | N | 1 | 8.9 | 1 | 0.3 | KG | 160X155X60 | 4015081662845 |  | 712 | ICD | 1
170101 | EMS-RO-T-2,4-24VDC | 170101 | Reversing starter 2.4A | 33 | cerere oferta | N | 1 | 8.9 | 1 | 0.3 | KG | 160X155X60 | 4015081665983 |  | 712 | ICD | 1
170102 | EMS-RO-T-9-24VDC | 170102 | Reversing starter 9A | 33 | cerere oferta | N | 1 | 8.9 | 1 | 0.3 | KG | 160X155X60 | 4015081665990 |  | 712 | ICD | 1
144555 | EMT40 | 144555 | Single Phase MOV Transient Protector | 49 | cerere oferta | N | 1 | 0 | 1 | 0.646 | KG | 190 5X107 95X107 95 | 4015081410651 |  | 699 | ICD | 1
66166 | EMT6 | 66166 | Releul cu termistor | 47 | cerere oferta | N | 1 | 0 | 1 | 0.128 | KG | 103X23X83 | 4015080661665 |  | 385 | ICD | 1
66400 | EMT6(230V) | 66400 | Releul cu termistor | 47 | cerere oferta | N | 1 | 0 | 1 | 0.153 | KG | 103X23X83 | 4015080664000 |  | 385 | ICD | 1
66167 | EMT6-DB | 66167 | Releul cu termistor | 47 | cerere oferta | N | 1 | 0 | 1 | 0.132 | KG | 103X23X83 | 4015080661672 |  | 385 | ICD | 1
66401 | EMT6-DB(230V) | 66401 | Releul cu termistor | 47 | cerere oferta | N | 1 | 0 | 1 | 0.156 | KG | 103X23X83 | 4015080664017 |  | 385 | ICD | 1
66168 | EMT6-DBK | 66168 | Releul cu termistor | 47 | cerere oferta | N | 1 | 0 | 1 | 0.134 | KG | 103X23X83 | 4015080661689 |  | 385 | ICD | 1
269470 | EMT6-K | 269470 | Releul cu termistor | 47 | cerere oferta | N | 1 | 0 | 1 | 0.13 | KG | 103X23X83 | 4015082694708 |  | 385 | ICD | 1
269471 | EMT6-KDB | 269471 | Releul cu termistor | 47 | cerere oferta | N | 1 | 0 | 1 | 0.132 | KG | 103X23X83 | 4015082694715 |  | 385 | ICD | 1
167422 | EMV600 | 167422 | Voltmeter 600V | 73 | cerere oferta | N | 1 | 0 | 1 | 0.2 | KG | 90X36X64 | 4015081639250 |  | 661 | PDC | 1
72906 | E-PKZ0 | 72906 | accesoriiE(Z)-PKZ0 | 33 | cerere oferta | S | 1 | 4.8 | 1 | 0.16 | KG | 97X84X129 | 4015080729068 |  | 293 | ICD | 1
281633 | E-PKZ01 | 281633 | cutie din material izolant ingropata | 35 | cerere oferta | S | 1 | 5 | 1 | 0.22 | KG | 115X90X129 | 4015082816339 |  | 293 | ICD | 1
281634 | E-PKZ01-G | 281634 | cutie din material izolant ingropata | 35 | cerere oferta | S | 1 | 5 | 1 | 0.238 | KG | 115X90X129 | 4015082816346 |  | 293 | ICD | 1
281637 | E-PKZ01-PVS | 281637 | cutie din material izolant ingropata | 35 | cerere oferta | S | 1 | 5 | 1 | 0.319 | KG | 115X90X129 | 4015082816377 |  | 293 | ICD | 1
281636 | E-PKZ01-PVT | 281636 | cutie din material izolant ingropata | 35 | cerere oferta | S | 1 | 5 | 1 | 0.319 | KG | 115X90X129 | 4015082816360 |  | 293 | ICD | 1
281635 | E-PKZ01-SVB | 281635 | cutie din material izolant ingropata | 35 | cerere oferta | S | 1 | 5 | 1 | 0.265 | KG | 115X90X129 | 4015082816353 |  | 293 | ICD | 1
281943 | E-PKZ01-SVB-V | 281943 | cutie din material izolant ingropata | 35 | cerere oferta | S | 1 | 5 | 1 | 0.264 | KG | 115X90X129 | 4015082819439 |  | 293 | ICD | 1
289935 | E-PKZ01-X | 289935 | Cutie pt.montaj incastrat | 57 | cerere oferta | S | 1 | 0 | 1 | 0.001 | KG | 80X100X75 | 4015082899356 |  | 293 | ICD | 1
72907 | E-PKZ0-G | 72907 | accesoriiE(Z)-PKZ0 | 33 | cerere oferta | S | 1 | 4.9 | 1 | 0.224 | KG | 125X85X129 | 4015080729075 |  | 293 | ICD | 1
72908 | E-PKZ0-GR | 72908 | accesoriiE(Z)-PKZ0 | 33 | cerere oferta | S | 1 | 4.9 | 1 | 0.224 | KG | 125X85X129 | 4015080729082 |  | 293 | ICD | 1
141863 | EPLHS-M4X16 | 141863 | Gwf screw M4X16,round head,style C,VZN | 106 | cerere oferta | N | 100 | 19 | 1 | 0.002 | KG | 0 001X0 001X0 001 | 4015081385959 |  | 336 | PDC | 1
ROCO0000000221 | EQ48-100/5-CO | ROCO0000000221 | 100/5A ammeter vert 48x48,Class 1.5 | 732 | cerere oferta | N | 1 | 0 | 1 | 1 | KG | 0 001X0 001X0 001 | 9008790223679 |  | 279 | PDC | 1
ROCO0000000213 | EQ48-10-5-CO | ROCO0000000213 | 10/5A ammeter hori 48x48,Class 1.5 | 732 | cerere oferta | N | 1 | 0 | 1 | 1 | KG | 0 001X0 001X0 001 | 9008790223594 |  | 279 | PDC | 1
ROCO0000000215 | EQ48-150/5-CO | ROCO0000000215 | 150/5A ammeter vert 48x48,Class 1.5 | 732 | cerere oferta | N | 1 | 0 | 1 | 1 | KG | 0 001X0 001X0 001 | 9008790223617 |  | 279 | PDC | 1
ROCO0000000217 | EQ48-20-5-CO | ROCO0000000217 | 20/5A ammeter hori 48x48,Class 1.5 | 732 | cerere oferta | N | 1 | 0 | 1 | 1 | KG | 0 001X0 001X0 001 | 9008790223631 |  | 279 | PDC | 1
ROCO0000000219 | EQ48-50-5-CO | ROCO0000000219 | 50/5A ammeter hori 48x48,Class 1.5 | 732 | cerere oferta | N | 1 | 0 | 1 | 1 | KG | 0 001X0 001X0 001 | 9008790223655 |  | 279 | PDC | 1
ROCO0000000202 | EQ72-1000-5-CO | ROCO0000000202 | 1000/5A ammet. vert 72x72,Class 1.5 | 732 | cerere oferta | N | 1 | 0 | 1 | 1 | KG | 0 001X0 001X0 001 | 9008790223488 |  | 279 | PDC | 1
ROCO0000000204 | EQ72-1250-5-CO | ROCO0000000204 | 1250/5A ammet. vert 72x72,Class 1.5 | 732 | cerere oferta | N | 1 | 0 | 1 | 1 | KG | 0 001X0 001X0 001 | 9008790223501 |  | 279 | PDC | 1
ROCO0000000206 | EQ72-1600-5-CO | ROCO0000000206 | 1600/5A ammet. vert 72x72,Class 1.5 | 732 | cerere oferta | N | 1 | 0 | 1 | 1 | KG | 0 001X0 001X0 001 | 9008790223525 |  | 279 | PDC | 1
ROCO0000000208 | EQ72-400-5-CO | ROCO0000000208 | 400/5A ammeter vert 72x72,Class 1.5 | 732 | cerere oferta | N | 1 | 0 | 1 | 1 | KG | 0 001X0 001X0 001 | 9008790223549 |  | 279 | PDC | 1
ROCO0000000210 | EQ72-500V-CO | ROCO0000000210 | 500V voltmeter vert 72x72,Class 1.5 | 732 | cerere oferta | N | 1 | 0 | 1 | 1 | KG | 0 001X0 001X0 001 | 9008790223563 |  | 279 | PDC | 1
ROCO0000000211 | EQ72-800-5-CO | ROCO0000000211 | 800/5A ammeter vert 72x72,Class 1.5 | 732 | cerere oferta | N | 1 | 0 | 1 | 1 | KG | 0 001X0 001X0 001 | 9008790223570 |  | 279 | PDC | 1
ROCO000058 | EQ72K-N/5A | ROCO000058 | EQ72K-N/5A | 732 | cerere oferta | N | 1 | 0 | 1 | 1 | KG | 0 001X0 001X0 001 | 9008790086137 |  | 279 | PDC | 1
ROCO0000000274 | EQ96K 200/1A | ROCO0000000274 | EQ96K 200/1A;SCALA 50% EXTINSA | 73 | cerere oferta | N | 1 | 0 | 1 | 1 | KG | 0 001X0 001X0 001 | 9008790420115 |  | 279 | PDC | 1
140245 | ERBIC-PB-CONNECTOR/OHNE-ABSCHL | 140245 | Profibus plug w/o terminating resistor | 6 | cerere oferta | N | 1 | 0 | 1 | 0.039 | KG | 65X50X30 | 7640130123076 |  | 203 | IAB | 1
140246 | ERBIC-PROFIBUS-DP/MIT-ABSCHLUSS | 140246 | Profibus plug w. terminating resistor | 6 | cerere oferta | N | 1 | 0 | 1 | 0.032 | KG | 65X50X30 | 7640130123106 |  | 203 | IAB | 1
65190 | ES16 | 65190 | Individual key | 67 | cerere oferta | N | 10 | 0 | 1 | 0.004 | KG | 30X14X5 | 4015080651901 |  | 388 | ICD | 1
30744 | ES16-BL | 30744 | Individual key | 67 | cerere oferta | N | 5 | 0 | 1 | 0.004 | KG | 5X30X14 | 4015080307440 |  | 388 | ICD | 1
30742 | ES16-GN | 30742 | Individual key | 67 | cerere oferta | N | 5 | 0 | 1 | 0.004 | KG | 5X30X14 | 4015080307426 |  | 388 | ICD | 1
30741 | ES16-RT | 30741 | Individual key | 67 | cerere oferta | N | 5 | 0 | 1 | 0.004 | KG | 5X30X14 | 4015080307419 |  | 388 | ICD | 1
30743 | ES16-WS | 30743 | Individual key | 67 | cerere oferta | N | 5 | 0 | 1 | 0.004 | KG | 5X30X14 | 4015080307433 |  | 388 | ICD | 1
111017 | ES4P-221-DMXD1 | 111017 | Easy Safety | 62 | cerere oferta | N | 1 | 6 | 1 | 0.344 | KG | 72X108X90 | 4015081105274 |  | 206 | IAB | 1
111016 | ES4P-221-DMXX1 | 111016 | Easy Safety | 62 | cerere oferta | N | 1 | 6 | 1 | 0.324 | KG | 72X108X90 | 4015081105267 |  | 206 | IAB | 1
111019 | ES4P-221-DRXD1 | 111019 | Easy Safety | 62 | cerere oferta | N | 1 | 6 | 1 | 0.385 | KG | 72X108X90 | 4015081105298 |  | 206 | IAB | 1
111018 | ES4P-221-DRXX1 | 111018 | Easy Safety | 62 | cerere oferta | N | 1 | 6 | 1 | 0.363 | KG | 72X108X90 | 4015081105281 |  | 206 | IAB | 1
115126 | ES4P-BOX-221-DMXD1 | 115126 | Easy Safety | 61 | cerere oferta | N | 1 | 0 | 1 | 0.511 | KG | 200X255X115 | 4015081145249 |  | 206 | IAB | 1
107068 | ES-BBS-3/FL | 107068 | Capac cap bara | 85 | cerere oferta | S | 10 | 0 | 1 | 0.019 | KG | 25X166X31 | 4015081069217 |  | 279 | PDC | 1
107164 | ES-BBS-3/PR | 107164 | ES-BBS-3/PR | 85 | cerere oferta | S | 4 | 0 | 1 | 0.047 | KG | 110X185X5 | 4015081069279 |  | 279 | PDC | 1
CN102749 | ESBR | CN102749 | EXCEDER SURFACE MOUNT WALL RED | 732 | cerere oferta | N | 1 | 0 | 1 | 0.1 | KG | NA | NA |  | Wheelock , UL Range | Fulleon | 1
231973 | ES-KMS(*)-T0 | 231973 | Individual key KMS2-10; KMS201-400 | 55 | cerere oferta | N | 10 | 0 | 1 | 0.005 | KG | 47X21X4 | 1002439 |  | 292 | ICD | 1
231972 | ES-KMS1-T0 | 231972 | Individual key KMS1 | 55 | cerere oferta | S | 10 | 0 | 1 | 0.008 | KG | 47X21X4 | 4015082319724 |  | 292 | ICD | 1
118707 | ESR5-NE-51-24VAC-DC | 118707 | Contact extension 24V AC/DC | 56 | cerere oferta | N | 1 | 1.4 | 1 | 0.21 | KG | 99X23X115 | 4015081168477 |  | 206 | IAB | 1
118700 | ESR5-NO-21-24VAC-DC | 118700 | Safety relay EMERGENCY STOP 24V AC/DC | 56 | cerere oferta | N | 1 | 1.4 | 1 | 0.165 | KG | 99X23X115 | 4015081168408 |  | 206 | IAB | 1
119380 | ESR5-NO-31-230VAC | 119380 | Safety relay 230 V AC/DC | 56 | cerere oferta | N | 1 | 1.4 | 1 | 0.181 | KG | 99X23X115 | 4015081175062 |  | 206 | IAB | 1
118702 | ESR5-NO-31-24VAC-DC | 118702 | Safety relay EMERGENCY STOP 24V AC/DC | 56 | cerere oferta | N | 1 | 1.4 | 1 | 0.164 | KG | 99X23X115 | 4015081168422 |  | 206 | IAB | 1
118701 | ESR5-NO-41-24VAC-DC | 118701 | Safety relay EMERGENCY STOP 24V AC/DC | 56 | cerere oferta | N | 1 | 1.4 | 1 | 0.218 | KG | 99X23X115 | 4015081168415 |  | 206 | IAB | 1
118705 | ESR5-NV3-30 | 118705 | Safety relay delayed 24VDC | 56 | cerere oferta | N | 1 | 1.4 | 1 | 0.171 | KG | 99X23X115 | 4015081168453 |  | 206 | IAB | 1
118703 | ESR5-NZ-21-24VAC-DC | 118703 | Two-hand relay 24V AC/DC | 56 | cerere oferta | N | 1 | 1.4 | 1 | 0.165 | KG | 99X23X115 | 4015081168439 |  | 206 | IAB | 1
231985 | ES-TM-KABA-SCHALTER | 231985 | Individual key KABA: A;B;E;F;G;R | 55 | cerere oferta | S | 1 | 0 | 1 | 0.005 | KG | 40X2X20 | 4015082319854 |  | 292 | ICD | 1
231986 | ES-TM-RONIS-SCHALTER | 231986 | Individual key RONIS: C;D;H;J;M;N;P;Q | 55 | cerere oferta | S | 1 | 0 | 1 | 0.005 | KG | 40X2X20 | 4015082319861 |  | 292 | ICD | 1
CN109020 | ET70-24MCW-FR | CN109020 | 8W SPKR STRB,WALL,24 VDC,15/30/75/110CD,RD | 732 | cerere oferta | N | 1 | 0 | 1 | 0.1 | KG | NA | NA |  | Wheelock , UL Range | Fulleon | 1
CN113164 | ET90-24MCC-FW | CN113164 | 8W SPKR STRB,CEIL,24 VDC,15/30/75/95CD,WHT | 732 | cerere oferta | N | 1 | 0 | 1 | 0.1 | KG | NA | NA |  | Wheelock , UL Range | Fulleon | 1
215035 | ETF012 | 215035 | filtru umiditate | 73 | cerere oferta | N | 1 | 0 | 1 | 0.145 | KG | 43X50X67 | 4015082150358 |  | 279 | PDC | 1
174185 | ETN-IKA | 174185 | ETN-IKA | 84 | cerere oferta | S | 10 | 0 | 1 | 0.033 | KG | 0 001X0 001X0 001 | 4015081706471 |  | 272 | PDC | 1
262684 | ETR2-11 | 262684 | Rel. de temporizare electronice | 56 | cerere oferta | S | 1 | 1 | 1 | 0.051 | KG | 63X18X70 | 4015082626846 |  | 386 | ICD | 1
119426 | ETR2-11-D | 119426 | Timing relay on-del., 2 changeov. cont. | 56 | cerere oferta | S | 1 | 1 | 1 | 0.069 | KG | 63X18X70 | 4015081175727 |  | 386 | ICD | 1
262686 | ETR2-12 | 262686 | Rel. de temporizare electronice | 56 | cerere oferta | S | 1 | 1 | 1 | 0.053 | KG | 63X18X70 | 4015082626860 |  | 386 | ICD | 1
119427 | ETR2-12-D | 119427 | Timing relay off-del., 2 changeov. cont. | 56 | cerere oferta | S | 1 | 1 | 1 | 0.071 | KG | 63X18X70 | 4015081175734 |  | 386 | ICD | 1
262687 | ETR2-21 | 262687 | Rel. de temporizare electronice | 56 | cerere oferta | S | 1 | 1 | 1 | 0.05 | KG | 63X18X70 | 4015082626877 |  | 386 | ICD | 1
262688 | ETR2-42 | 262688 | Rel. de temporizare electronice | 56 | cerere oferta | S | 1 | 1 | 1 | 0.051 | KG | 63X18X70 | 4015082626884 |  | 386 | ICD | 1
262730 | ETR2-44 | 262730 | Rel. de temporizare electronice | 56 | cerere oferta | S | 1 | 1 | 1 | 0.053 | KG | 63X18X70 | 4015082627300 |  | 386 | ICD | 1
262689 | ETR2-69 | 262689 | Rel. de temporizare electronice | 56 | cerere oferta | S | 1 | 1 | 1 | 0.054 | KG | 63X18X70 | 4015082626891 |  | 386 | ICD | 1
119428 | ETR2-69-D | 119428 | ETR2-69-D | 56 | cerere oferta | N | 1 |  | 1 | 0.067 | KG |  | 4015081175741 |  | 386 | IAB | 1
31882 | ETR4-11-A | 31882 | Rel. de temporizare electronice | 56 | cerere oferta | S | 1 | 1.4 | 1 | 0.109 | KG | 103X23X82 | 4015080318828 |  | 386 | ICD | 1
31883 | ETR4-11-W | 31883 | Rel. de temporizare electronice | 56 | cerere oferta | S | 1 | 0 | 1 | 0.107 | KG | 103X23X83 | 4015080318835 |  | 386 | ICD | 1
31884 | ETR4-51-A | 31884 | Rel. de temporizare electronice | 56 | cerere oferta | S | 1 | 1.4 | 1 | 0.115 | KG | 103X23X83 | 4015080318842 |  | 386 | ICD | 1
31885 | ETR4-51-W | 31885 | Rel. de temporizare electronice | 56 | cerere oferta | S | 1 | 0 | 1 | 0.117 | KG | 103X23X83 | 4015080318859 |  | 386 | ICD | 1
31891 | ETR4-69-A | 31891 | Rel. de temporizare electronice | 56 | cerere oferta | S | 1 | 1.4 | 1 | 0.11 | KG | 103X23X83 | 4015080318910 |  | 386 | ICD | 1
31887 | ETR4-69-W | 31887 | Rel. de temporizare electronice | 56 | cerere oferta | S | 1 | 0 | 1 | 0.109 | KG | 103X23X83 | 4015080318873 |  | 386 | ICD | 1
31888 | ETR4-70-A | 31888 | Rel. de temporizare electronice | 56 | cerere oferta | S | 1 | 1.4 | 1 | 0.141 | KG | 103X23X83 | 4015080318880 |  | 386 | ICD | 1
105734 | ETR4-70B-AB | 105734 | Rel. de temporizare electronice | 56 | cerere oferta | S | 1 | 1.4 | 1 | 0.107 | KG | 103X23X83 | 4015081057108 |  | 386 | ICD | 1
105735 | ETR4-70B-AC | 105735 | Rel. de temporizare electronice | 56 | cerere oferta | S | 1 | 1.4 | 1 | 0.107 | KG | 103X23X83 | 4015081057115 |  | 386 | ICD | 1
83094 | ETS4-VS3 | 83094 | ACC.CONTACTOR | 38 | cerere oferta | N | 1 | 1.4 | 1 | 0.1 | KG | 103X23X83 | 4015080830948 |  | 704 | ICD | 1
106409 | EU4A-MEM-CARD1 | 106409 | Adaptor card de memorie pentru EC4 | 62 | cerere oferta | N | 1 | 1.2 | 1 | 0.024 | KG | 46X20X29 | 4015081061792 |  | 202 | IAB | 1
106726 | EU4A-RJ45-CAB1 | 106726 | Cablu programare RS232/RJ45 EC4 | 62 | cerere oferta | N | 1 | 0.3 | 1 | 0.15 | KG | 2000X4X4 | 4015081064939 |  | 202 | IAB | 1
115735 | EU4A-RJ45-USB-CAB1 | 115735 | Cablu programare XC,EC4P,EU5C cu interfa | 62 | cerere oferta | N | 1 | 0.3 | 1 | 0.06 | KG | 2000X4X4 | 4015081154760 |  | 205 | IAB | 1
116307 | EU5C-SWD-CAN | 116307 | Gateway CANopen | 48 | cerere oferta | N | 1 | 0 | 1 | 0.159 | KG | 127X35X90 | 4015081160471 |  | 205 | IAB | 1
116308 | EU5C-SWD-DP | 116308 | Gateway Profibus DP | 48 | cerere oferta | N | 1 | 0 | 1 | 0.157 | KG | 127X35X90 | 4015081160488 |  | 205 | IAB | 1
116309 | EU5C-SWD-PF1-1 | 116309 | Powerfeed 1 | 48 | cerere oferta | N | 1 | 0 | 1 | 0.109 | KG | 125X35X90 | 4015081160495 |  | 205 | IAB | 1
116380 | EU5C-SWD-PF2-1 | 116380 | Powerfeed 2 | 48 | cerere oferta | N | 1 | 0 | 1 | 0.164 | KG | 125X35X90 | 4015081161102 |  | 205 | IAB | 1
144063 | EU5E-SWD-2A2A | 144063 | Analog module, 2 U/I inputs, 2 outputs | 48 | cerere oferta | N | 1 | 0 | 1 | 0.09 | KG | 102X35X90 | 4015081405930 |  | 205 | IAB | 1
144062 | EU5E-SWD-4AX | 144062 | Analog module, 4 U/I inputs | 48 | cerere oferta | N | 1 | 0 | 1 | 0.091 | KG | 102X35X90 | 4015081405923 |  | 205 | IAB | 1
116383 | EU5E-SWD-4D2R | 116383 | Digital module, 4 inputs, 2 outputs | 48 | cerere oferta | N | 1 | 0 | 1 | 0.097 | KG | 102X35X90 | 4015081161133 |  | 205 | IAB | 1
116382 | EU5E-SWD-4D4D | 116382 | Digital module, 4 inputs, 4 outputs | 48 | cerere oferta | N | 1 | 0 | 1 | 0.09 | KG | 102X35X90 | 4015081161126 |  | 205 | IAB | 1
116381 | EU5E-SWD-8DX | 116381 | Digital module, 8 inputs | 48 | cerere oferta | N | 1 | 0 | 1 | 0.09 | KG | 102X35X90 | 4015081161119 |  | 205 | IAB | 1
144061 | EU5E-SWD-X8D | 144061 | Digital module, 8 outputs 24V 0,5A | 48 | cerere oferta | N | 1 | 0 | 1 | 0.09 | KG | 102X35X90 | 4015081405916 |  | 205 | IAB | 1
40071354900 | EURO X LED AT 3h | 40071354900 | Aparat de Iluminat de Siguranta LED Aplicabilitate indicator de securitate Montaj aplicat pe perete/ aparent pe tavan Carcasa & dispersor opal policarbonat, IP54, Dimensiuni (mm): 230x163x60 mm; Sursa LED 3W Alimentare 230V AC Functionare permanent/ nepermanent, Baterie LiIon, Autonomie 180 min Set universal pictograme indicare evacuare 20M Produs de Cooper Industries Romania SRL | 732 | cerere oferta | N | 1 | 0 | 1 | 0.45 | Kg | 0 001X0 001X0 001 | 4012539331018 |  | EML | Safety | 1
2299 | EVB-ID | 2299 | BT ASSEMBLY PARTS | 94 | cerere oferta | N | 10 | 0 | 1 | 0.361 | KG | 25X110X110 | 4015080022992 |  | 277 | PDC | 1
291464 | EVG-16/1PHAS/2MODUL | 291464 | Busbar | 87 | cerere oferta | N | 40 | 0 | 800 | 0.013 | KG | 29X33X4,5 | 4015082914646 |  | 661 | PDC | 1
291465 | EVG-16/1PHAS/6MODUL | 291465 | Busbar | 87 | cerere oferta | N | 40 | 0 | 800 | 0.033 | KG | 29X105X4,5 | 4015082914653 |  | 661 | PDC | 1
291480 | EVG-16/1PHAS/6MODUL/HI | 291480 | Busbar | 87 | cerere oferta | N | 40 | 0 | 400 | 0.042 | KG | 29X180X4,5 | 4015082914806 |  | 661 | PDC | 1
291484 | EVG-16/2PHAS/10MODUL/HI | 291484 | Busbar | 82 | cerere oferta | N | 20 | 0 | 200 | 0.09 | KG | 33X210X7,8 | 4015082914844 |  | 661 | PDC | 1
291469 | EVG-16/2PHAS/12MODUL | 291469 | Cutii distributie metal voce date | 87 | cerere oferta | N | 20 | 0 | 200 | 0.093 | KG | 33X212X7,8 | 4015082914691 |  | 661 | PDC | 1
291482 | EVG-16/2PHAS/4MODUL/HI | 291482 | Busbar | 87 | cerere oferta | N | 20 | 0 | 400 | 0.031 | KG | 33X76X7,8 | 4015082914820 |  | 661 | PDC | 1
291483 | EVG-16/2PHAS/6MODUL/HI | 291483 | Busbar | 87 | cerere oferta | N | 20 | 0 | 200 | 0.076 | KG | 33X114X7,8 | 4015082914837 |  | 661 | PDC | 1
291486 | EVG-16/3PHAS/12MODUL/HI | 291486 | Busbar | 87 | cerere oferta | N | 20 | 0 | 80 | 0.137 | KG | 33X245X10,4 | 4015082914868 |  | 661 | PDC | 1
291485 | EVG-16/3PHAS/6MODUL/HI | 291485 | Busbar | 82 | cerere oferta | N | 20 | 0 | 200 | 0.058 | KG | 33X115X10,4 | 4015082914851 |  | 661 | PDC | 1
291471 | EVG-16/3PHAS/9MODUL | 291471 | Busbar | 87 | cerere oferta | N | 20 | 0 | 200 | 0.086 | KG | 33X156X10,4 | 4015082914714 |  | 661 | PDC | 1
291476 | EVG-16/4PHAS/12MODUL | 291476 | Busbar | 87 | cerere oferta | N | 10 | 0 | 100 | 0.14 | KG | 33X210X13,3 | 4015082914769 |  | 661 | PDC | 1
215657 | EVG-2PHAS/10MODUL/HI | 215657 | EVG-2PHAS/10MODUL/HI | 76 | cerere oferta | N | 20 | 0.4 | 1 | 0.061 | KG | 210X6X30 | 4014380536895 |  | 661 | PDC | 1
268220 | EVG-2PHAS/4MODUL | 268220 | Busbar | 87 | cerere oferta | N | 20 | 0 | 400 | 0.02 | KG | 27X65X8 | 4015082682200 |  | 661 | PDC | 1
215642 | EVG-2PHAS/6MODUL | 215642 | Cutii distributie metal voce date | 87 | cerere oferta | N | 20 | 1 | 400 | 0.025 | KG | 104X7X30 | 4015082156428 |  | 661 | PDC | 1
ROWD038356 | EW35-WD | ROWD038356 | EW35-WD | 731 | cerere oferta | N | 1 | 0 | 1 | 0.05 | KG | 0 001X0 001X0 001 | 9008790082566 |  | 306 | ICD | 1
O-VIA8-PSD | EXIT SIGN 8LEDs 2H D | O-VIA8-PSD | Aparat de Iluminat de Siguranta LED Aplicabilitate indicator de securitate Montaj suspendat de tavan Carcasa ABS & dispersor Plexiglass, IP20, Dimensiuni kit de alimentare (mm): 267x75x34 Dimensiuni indicator & suspensie (mm): 267x163 mm & max 70mm Sursa LED, 100 Lm, 3W Alimentare 230V AC Functionare permanenta/nepermanenta Baterie NiCd, Autonomie 120 min, Pictograma directionare sageata jos/- Produs de Cooper Industries Romania SRL | 732 | cerere oferta | N | 1 | 0 | 1 | 0.83 | Kg | 285X285X42 | 5205050901061 |  | EML | Safety | 1
O-VIA8-PSLR | EXIT SIGN 8LEDs 2H LR | O-VIA8-PSLR | Aparat de Iluminat de Siguranta LED Aplicabilitate indicator de securitate Montaj suspendat de tavan Carcasa ABS & dispersor Plexiglass, IP20, Dimensiuni kit de alimentare (mm): 267x75x34 Dimensiuni indicator & suspensie (mm): 267x163 mm & max 70mm Sursa LED, 100 Lm, 3W Alimentare 230V AC Functionare permanenta/nepermanenta Baterie NiCd, Autonomie 120 min, Pictograma directionare, sageata stanga/dreapta Produs de Cooper Industries Romania SRL | 732 | cerere oferta | N | 1 | 0 | 1 | 0.83 | Kg | 285X285X42 | 5205050901078 |  | EML | Safety | 1
O-S-LGD100 | Exit sign Left | O-S-LGD100 | Accesoriu Sirios Pictograma adeziva sageata stanga ISO 7010, 30M Produs de Cooper Industries Romania SRL | 732 | cerere oferta | N | 1 | 0 | 1 | 0.001 | Kg | 0 001X0 001X0 001 | 5205050905892 |  | EML | Safety | 1
O-S-LGD200 | Exit sign Right | O-S-LGD200 | Accesoriu Sirios Pictograma adeziva sageata dreapta ISO 7010, 30M Produs de Cooper Industries Romania SRL | 732 | cerere oferta | N | 1 | 0 | 1 | 0.001 | Kg | 0 001X0 001X0 001 | 5205050905908 |  | EML | Safety | 1
74182 | F3A-0 | 74182 | INSULATING FLANGE PLATE F3(A) | 94 | cerere oferta | N | 10 | 0 | 1 | 0.226 | KG | 20X230X140 | 4015080741824 |  | 277 | PDC | 1
76555 | F3A-12 | 76555 | INSULATING FLANGE PLATE F3(A) | 94 | cerere oferta | N | 10 | 0 | 1 | 0.199 | KG | 20X230X140 | 4015080765554 |  | 277 | PDC | 1
78928 | F3A-34 | 78928 | INSULATING FLANGE PLATE F3(A) | 94 | cerere oferta | N | 10 | 0 | 1 | 0.203 | KG | 20X230X140 | 4015080789284 |  | 277 | PDC | 1
81301 | F3A-4 | 81301 | INSULATING FLANGE PLATE F3(A) | 94 | cerere oferta | N | 10 | 0 | 1 | 0.202 | KG | 20X230X140 | 4015080813019 |  | 277 | PDC | 1
91468 | F3A-8 | 91468 | INSULATING FLANGE PLATE F3(A) | 94 | cerere oferta | N | 10 | 0 | 1 | 0.203 | KG | 20X230X140 | 4015080914686 |  | 277 | PDC | 1
10145 | F3A-D | 10145 | INSULATING FLANGE PLATE F3(A) | 94 | cerere oferta | N | 10 | 0 | 1 | 0.096 | KG | 15X230X140 | 4015080101451 |  | 277 | PDC | 1
83674 | F3A-KTD | 83674 | INSULATING FLANGE PLATE F3(A) | 94 | cerere oferta | N | 5 | 0 | 1 | 0.203 | KG | 20X230X140 | 4015080836742 |  | 277 | PDC | 1
113426 | F3A-XP | 113426 | FLANGE PLATE F3(A) | 76 | cerere oferta | N | 1 | 0 | 10 | 0.61 | KG | 20X240X150 | 4015081132515 |  | 277 | PDC | 1
229758 | FAK-COMBINATION-* | 229758 | Customizare buton de urgenta | 66 | cerere oferta | N | 1 | 0 | 1 | 0.001 | KG | 70X35X1 | 1001529 |  | 389 | ICD | 1
229753 | FAK-IU | 229753 | Baza buton de urgenta | 66 | cerere oferta | N | 1 | 0 | 1 | 0.126 | KG | 85X35X85 | 4015082297534 |  | 389 | ICD | 1
229750 | FAK-P-R | 229750 | Buton"ciuperca " -rosu | 66 | cerere oferta | N | 1 | 0 | 1 | 0.038 | KG | 95X95X40 | 4015082297503 |  | 389 | ICD | 1
229751 | FAK-P-S | 229751 | Buton"ciuperca " -negru | 66 | cerere oferta | N | 1 | 0 | 1 | 0.038 | KG | 95X95X40 | 4015082297510 |  | 389 | ICD | 1
229752 | FAK-P-Y | 229752 | Buton"ciuperca " -galben | 66 | cerere oferta | N | 1 | 0 | 1 | 0.038 | KG | 95X95X40 | 4015082297527 |  | 389 | ICD | 1
71810 | FAK-R | 71810 | Buton de urgenta-gri/rosu | 66 | cerere oferta | N | 1 | 0 | 1 | 0.222 | KG | 85X65X85 | 4015080718109 |  | 389 | ICD | 1
229746 | FAK-R/KC11/I | 229746 | Buton de urgenta complet echipat | 66 | cerere oferta | N | 1 | 0 | 1 | 0.324 | KG | 85X100X85 | 4015082297466 |  | 389 | ICD | 1
229747 | FAK-R/V/KC01/IY | 229747 | Buton de urgenta complet echipat | 66 | cerere oferta | N | 1 | 0 | 1 | 0.308 | KG | 100X85X85 | 4015082297473 |  | 389 | ICD | 1
256790 | FAK-R/V/KC02/IY | 256790 | Buton de urgenta complet echipat | 66 | cerere oferta | N | 1 | 0 | 1 | 0.322 | KG | 100X85X85 | 4015082567903 |  | 389 | ICD | 1
229748 | FAK-R/V/KC11/IY | 229748 | Buton de urgenta complet echipat | 66 | cerere oferta | N | 1 | 0 | 1 | 0.32 | KG | 100X85X85 | 4015082297480 |  | 389 | ICD | 1
229755 | FAK-R/V/Y | 229755 | Buton de urgenta-galben/rosu | 66 | cerere oferta | N | 1 | 0 | 1 | 0.219 | KG | 85X65X85 | 4015082297558 |  | 389 | ICD | 1
95540 | FAK-S | 95540 | Buton de urgenta-gri/negru | 66 | cerere oferta | N | 1 | 0 | 1 | 0.222 | KG | 85X65X85 | 4015080955405 |  | 389 | ICD | 1
229749 | FAK-S/KC11/I | 229749 | Buton de urgenta complet echipat | 66 | cerere oferta | N | 1 | 0 | 1 | 0.324 | KG | 100X85X85 | 4015082297497 |  | 389 | ICD | 1
229754 | FAK-Y | 229754 | Buton"ciuperca " -galben | 66 | cerere oferta | N | 1 | 0 | 1 | 0.223 | KG | 85X65X85 | 4015082297541 |  | 389 | ICD | 1
O-EL8RB | FALSE CEILING CRONUS 8W MOUNDING BASE | O-EL8RB | Accesoriu Cronus 8W Aplicabilitate montaj incastrat Produs de Cooper Industries Romania SRL | 732 | cerere oferta | N | 1 | 0 | 1 | 0.63 | Kg | 365X210X35 | 5205050900149 |  | EML | Safety | 1
O-EL6RB | False Ceiling Mount.Base Cronus 6W | O-EL6RB | Accesoriu Cronus 6W Aplicabilitate montaj incastrat Produs de Cooper Industries Romania SRL | 732 | cerere oferta | N | 1 | 0 | 1 | 0.17 | Kg | 282X117X42 | 5205050289619 |  | EML | Safety | 1
262514 | FAZ/FIP-XAWM | 262514 | Modul actionare de la distanta | 76 | cerere oferta | N | 1 | 5.1 | 20 | 0.298 | KG | 70X88X80 | 4015082625146 |  | 663 | PDC | 1
239006 | FAZ6-B10/1 | 239006 | Miniature Circuit Breaker | 76 | cerere oferta | N | 12 | 1 | 120 | 0.12 | KG | 85X17,7X73 | 4015082390068 |  | 656 | PDC | 1
239045 | FAZ6-B10/1N | 239045 | Miniature Circuit Breaker | 76 | cerere oferta | N | 1 | 2 | 60 | 0.216 | KG | 85X35,4X73 | 4015082390457 |  | 656 | PDC | 1
239086 | FAZ6-B10/2 | 239086 | Miniature Circuit Breaker | 76 | cerere oferta | N | 1 | 2 | 60 | 0.216 | KG | 85X35,4X73 | 4015082390860 |  | 656 | PDC | 1
239111 | FAZ6-B10/3 | 239111 | Miniature Circuit Breaker | 76 | cerere oferta | N | 1 | 3 | 40 | 0.36 | KG | 85X53,1X73 | 4015082391119 |  | 656 | PDC | 1
239156 | FAZ6-B10/3N | 239156 | Miniature Circuit Breaker | 76 | cerere oferta | N | 1 | 4 | 30 | 0.456 | KG | 85X70,8X73 | 4015082391560 |  | 656 | PDC | 1
239181 | FAZ6-B10/4 | 239181 | Miniature Circuit Breaker | 76 | cerere oferta | N | 1 | 4 | 30 | 0.48 | KG | 85X70,8X73 | 4015082391812 |  | 656 | PDC | 1
239011 | FAZ6-B13/1 | 239011 | Miniature Circuit Breaker | 76 | cerere oferta | N | 12 | 1 | 120 | 0.12 | KG | 85X17,7X73 | 4015082390112 |  | 656 | PDC | 1
239046 | FAZ6-B13/1N | 239046 | Miniature Circuit Breaker | 76 | cerere oferta | N | 1 | 2 | 60 | 0.216 | KG | 85X35,4X73 | 4015082390464 |  | 656 | PDC | 1
239087 | FAZ6-B13/2 | 239087 | Miniature Circuit Breaker | 76 | cerere oferta | N | 1 | 2 | 60 | 0.216 | KG | 85X35,4X73 | 4015082390877 |  | 656 | PDC | 1
239112 | FAZ6-B13/3 | 239112 | Miniature Circuit Breaker | 76 | cerere oferta | N | 1 | 3 | 40 | 0.36 | KG | 85X53,1X73 | 4015082391126 |  | 656 | PDC | 1
239157 | FAZ6-B13/3N | 239157 | Miniature Circuit Breaker | 76 | cerere oferta | N | 1 | 4 | 30 | 0.456 | KG | 85X70,8X73 | 4015082391577 |  | 656 | PDC | 1
239182 | FAZ6-B13/4 | 239182 | Miniature Circuit Breaker | 76 | cerere oferta | N | 1 | 4 | 30 | 0.48 | KG | 85X70,8X73 | 4015082391829 |  | 656 | PDC | 1
239016 | FAZ6-B16/1 | 239016 | Miniature Circuit Breaker | 76 | cerere oferta | N | 12 | 1 | 120 | 0.12 | KG | 85X17,7X73 | 4015082390167 |  | 656 | PDC | 1
239047 | FAZ6-B16/1N | 239047 | Miniature Circuit Breaker | 76 | cerere oferta | N | 1 | 2 | 60 | 0.216 | KG | 85X35,4X73 | 4015082390471 |  | 656 | PDC | 1
239088 | FAZ6-B16/2 | 239088 | Miniature Circuit Breaker | 76 | cerere oferta | N | 1 | 2 | 60 | 0.216 | KG | 85X35,4X73 | 4015082390884 |  | 656 | PDC | 1
239113 | FAZ6-B16/3 | 239113 | FAZ6-B16/3 | 76 | cerere oferta | N | 1 | 3 | 40 | 0.36 | KG | 85X53,1X73 | 4015082391133 |  | 656 | PDC | 1
239158 | FAZ6-B16/3N | 239158 | Miniature Circuit Breaker | 76 | cerere oferta | N | 1 | 4 | 30 | 0.456 | KG | 85X70,8X73 | 4015082391584 |  | 656 | PDC | 1
239183 | FAZ6-B16/4 | 239183 | Miniature Circuit Breaker | 76 | cerere oferta | N | 1 | 4 | 30 | 0.48 | KG | 85X70,8X73 | 4015082391836 |  | 656 | PDC | 1
239023 | FAZ6-B20/1 | 239023 | Miniature Circuit Breaker | 76 | cerere oferta | N | 12 | 1 | 120 | 0.12 | KG | 85X17,7X73 | 4015082390235 |  | 656 | PDC | 1
239048 | FAZ6-B20/1N | 239048 | Miniature Circuit Breaker | 76 | cerere oferta | N | 1 | 2 | 60 | 0.216 | KG | 85X35,4X73 | 4015082390488 |  | 656 | PDC | 1
239089 | FAZ6-B20/2 | 239089 | Miniature Circuit Breaker | 76 | cerere oferta | N | 1 | 2 | 60 | 0.216 | KG | 85X35,4X73 | 4015082390891 |  | 656 | PDC | 1
239114 | FAZ6-B20/3 | 239114 | Miniature Circuit Breaker | 76 | cerere oferta | N | 1 | 3 | 40 | 0.36 | KG | 85X53,1X73 | 4015082391140 |  | 656 | PDC | 1
239159 | FAZ6-B20/3N | 239159 | Miniature Circuit Breaker | 76 | cerere oferta | N | 1 | 4 | 30 | 0.456 | KG | 85X70,8X73 | 4015082391591 |  | 656 | PDC | 1
239184 | FAZ6-B20/4 | 239184 | Miniature Circuit Breaker | 76 | cerere oferta | N | 1 | 4 | 30 | 0.48 | KG | 85X70,8X73 | 4015082391843 |  | 656 | PDC | 1
239024 | FAZ6-B25/1 | 239024 | Miniature Circuit Breaker | 76 | cerere oferta | N | 12 | 1 | 120 | 0.12 | KG | 85X17,7X73 | 4015082390242 |  | 656 | PDC | 1
239049 | FAZ6-B25/1N | 239049 | Miniature Circuit Breaker | 76 | cerere oferta | N | 1 | 2 | 60 | 0.216 | KG | 85X35,4X73 | 4015082390495 |  | 656 | PDC | 1
239090 | FAZ6-B25/2 | 239090 | Miniature Circuit Breaker | 76 | cerere oferta | N | 1 | 2 | 60 | 0.216 | KG | 85X35,4X73 | 4015082390907 |  | 656 | PDC | 1
239115 | FAZ6-B25/3 | 239115 | Miniature Circuit Breaker | 76 | cerere oferta | N | 1 | 3 | 40 | 0.36 | KG | 85X53,1X73 | 4015082391157 |  | 656 | PDC | 1
239160 | FAZ6-B25/3N | 239160 | Miniature Circuit Breaker | 76 | cerere oferta | N | 1 | 4 | 30 | 0.456 | KG | 85X70,8X73 | 4015082391607 |  | 656 | PDC | 1
239185 | FAZ6-B25/4 | 239185 | Miniature Circuit Breaker | 76 | cerere oferta | N | 1 | 4 | 30 | 0.48 | KG | 85X70,8X73 | 4015082391850 |  | 656 | PDC | 1
239025 | FAZ6-B32/1 | 239025 | Miniature Circuit Breaker | 76 | cerere oferta | N | 12 | 1 | 120 | 0.12 | KG | 85X17,7X73 | 4015082390259 |  | 656 | PDC | 1
239050 | FAZ6-B32/1N | 239050 | Miniature Circuit Breaker | 76 | cerere oferta | N | 1 | 2 | 60 | 0.216 | KG | 85X35,4X73 | 4015082390501 |  | 656 | PDC | 1
239091 | FAZ6-B32/2 | 239091 | Miniature Circuit Breaker | 76 | cerere oferta | N | 1 | 2 | 60 | 0.216 | KG | 85X35,4X73 | 4015082390914 |  | 656 | PDC | 1
239116 | FAZ6-B32/3 | 239116 | Miniature Circuit Breaker | 76 | cerere oferta | N | 1 | 3 | 40 | 0.36 | KG | 85X53,1X73 | 4015082391164 |  | 656 | PDC | 1
239161 | FAZ6-B32/3N | 239161 | Miniature Circuit Breaker | 76 | cerere oferta | N | 1 | 4 | 30 | 0.456 | KG | 85X70,8X73 | 4015082391614 |  | 656 | PDC | 1
239186 | FAZ6-B32/4 | 239186 | Miniature Circuit Breaker | 76 | cerere oferta | N | 1 | 4 | 30 | 0.48 | KG | 85X70,8X73 | 4015082391867 |  | 656 | PDC | 1
239026 | FAZ6-B40/1 | 239026 | Miniature Circuit Breaker | 76 | cerere oferta | N | 12 | 1 | 120 | 0.12 | KG | 85X17,7X73 | 4015082390266 |  | 656 | PDC | 1
239051 | FAZ6-B40/1N | 239051 | Miniature Circuit Breaker | 76 | cerere oferta | N | 1 | 2 | 60 | 0.216 | KG | 85X35,4X73 | 4015082390518 |  | 656 | PDC | 1
239092 | FAZ6-B40/2 | 239092 | Miniature Circuit Breaker | 76 | cerere oferta | N | 1 | 2 | 60 | 0.216 | KG | 85X35,4X73 | 4015082390921 |  | 656 | PDC | 1
239117 | FAZ6-B40/3 | 239117 | Miniature Circuit Breaker | 76 | cerere oferta | N | 1 | 3 | 40 | 0.36 | KG | 85X53,1X73 | 4015082391171 |  | 656 | PDC | 1
239162 | FAZ6-B40/3N | 239162 | Miniature Circuit Breaker | 76 | cerere oferta | N | 1 | 4 | 30 | 0.456 | KG | 85X70,8X73 | 4015082391621 |  | 656 | PDC | 1
239187 | FAZ6-B40/4 | 239187 | Miniature Circuit Breaker | 76 | cerere oferta | N | 1 | 4 | 30 | 0.48 | KG | 85X70,8X73 | 4015082391874 |  | 656 | PDC | 1
239027 | FAZ6-B50/1 | 239027 | Miniature Circuit Breaker | 76 | cerere oferta | N | 12 | 1 | 120 | 0.12 | KG | 85X17,7X73 | 4015082390273 |  | 656 | PDC | 1
239052 | FAZ6-B50/1N | 239052 | Miniature Circuit Breaker | 76 | cerere oferta | N | 1 | 2 | 60 | 0.216 | KG | 85X35,4X73 | 4015082390525 |  | 656 | PDC | 1
239093 | FAZ6-B50/2 | 239093 | Miniature Circuit Breaker | 76 | cerere oferta | N | 1 | 2 | 60 | 0.216 | KG | 85X35,4X73 | 4015082390938 |  | 656 | PDC | 1
239118 | FAZ6-B50/3 | 239118 | Miniature Circuit Breaker | 76 | cerere oferta | N | 1 | 3 | 40 | 0.36 | KG | 85X53,1X73 | 4015082391188 |  | 656 | PDC | 1
239163 | FAZ6-B50/3N | 239163 | Miniature Circuit Breaker | 76 | cerere oferta | N | 1 | 4 | 30 | 0.456 | KG | 85X70,8X73 | 4015082391638 |  | 656 | PDC | 1
239188 | FAZ6-B50/4 | 239188 | Miniature Circuit Breaker | 76 | cerere oferta | N | 1 | 4 | 30 | 0.48 | KG | 85X70,8X73 | 4015082391881 |  | 656 | PDC | 1
239001 | FAZ6-B6/1 | 239001 | Miniature Circuit Breaker | 76 | cerere oferta | N | 12 | 1 | 120 | 0.12 | KG | 85X17,7X73 | 4015082390013 |  | 656 | PDC | 1
239044 | FAZ6-B6/1N | 239044 | Miniature Circuit Breaker | 76 | cerere oferta | N | 1 | 2 | 60 | 0.216 | KG | 85X35,4X73 | 4015082390440 |  | 656 | PDC | 1
239085 | FAZ6-B6/2 | 239085 | Miniature Circuit Breaker | 76 | cerere oferta | N | 1 | 2 | 60 | 0.216 | KG | 85X35,4X73 | 4015082390853 |  | 656 | PDC | 1
239110 | FAZ6-B6/3 | 239110 | Miniature Circuit Breaker | 76 | cerere oferta | N | 1 | 3 | 40 | 0.36 | KG | 85X53,1X73 | 4015082391102 |  | 656 | PDC | 1
239155 | FAZ6-B6/3N | 239155 | Miniature Circuit Breaker | 76 | cerere oferta | N | 1 | 4 | 30 | 0.456 | KG | 85X70,8X73 | 4015082391553 |  | 656 | PDC | 1
239180 | FAZ6-B6/4 | 239180 | Miniature Circuit Breaker | 76 | cerere oferta | N | 1 | 4 | 30 | 0.48 | KG | 85X70,8X73 | 4015082391805 |  | 656 | PDC | 1
239028 | FAZ6-B63/1 | 239028 | Miniature Circuit Breaker | 76 | cerere oferta | N | 12 | 1 | 120 | 0.12 | KG | 85X17,7X73 | 4015082390280 |  | 656 | PDC | 1
239053 | FAZ6-B63/1N | 239053 | Miniature Circuit Breaker | 76 | cerere oferta | N | 1 | 2 | 60 | 0.216 | KG | 85X35,4X73 | 4015082390532 |  | 656 | PDC | 1
239094 | FAZ6-B63/2 | 239094 | Miniature Circuit Breaker | 76 | cerere oferta | N | 1 | 2 | 60 | 0.216 | KG | 85X35,4X73 | 4015082390945 |  | 656 | PDC | 1
239119 | FAZ6-B63/3 | 239119 | Miniature Circuit Breaker | 76 | cerere oferta | N | 1 | 3 | 40 | 0.36 | KG | 85X53,1X73 | 4015082391195 |  | 656 | PDC | 1
239164 | FAZ6-B63/3N | 239164 | Miniature Circuit Breaker | 76 | cerere oferta | N | 1 | 4 | 30 | 0.456 | KG | 85X70,8X73 | 4015082391645 |  | 656 | PDC | 1
239189 | FAZ6-B63/4 | 239189 | Miniature Circuit Breaker | 76 | cerere oferta | N | 1 | 4 | 30 | 0.48 | KG | 85X70,8X73 | 4015082391898 |  | 656 | PDC | 1
239029 | FAZ6-C0,5/1 | 239029 | Miniature Circuit Breaker | 76 | cerere oferta | N | 12 | 1 | 120 | 0.12 | KG | 85X17,7X73 | 4015082390297 |  | 656 | PDC | 1
239054 | FAZ6-C0,5/1N | 239054 | Miniature Circuit Breaker | 76 | cerere oferta | N | 1 | 2 | 60 | 0.216 | KG | 85X35,4X73 | 4015082390549 |  | 656 | PDC | 1
239095 | FAZ6-C0,5/2 | 239095 | Miniature Circuit Breaker | 76 | cerere oferta | N | 1 | 2 | 60 | 0.216 | KG | 85X35,4X73 | 4015082390952 |  | 656 | PDC | 1
239120 | FAZ6-C0,5/3 | 239120 | Miniature Circuit Breaker | 76 | cerere oferta | N | 1 | 3 | 40 | 0.36 | KG | 85X53,1X73 | 4015082391201 |  | 656 | PDC | 1
239165 | FAZ6-C0,5/3N | 239165 | Miniature Circuit Breaker | 76 | cerere oferta | N | 1 | 4 | 30 | 0.456 | KG | 85X70,8X73 | 4015082391652 |  | 656 | PDC | 1
239190 | FAZ6-C0,5/4 | 239190 | Miniature Circuit Breaker | 76 | cerere oferta | N | 1 | 4 | 30 | 0.48 | KG | 85X70,8X73 | 4015082391904 |  | 656 | PDC | 1
239030 | FAZ6-C1/1 | 239030 | Miniature Circuit Breaker | 76 | cerere oferta | N | 12 | 1 | 120 | 0.12 | KG | 85X17,7X73 | 4015082390303 |  | 656 | PDC | 1
239055 | FAZ6-C1/1N | 239055 | Miniature Circuit Breaker | 76 | cerere oferta | N | 1 | 2 | 60 | 0.216 | KG | 85X35,4X73 | 4015082390556 |  | 656 | PDC | 1
239096 | FAZ6-C1/2 | 239096 | Miniature Circuit Breaker | 76 | cerere oferta | N | 1 | 2 | 60 | 0.216 | KG | 85X35,4X73 | 4015082390969 |  | 656 | PDC | 1
239121 | FAZ6-C1/3 | 239121 | Miniature Circuit Breaker | 76 | cerere oferta | N | 1 | 3 | 40 | 0.36 | KG | 85X53,1X73 | 4015082391218 |  | 656 | PDC | 1
239166 | FAZ6-C1/3N | 239166 | Miniature Circuit Breaker | 76 | cerere oferta | N | 1 | 4 | 30 | 0.456 | KG | 85X70,8X73 | 4015082391669 |  | 656 | PDC | 1
239191 | FAZ6-C1/4 | 239191 | Miniature Circuit Breaker | 76 | cerere oferta | N | 1 | 4 | 30 | 0.48 | KG | 85X70,8X73 | 4015082391911 |  | 656 | PDC | 1
239035 | FAZ6-C10/1 | 239035 | Miniature Circuit Breaker | 76 | cerere oferta | N | 12 | 1 | 120 | 0.12 | KG | 85X17,7X73 | 4015082390358 |  | 656 | PDC | 1
239060 | FAZ6-C10/1N | 239060 | Miniature Circuit Breaker | 76 | cerere oferta | N | 1 | 2 | 60 | 0.216 | KG | 85X35,4X73 | 4015082390600 |  | 656 | PDC | 1
239101 | FAZ6-C10/2 | 239101 | Miniature Circuit Breaker | 76 | cerere oferta | N | 1 | 2 | 60 | 0.216 | KG | 85X35,4X73 | 4015082391010 |  | 656 | PDC | 1
239144 | FAZ6-C10/3 | 239144 | Miniature Circuit Breaker | 76 | cerere oferta | N | 1 | 3 | 40 | 0.36 | KG | 85X53,1X73 | 4015082391447 |  | 656 | PDC | 1
239171 | FAZ6-C10/3N | 239171 | Miniature Circuit Breaker | 76 | cerere oferta | N | 1 | 4 | 30 | 0.456 | KG | 85X70,8X73 | 4015082391713 |  | 656 | PDC | 1
239204 | FAZ6-C10/4 | 239204 | Miniature Circuit Breaker | 76 | cerere oferta | N | 1 | 4 | 30 | 0.48 | KG | 85X70,8X73 | 4015082392048 |  | 656 | PDC | 1
239036 | FAZ6-C13/1 | 239036 | Miniature Circuit Breaker | 76 | cerere oferta | N | 12 | 1 | 120 | 0.12 | KG | 85X17,7X73 | 4015082390365 |  | 656 | PDC | 1
239061 | FAZ6-C13/1N | 239061 | Miniature Circuit Breaker | 76 | cerere oferta | N | 1 | 2 | 60 | 0.216 | KG | 85X35,4X73 | 4015082390617 |  | 656 | PDC | 1
239102 | FAZ6-C13/2 | 239102 | Miniature Circuit Breaker | 76 | cerere oferta | N | 1 | 2 | 60 | 0.216 | KG | 85X35,4X73 | 4015082391027 |  | 656 | PDC | 1
239147 | FAZ6-C13/3 | 239147 | Miniature Circuit Breaker | 76 | cerere oferta | N | 1 | 3 | 40 | 0.36 | KG | 85X53,1X73 | 4015082391478 |  | 656 | PDC | 1
239172 | FAZ6-C13/3N | 239172 | Miniature Circuit Breaker | 76 | cerere oferta | N | 1 | 4 | 30 | 0.456 | KG | 85X70,8X73 | 4015082391720 |  | 656 | PDC | 1
239211 | FAZ6-C13/4 | 239211 | Miniature Circuit Breaker | 76 | cerere oferta | N | 1 | 4 | 30 | 0.48 | KG | 85X70,8X73 | 4015082392116 |  | 656 | PDC | 1
239037 | FAZ6-C16/1 | 239037 | Miniature Circuit Breaker | 76 | cerere oferta | N | 12 | 1 | 120 | 0.12 | KG | 85X17,7X73 | 4015082390372 |  | 656 | PDC | 1
239066 | FAZ6-C16/1N | 239066 | Miniature Circuit Breaker | 76 | cerere oferta | N | 1 | 2 | 60 | 0.216 | KG | 85X35,4X73 | 4015082390662 |  | 656 | PDC | 1
239103 | FAZ6-C16/2 | 239103 | Miniature Circuit Breaker | 76 | cerere oferta | N | 1 | 2 | 60 | 0.216 | KG | 85X35,4X73 | 4015082391034 |  | 656 | PDC | 1
239148 | FAZ6-C16/3 | 239148 | Miniature Circuit Breaker | 76 | cerere oferta | N | 1 | 3 | 40 | 0.36 | KG | 85X53,1X73 | 4015082391485 |  | 656 | PDC | 1
239173 | FAZ6-C16/3N | 239173 | Miniature Circuit Breaker | 76 | cerere oferta | N | 1 | 4 | 30 | 0.456 | KG | 85X70,8X73 | 4015082391737 |  | 656 | PDC | 1
239216 | FAZ6-C16/4 | 239216 | Miniature Circuit Breaker | 76 | cerere oferta | N | 1 | 4 | 30 | 0.48 | KG | 85X70,8X73 | 4015082392161 |  | 656 | PDC | 1
239031 | FAZ6-C2/1 | 239031 | Miniature Circuit Breaker | 76 | cerere oferta | N | 12 | 1 | 120 | 0.12 | KG | 85X17,7X73 | 4015082390310 |  | 656 | PDC | 1
239056 | FAZ6-C2/1N | 239056 | Miniature Circuit Breaker | 76 | cerere oferta | N | 1 | 2 | 60 | 0.216 | KG | 85X35,4X73 | 4015082390563 |  | 656 | PDC | 1
239097 | FAZ6-C2/2 | 239097 | Miniature Circuit Breaker | 76 | cerere oferta | N | 1 | 2 | 60 | 0.216 | KG | 85X35,4X73 | 4015082390976 |  | 656 | PDC | 1
239122 | FAZ6-C2/3 | 239122 | Miniature Circuit Breaker | 76 | cerere oferta | N | 1 | 3 | 40 | 0.36 | KG | 85X53,1X73 | 4015082391225 |  | 656 | PDC | 1
239167 | FAZ6-C2/3N | 239167 | Miniature Circuit Breaker | 76 | cerere oferta | N | 1 | 4 | 30 | 0.456 | KG | 85X70,8X73 | 4015082391676 |  | 656 | PDC | 1
239192 | FAZ6-C2/4 | 239192 | Miniature Circuit Breaker | 76 | cerere oferta | N | 1 | 4 | 30 | 0.48 | KG | 85X70,8X73 | 4015082391928 |  | 656 | PDC | 1
239038 | FAZ6-C20/1 | 239038 | Miniature Circuit Breaker | 76 | cerere oferta | N | 12 | 1 | 120 | 0.12 | KG | 85X17,7X73 | 4015082390389 |  | 656 | PDC | 1
239071 | FAZ6-C20/1N | 239071 | Miniature Circuit Breaker | 76 | cerere oferta | N | 1 | 2 | 60 | 0.216 | KG | 85X35,4X73 | 4015082390716 |  | 656 | PDC | 1
239104 | FAZ6-C20/2 | 239104 | Miniature Circuit Breaker | 76 | cerere oferta | N | 1 | 2 | 60 | 0.216 | KG | 85X35,4X73 | 4015082391041 |  | 656 | PDC | 1
239149 | FAZ6-C20/3 | 239149 | Miniature Circuit Breaker | 76 | cerere oferta | N | 1 | 3 | 40 | 0.36 | KG | 85X53,1X73 | 4015082391492 |  | 656 | PDC | 1
239174 | FAZ6-C20/3N | 239174 | Miniature Circuit Breaker | 76 | cerere oferta | N | 1 | 4 | 30 | 0.456 | KG | 85X70,8X73 | 4015082391744 |  | 656 | PDC | 1
239219 | FAZ6-C20/4 | 239219 | Miniature Circuit Breaker | 76 | cerere oferta | N | 1 | 4 | 30 | 0.48 | KG | 85X70,8X73 | 4015082392192 |  | 656 | PDC | 1
239039 | FAZ6-C25/1 | 239039 | Miniature Circuit Breaker | 76 | cerere oferta | N | 12 | 1 | 120 | 0.12 | KG | 85X17,7X73 | 4015082390396 |  | 656 | PDC | 1
239076 | FAZ6-C25/1N | 239076 | Miniature Circuit Breaker | 76 | cerere oferta | N | 1 | 2 | 60 | 0.216 | KG | 85X35,4X73 | 4015082390761 |  | 656 | PDC | 1
239105 | FAZ6-C25/2 | 239105 | Miniature Circuit Breaker | 76 | cerere oferta | N | 1 | 2 | 60 | 0.216 | KG | 85X35,4X73 | 4015082391058 |  | 656 | PDC | 1
239150 | FAZ6-C25/3 | 239150 | Miniature Circuit Breaker | 76 | cerere oferta | N | 1 | 3 | 40 | 0.36 | KG | 85X53,1X73 | 4015082391508 |  | 656 | PDC | 1
239175 | FAZ6-C25/3N | 239175 | Miniature Circuit Breaker | 76 | cerere oferta | N | 1 | 4 | 30 | 0.456 | KG | 85X70,8X73 | 4015082391751 |  | 656 | PDC | 1
239220 | FAZ6-C25/4 | 239220 | Miniature Circuit Breaker | 76 | cerere oferta | N | 1 | 4 | 30 | 0.48 | KG | 85X70,8X73 | 4015082392208 |  | 656 | PDC | 1
239032 | FAZ6-C3/1 | 239032 | Miniature Circuit Breaker | 76 | cerere oferta | N | 12 | 1 | 120 | 0.12 | KG | 85X17,7X73 | 4015082390327 |  | 656 | PDC | 1
239057 | FAZ6-C3/1N | 239057 | Miniature Circuit Breaker | 76 | cerere oferta | N | 1 | 2 | 60 | 0.216 | KG | 85X35,4X73 | 4015082390570 |  | 656 | PDC | 1
239098 | FAZ6-C3/2 | 239098 | Miniature Circuit Breaker | 76 | cerere oferta | N | 1 | 2 | 60 | 0.216 | KG | 85X35,4X73 | 4015082390983 |  | 656 | PDC | 1
239127 | FAZ6-C3/3 | 239127 | Miniature Circuit Breaker | 76 | cerere oferta | N | 1 | 3 | 40 | 0.36 | KG | 85X53,1X73 | 4015082391270 |  | 656 | PDC | 1
239168 | FAZ6-C3/3N | 239168 | Miniature Circuit Breaker | 76 | cerere oferta | N | 1 | 4 | 30 | 0.456 | KG | 85X70,8X73 | 4015082391683 |  | 656 | PDC | 1
239193 | FAZ6-C3/4 | 239193 | Miniature Circuit Breaker | 76 | cerere oferta | N | 1 | 4 | 30 | 0.48 | KG | 85X70,8X73 | 4015082391935 |  | 656 | PDC | 1
239040 | FAZ6-C32/1 | 239040 | Miniature Circuit Breaker | 76 | cerere oferta | N | 12 | 1 | 120 | 0.12 | KG | 85X17,7X73 | 4015082390402 |  | 656 | PDC | 1
239081 | FAZ6-C32/1N | 239081 | Miniature Circuit Breaker | 76 | cerere oferta | N | 1 | 2 | 60 | 0.216 | KG | 85X35,4X73 | 4015082390815 |  | 656 | PDC | 1
239106 | FAZ6-C32/2 | 239106 | Miniature Circuit Breaker | 76 | cerere oferta | N | 1 | 2 | 60 | 0.216 | KG | 85X35,4X73 | 4015082391065 |  | 656 | PDC | 1
239151 | FAZ6-C32/3 | 239151 | Miniature Circuit Breaker | 76 | cerere oferta | N | 1 | 3 | 40 | 0.36 | KG | 85X53,1X73 | 4015082391515 |  | 656 | PDC | 1
239176 | FAZ6-C32/3N | 239176 | Miniature Circuit Breaker | 76 | cerere oferta | N | 1 | 4 | 30 | 0.456 | KG | 85X70,8X73 | 4015082391768 |  | 656 | PDC | 1
239221 | FAZ6-C32/4 | 239221 | Miniature Circuit Breaker | 76 | cerere oferta | N | 1 | 4 | 30 | 0.48 | KG | 85X70,8X73 | 4015082392215 |  | 656 | PDC | 1
239033 | FAZ6-C4/1 | 239033 | Miniature Circuit Breaker | 76 | cerere oferta | N | 12 | 1 | 120 | 0.12 | KG | 85X17,7X73 | 4015082390334 |  | 656 | PDC | 1
239058 | FAZ6-C4/1N | 239058 | Miniature Circuit Breaker | 76 | cerere oferta | N | 1 | 2 | 60 | 0.216 | KG | 85X35,4X73 | 4015082390587 |  | 656 | PDC | 1
239099 | FAZ6-C4/2 | 239099 | Miniature Circuit Breaker | 76 | cerere oferta | N | 1 | 2 | 60 | 0.216 | KG | 85X35,4X73 | 4015082390990 |  | 656 | PDC | 1
239132 | FAZ6-C4/3 | 239132 | Miniature Circuit Breaker | 76 | cerere oferta | N | 1 | 3 | 40 | 0.36 | KG | 85X53,1X73 | 4015082391324 |  | 656 | PDC | 1
239169 | FAZ6-C4/3N | 239169 | Miniature Circuit Breaker | 76 | cerere oferta | N | 1 | 4 | 30 | 0.456 | KG | 85X70,8X73 | 4015082391690 |  | 656 | PDC | 1
239194 | FAZ6-C4/4 | 239194 | Miniature Circuit Breaker | 76 | cerere oferta | N | 1 | 4 | 30 | 0.48 | KG | 85X70,8X73 | 4015082391942 |  | 656 | PDC | 1
239041 | FAZ6-C40/1 | 239041 | Miniature Circuit Breaker | 76 | cerere oferta | N | 12 | 1 | 120 | 0.12 | KG | 85X17,7X73 | 4015082390419 |  | 656 | PDC | 1
239082 | FAZ6-C40/1N | 239082 | Miniature Circuit Breaker | 76 | cerere oferta | N | 1 | 2 | 60 | 0.216 | KG | 85X35,4X73 | 4015082390822 |  | 656 | PDC | 1
239107 | FAZ6-C40/2 | 239107 | Miniature Circuit Breaker | 76 | cerere oferta | N | 1 | 2 | 60 | 0.216 | KG | 85X35,4X73 | 4015082391072 |  | 656 | PDC | 1
239152 | FAZ6-C40/3 | 239152 | Miniature Circuit Breaker | 76 | cerere oferta | N | 1 | 3 | 40 | 0.36 | KG | 85X53,1X73 | 4015082391522 |  | 656 | PDC | 1
239177 | FAZ6-C40/3N | 239177 | Miniature Circuit Breaker | 76 | cerere oferta | N | 1 | 4 | 30 | 0.456 | KG | 85X70,8X73 | 4015082391775 |  | 656 | PDC | 1
239222 | FAZ6-C40/4 | 239222 | Miniature Circuit Breaker | 76 | cerere oferta | N | 1 | 4 | 30 | 0.48 | KG | 85X70,8X73 | 4015082392222 |  | 656 | PDC | 1
239042 | FAZ6-C50/1 | 239042 | Miniature Circuit Breaker | 76 | cerere oferta | N | 12 | 1 | 120 | 0.12 | KG | 85X17,7X73 | 4015082390426 |  | 656 | PDC | 1
239083 | FAZ6-C50/1N | 239083 | Miniature Circuit Breaker | 76 | cerere oferta | N | 1 | 2 | 60 | 0.216 | KG | 85X35,4X73 | 4015082390839 |  | 656 | PDC | 1
239108 | FAZ6-C50/2 | 239108 | FAZ6-C50/2 | 76 | cerere oferta | N | 1 | 2 | 60 | 0.216 | KG | 85X35,4X73 | 4015082391089 |  | 656 | PDC | 1
239153 | FAZ6-C50/3 | 239153 | Miniature Circuit Breaker | 76 | cerere oferta | N | 1 | 3 | 40 | 0.36 | KG | 85X53,1X73 | 4015082391539 |  | 656 | PDC | 1
239178 | FAZ6-C50/3N | 239178 | Miniature Circuit Breaker | 76 | cerere oferta | N | 1 | 4 | 30 | 0.456 | KG | 85X70,8X73 | 4015082391782 |  | 656 | PDC | 1
239223 | FAZ6-C50/4 | 239223 | Miniature Circuit Breaker | 76 | cerere oferta | N | 1 | 4 | 30 | 0.48 | KG | 85X70,8X73 | 4015082392239 |  | 656 | PDC | 1
239034 | FAZ6-C6/1 | 239034 | Miniature Circuit Breaker | 76 | cerere oferta | N | 12 | 1 | 120 | 0.12 | KG | 85X17,7X73 | 4015082390341 |  | 656 | PDC | 1
239059 | FAZ6-C6/1N | 239059 | Miniature Circuit Breaker | 76 | cerere oferta | N | 1 | 2 | 60 | 0.216 | KG | 85X35,4X73 | 4015082390594 |  | 656 | PDC | 1
239100 | FAZ6-C6/2 | 239100 | Miniature Circuit Breaker | 76 | cerere oferta | N | 1 | 2 | 60 | 0.216 | KG | 85X35,4X73 | 4015082391003 |  | 656 | PDC | 1
239139 | FAZ6-C6/3 | 239139 | Miniature Circuit Breaker | 76 | cerere oferta | N | 1 | 3 | 40 | 0.36 | KG | 85X53,1X73 | 4015082391393 |  | 656 | PDC | 1
239170 | FAZ6-C6/3N | 239170 | Miniature Circuit Breaker | 76 | cerere oferta | N | 1 | 4 | 30 | 0.456 | KG | 85X70,8X73 | 4015082391706 |  | 656 | PDC | 1
239199 | FAZ6-C6/4 | 239199 | Miniature Circuit Breaker | 76 | cerere oferta | N | 1 | 4 | 30 | 0.48 | KG | 85X70,8X73 | 4015082391997 |  | 656 | PDC | 1
239043 | FAZ6-C63/1 | 239043 | Miniature Circuit Breaker | 76 | cerere oferta | N | 12 | 1 | 120 | 0.12 | KG | 85X17,7X73 | 4015082390433 |  | 656 | PDC | 1
239084 | FAZ6-C63/1N | 239084 | Miniature Circuit Breaker | 76 | cerere oferta | N | 1 | 2 | 60 | 0.216 | KG | 85X35,4X73 | 4015082390846 |  | 656 | PDC | 1
239109 | FAZ6-C63/2 | 239109 | Miniature Circuit Breaker | 76 | cerere oferta | N | 1 | 2 | 60 | 0.216 | KG | 85X35,4X73 | 4015082391096 |  | 656 | PDC | 1
239154 | FAZ6-C63/3 | 239154 | Miniature Circuit Breaker | 76 | cerere oferta | N | 1 | 3 | 40 | 0.36 | KG | 85X53,1X73 | 4015082391546 |  | 656 | PDC | 1
239179 | FAZ6-C63/3N | 239179 | Miniature Circuit Breaker | 76 | cerere oferta | N | 1 | 4 | 30 | 0.456 | KG | 85X70,8X73 | 4015082391799 |  | 656 | PDC | 1
239224 | FAZ6-C63/4 | 239224 | Miniature Circuit Breaker | 76 | cerere oferta | N | 1 | 4 | 30 | 0.48 | KG | 85X70,8X73 | 4015082392246 |  | 656 | PDC | 1
263490 | FAZ-B0,5-NA | 263490 | CIRCUIT-BREAKER B-Char. 0,5A | 76 | cerere oferta | N | 1 | 1 | 1 | 0.12 | KG | 71X17X80 | 4015082634902 |  | 656 | PDC | 1
278521 | FAZ-B1,5/1 | 278521 | Intreruptor automat 15kA B1,5 | 76 | cerere oferta | N | 12 | 1 | 120 | 0.112 | KG | 85X17,7X73 | 4015082785215 |  | 656 | PDC | 1
278634 | FAZ-B1,5/1N | 278634 | Intreruptor automat 15kA B1,5/1N | 76 | cerere oferta | N | 1 | 2 | 60 | 0.2 | KG | 85X35,4X73 | 4015082786342 |  | 656 | PDC | 1
278720 | FAZ-B1,5/2 | 278720 | Intreruptor automat 15kA B1,5/2 | 76 | cerere oferta | N | 1 | 2 | 60 | 0.225 | KG | 85X35,4X73 | 4015082787202 |  | 656 | PDC | 1
278833 | FAZ-B1,5/3 | 278833 | Intreruptor automat 15kA B1,5/3 | 76 | cerere oferta | N | 1 | 3 | 40 | 0.339 | KG | 85X53,1X73 | 4015082788339 |  | 656 | PDC | 1
278935 | FAZ-B1,5/3N | 278935 | Intreruptor automat 15kA B1,5/3N | 76 | cerere oferta | N | 1 | 4 | 30 | 0.429 | KG | 85X70,8X73 | 4015082789350 |  | 656 | PDC | 1
279021 | FAZ-B1,5/4 | 279021 | Intreruptor automat 15kA B1,5/4 | 76 | cerere oferta | N | 1 | 4 | 30 | 0.452 | KG | 85X70,8X73 | 4015082790219 |  | 656 | PDC | 1
278522 | FAZ-B1,6/1 | 278522 | Intreruptor automat 15kA B1,6 | 76 | cerere oferta | N | 12 | 1 | 120 | 0.112 | KG | 85X17,7X73 | 4015082785222 |  | 656 | PDC | 1
278635 | FAZ-B1,6/1N | 278635 | Intreruptor automat 15kA B1,6/1N | 76 | cerere oferta | N | 1 | 2 | 60 | 0.2 | KG | 85X35,4X73 | 4015082786359 |  | 656 | PDC | 1
278721 | FAZ-B1,6/2 | 278721 | Intreruptor automat 15kA B1,6/2 | 76 | cerere oferta | N | 1 | 2 | 60 | 0.225 | KG | 85X35,4X73 | 4015082787219 |  | 656 | PDC | 1
278834 | FAZ-B1,6/3 | 278834 | Intreruptor automat 15kA B1,6/3 | 76 | cerere oferta | N | 1 | 3 | 40 | 0.339 | KG | 85X53,1X73 | 4015082788346 |  | 656 | PDC | 1
278936 | FAZ-B1,6/3N | 278936 | Intreruptor automat 15kA B1,6/3N | 76 | cerere oferta | N | 1 | 4 | 30 | 0.429 | KG | 85X70,8X73 | 4015082789367 |  | 656 | PDC | 1
279022 | FAZ-B1,6/4 | 279022 | Intreruptor automat 15kA B1,6/4 | 76 | cerere oferta | N | 1 | 4 | 30 | 0.452 | KG | 85X70,8X73 | 4015082790226 |  | 656 | PDC | 1
278520 | FAZ-B1/1 | 278520 | Intreruptor automat 15kA B1/1 | 76 | cerere oferta | N | 12 | 1 | 120 | 0.111 | KG | 85X17,7X73 | 4015082785208 |  | 656 | PDC | 1
278633 | FAZ-B1/1N | 278633 | Intreruptor automat 15kA B1/1N | 76 | cerere oferta | N | 1 | 2 | 60 | 0.199 | KG | 85X35,4X73 | 4015082786335 |  | 656 | PDC | 1
278719 | FAZ-B1/2 | 278719 | Intreruptor automat 15kA B1/2 | 76 | cerere oferta | N | 1 | 2 | 60 | 0.223 | KG | 85X35,4X73 | 4015082787196 |  | 656 | PDC | 1
278832 | FAZ-B1/3 | 278832 | Intreruptor automat 15kA B1/3 | 76 | cerere oferta | N | 1 | 3 | 40 | 0.335 | KG | 85X53,1X73 | 4015082788322 |  | 656 | PDC | 1
278934 | FAZ-B1/3N | 278934 | Intreruptor automat 15kA B1/3N | 76 | cerere oferta | N | 1 | 4 | 30 | 0.425 | KG | 85X70,8X73 | 4015082789343 |  | 656 | PDC | 1
279020 | FAZ-B1/4 | 279020 | Intreruptor automat 15kA B1/4 | 76 | cerere oferta | N | 1 | 4 | 30 | 0.448 | KG | 85X70,8X73 | 4015082790202 |  | 656 | PDC | 1
278531 | FAZ-B10/1 | 278531 | Intreruptor automat 15kA B10 | 76 | cerere oferta | N | 12 | 1 | 120 | 0.11 | KG | 85X17,7X73 | 4015082785314 |  | 656 | PDC | 1
278644 | FAZ-B10/1N | 278644 | Intreruptor automat 15kA B10/1N | 76 | cerere oferta | N | 1 | 2 | 60 | 0.198 | KG | 85X35,4X73 | 4015082786441 |  | 656 | PDC | 1
278730 | FAZ-B10/2 | 278730 | Intreruptor automat 15kA B10/2 | 76 | cerere oferta | N | 1 | 2 | 60 | 0.222 | KG | 85X35,4X73 | 4015082787301 |  | 656 | PDC | 1
278843 | FAZ-B10/3 | 278843 | Intreruptor automat 15kA B10/3 | 76 | cerere oferta | N | 1 | 3 | 40 | 0.333 | KG | 85X53,1X73 | 4015082788438 |  | 656 | PDC | 1
278945 | FAZ-B10/3N | 278945 | Intreruptor automat 15kA B10/3N | 76 | cerere oferta | N | 1 | 4 | 30 | 0.423 | KG | 85X70,8X73 | 4015082789459 |  | 656 | PDC | 1
279031 | FAZ-B10/4 | 279031 | Intreruptor automat 15kA B10/4 | 76 | cerere oferta | N | 1 | 4 | 30 | 0.444 | KG | 85X70,8X73 | 4015082790318 |  | 656 | PDC | 1
278532 | FAZ-B12/1 | 278532 | Intreruptor automat 15kA B12 | 76 | cerere oferta | N | 12 | 1 | 120 | 0.11 | KG | 85X17,7X73 | 4015082785321 |  | 656 | PDC | 1
278645 | FAZ-B12/1N | 278645 | Intreruptor automat 15kA B12/1N | 76 | cerere oferta | N | 1 | 2 | 60 | 0.198 | KG | 85X35,4X73 | 4015082786458 |  | 656 | PDC | 1
278731 | FAZ-B12/2 | 278731 | Intreruptor automat 15kA B12/2 | 76 | cerere oferta | N | 1 | 2 | 60 | 0.222 | KG | 85X35,4X73 | 4015082787318 |  | 656 | PDC | 1
278844 | FAZ-B12/3 | 278844 | Intreruptor automat 15kA B12/3 | 76 | cerere oferta | N | 1 | 3 | 40 | 0.333 | KG | 85X53,1X73 | 4015082788445 |  | 656 | PDC | 1
278946 | FAZ-B12/3N | 278946 | Intreruptor automat 15kA B12/3N | 76 | cerere oferta | N | 1 | 4 | 30 | 0.423 | KG | 85X70,8X73 | 4015082789466 |  | 656 | PDC | 1
279032 | FAZ-B12/4 | 279032 | Intreruptor automat 15kA B12/4 | 76 | cerere oferta | N | 1 | 4 | 30 | 0.444 | KG | 85X70,8X73 | 4015082790325 |  | 656 | PDC | 1
278533 | FAZ-B13/1 | 278533 | Intreruptor automat 15kA B13 | 76 | cerere oferta | N | 12 | 1 | 120 | 0.11 | KG | 85X17,7X73 | 4015082785338 |  | 656 | PDC | 1
278646 | FAZ-B13/1N | 278646 | Intreruptor automat 15kA B13/1N | 76 | cerere oferta | N | 1 | 2 | 60 | 0.198 | KG | 85X35,4X73 | 4015082786465 |  | 656 | PDC | 1
278732 | FAZ-B13/2 | 278732 | Intreruptor automat 15kA B13/2 | 76 | cerere oferta | N | 1 | 2 | 60 | 0.222 | KG | 85X35,4X73 | 4015082787325 |  | 656 | PDC | 1
278845 | FAZ-B13/3 | 278845 | Intreruptor automat 15kA B13/3 | 76 | cerere oferta | N | 1 | 3 | 40 | 0.333 | KG | 85X53,1X73 | 4015082788452 |  | 656 | PDC | 1
278947 | FAZ-B13/3N | 278947 | Intreruptor automat 15kA B13/3N | 76 | cerere oferta | N | 1 | 4 | 30 | 0.423 | KG | 85X70,8X73 | 4015082789473 |  | 656 | PDC | 1
279033 | FAZ-B13/4 | 279033 | Intreruptor automat 15kA B13/4 | 76 | cerere oferta | N | 1 | 4 | 30 | 0.444 | KG | 85X70,8X73 | 4015082790332 |  | 656 | PDC | 1
278534 | FAZ-B15/1 | 278534 | Intreruptor automat 15kA B15 | 76 | cerere oferta | N | 12 | 1 | 120 | 0.11 | KG | 85X17,7X73 | 4015082785345 |  | 656 | PDC | 1
278647 | FAZ-B15/1N | 278647 | Intreruptor automat 15kA B15/1N | 76 | cerere oferta | N | 1 | 2 | 60 | 0.198 | KG | 85X35,4X73 | 4015082786472 |  | 656 | PDC | 1
278733 | FAZ-B15/2 | 278733 | Intreruptor automat 15kA B15/2 | 76 | cerere oferta | N | 1 | 2 | 60 | 0.222 | KG | 85X35,4X73 | 4015082787332 |  | 656 | PDC | 1
278846 | FAZ-B15/3 | 278846 | Intreruptor automat 15kA B15/3 | 76 | cerere oferta | N | 1 | 3 | 40 | 0.333 | KG | 85X53,1X73 | 4015082788469 |  | 656 | PDC | 1
278948 | FAZ-B15/3N | 278948 | Intreruptor automat 15kA B15/3N | 76 | cerere oferta | N | 1 | 4 | 30 | 0.423 | KG | 85X70,8X73 | 4015082789480 |  | 656 | PDC | 1
279034 | FAZ-B15/4 | 279034 | Intreruptor automat 15kA B15/4 | 76 | cerere oferta | N | 1 | 4 | 30 | 0.445 | KG | 85X70,8X73 | 4015082790349 |  | 656 | PDC | 1
278535 | FAZ-B16/1 | 278535 | Intreruptor automat 15kA B16 | 76 | cerere oferta | N | 12 | 1 | 120 | 0.11 | KG | 85X17,7X73 | 4015082785352 |  | 656 | PDC | 1
278648 | FAZ-B16/1N | 278648 | Intreruptor automat 15kA B16/1N | 76 | cerere oferta | N | 1 | 2 | 60 | 0.198 | KG | 85X35,4X73 | 4015082786489 |  | 656 | PDC | 1
278734 | FAZ-B16/2 | 278734 | Intreruptor automat 15kA B16/2 | 76 | cerere oferta | N | 1 | 2 | 60 | 0.222 | KG | 85X35,4X73 | 4015082787349 |  | 656 | PDC | 1
278847 | FAZ-B16/3 | 278847 | Intreruptor automat 15kA B16/3 | 76 | cerere oferta | N | 1 | 3 | 40 | 0.333 | KG | 85X53,1X73 | 4015082788476 |  | 656 | PDC | 1
278949 | FAZ-B16/3N | 278949 | Intreruptor automat 15kA B16/3N | 76 | cerere oferta | N | 1 | 4 | 30 | 0.423 | KG | 85X70,8X73 | 4015082789497 |  | 656 | PDC | 1
279035 | FAZ-B16/4 | 279035 | Intreruptor automat 15kA B16/4 | 76 | cerere oferta | N | 1 | 4 | 30 | 0.445 | KG | 85X70,8X73 | 4015082790356 |  | 656 | PDC | 1
278524 | FAZ-B2,5/1 | 278524 | Intreruptor automat 15kA B2,5 | 76 | cerere oferta | N | 12 | 1 | 120 | 0.112 | KG | 85X17,7X73 | 4015082785246 |  | 656 | PDC | 1
278637 | FAZ-B2,5/1N | 278637 | Intreruptor automat 15kA B2,5/1N | 76 | cerere oferta | N | 1 | 2 | 60 | 0.2 | KG | 85X35,4X73 | 4015082786373 |  | 656 | PDC | 1
278723 | FAZ-B2,5/2 | 278723 | Intreruptor automat 15kA B2,5/2 | 76 | cerere oferta | N | 1 | 2 | 60 | 0.225 | KG | 85X35,4X73 | 4015082787233 |  | 656 | PDC | 1
278836 | FAZ-B2,5/3 | 278836 | Intreruptor automat 15kA B2,5/3 | 76 | cerere oferta | N | 1 | 3 | 40 | 0.339 | KG | 85X53,1X73 | 4015082788360 |  | 656 | PDC | 1
278938 | FAZ-B2,5/3N | 278938 | Intreruptor automat 15kA B2,5/3N | 76 | cerere oferta | N | 1 | 4 | 30 | 0.429 | KG | 85X70,8X73 | 4015082789381 |  | 656 | PDC | 1
279024 | FAZ-B2,5/4 | 279024 | Intreruptor automat 15kA B2,5/4 | 76 | cerere oferta | N | 1 | 4 | 30 | 0.452 | KG | 85X70,8X73 | 4015082790240 |  | 656 | PDC | 1
278523 | FAZ-B2/1 | 278523 | Intreruptor automat 15kA B2 | 76 | cerere oferta | N | 12 | 1 | 120 | 0.113 | KG | 85X17,7X73 | 4015082785239 |  | 656 | PDC | 1
278636 | FAZ-B2/1N | 278636 | Intreruptor automat 15kA B2/1N | 76 | cerere oferta | N | 1 | 2 | 60 | 0.201 | KG | 85X35,4X73 | 4015082786366 |  | 656 | PDC | 1
278722 | FAZ-B2/2 | 278722 | Intreruptor automat 15kA B2/2 | 76 | cerere oferta | N | 1 | 2 | 60 | 0.226 | KG | 85X35,4X73 | 4015082787226 |  | 656 | PDC | 1
278835 | FAZ-B2/3 | 278835 | Intreruptor automat 15kA B2/3 | 76 | cerere oferta | N | 1 | 3 | 40 | 0.34 | KG | 85X53,1X73 | 4015082788353 |  | 656 | PDC | 1
278937 | FAZ-B2/3N | 278937 | Intreruptor automat 15kA B2/3N | 76 | cerere oferta | N | 1 | 4 | 30 | 0.43 | KG | 85X70,8X73 | 4015082789374 |  | 656 | PDC | 1
279023 | FAZ-B2/4 | 279023 | Intreruptor automat 15kA B2/4 | 76 | cerere oferta | N | 1 | 4 | 30 | 0.453 | KG | 85X70,8X73 | 4015082790233 |  | 656 | PDC | 1
278536 | FAZ-B20/1 | 278536 | Intreruptor automat 15kA B20 | 76 | cerere oferta | N | 12 | 1 | 120 | 0.111 | KG | 85X17,7X73 | 4015082785369 |  | 656 | PDC | 1
278649 | FAZ-B20/1N | 278649 | Intreruptor automat 15kA B20/1N | 76 | cerere oferta | N | 1 | 2 | 60 | 0.199 | KG | 85X35,4X73 | 4015082786496 |  | 656 | PDC | 1
278735 | FAZ-B20/2 | 278735 | Intreruptor automat 15kA B20/2 | 76 | cerere oferta | N | 1 | 2 | 60 | 0.222 | KG | 85X35,4X73 | 4015082787356 |  | 656 | PDC | 1
278848 | FAZ-B20/3 | 278848 | Intreruptor automat 15kA B20/3 | 76 | cerere oferta | N | 1 | 3 | 40 | 0.334 | KG | 85X53,1X73 | 4015082788483 |  | 656 | PDC | 1
278950 | FAZ-B20/3N | 278950 | Intreruptor automat 15kA B20/3N | 76 | cerere oferta | N | 1 | 4 | 30 | 0.424 | KG | 85X70,8X73 | 4015082789503 |  | 656 | PDC | 1
279036 | FAZ-B20/4 | 279036 | Intreruptor automat 15kA B20/4 | 76 | cerere oferta | N | 1 | 4 | 30 | 0.445 | KG | 85X70,8X73 | 4015082790363 |  | 656 | PDC | 1
278537 | FAZ-B25/1 | 278537 | Intreruptor automat 15kA B25 | 76 | cerere oferta | N | 12 | 1 | 120 | 0.115 | KG | 85X17,7X73 | 4015082785376 |  | 656 | PDC | 1
278650 | FAZ-B25/1N | 278650 | Intreruptor automat 15kA B25/1N | 76 | cerere oferta | N | 1 | 2 | 60 | 0.214 | KG | 85X35,4X73 | 4015082786502 |  | 656 | PDC | 1
278736 | FAZ-B25/2 | 278736 | Intreruptor automat 15kA B25/2 | 76 | cerere oferta | N | 1 | 2 | 60 | 0.231 | KG | 85X35,4X73 | 4015082787363 |  | 656 | PDC | 1
278849 | FAZ-B25/3 | 278849 | Intreruptor automat 15kA B25/3 | 76 | cerere oferta | N | 1 | 3 | 40 | 0.348 | KG | 85X53,1X73 | 4015082788490 |  | 656 | PDC | 1
278951 | FAZ-B25/3N | 278951 | Intreruptor automat 15kA B25/3N | 76 | cerere oferta | N | 1 | 4 | 30 | 0.449 | KG | 85X70,8X73 | 4015082789510 |  | 656 | PDC | 1
279037 | FAZ-B25/4 | 279037 | Intreruptor automat 15kA B25/4 | 76 | cerere oferta | N | 1 | 4 | 30 | 0.464 | KG | 85X70,8X73 | 4015082790370 |  | 656 | PDC | 1
278526 | FAZ-B3,5/1 | 278526 | Intreruptor automat 15kA B3,5 | 76 | cerere oferta | N | 12 | 1 | 120 | 0.112 | KG | 85X17,7X73 | 4015082785260 |  | 656 | PDC | 1
278639 | FAZ-B3,5/1N | 278639 | Intreruptor automat 15kA B3,5/1N | 76 | cerere oferta | N | 1 | 2 | 60 | 0.2 | KG | 85X35,4X73 | 4015082786397 |  | 656 | PDC | 1
278725 | FAZ-B3,5/2 | 278725 | Intreruptor automat 15kA B3,5/2 | 76 | cerere oferta | N | 1 | 2 | 60 | 0.225 | KG | 85X35,4X73 | 4015082787257 |  | 656 | PDC | 1
278838 | FAZ-B3,5/3 | 278838 | Intreruptor automat 15kA B3,5/3 | 76 | cerere oferta | N | 1 | 3 | 40 | 0.338 | KG | 85X53,1X73 | 4015082788384 |  | 656 | PDC | 1
278940 | FAZ-B3,5/3N | 278940 | Intreruptor automat 15kA B3,5/3N | 76 | cerere oferta | N | 1 | 4 | 30 | 0.428 | KG | 85X70,8X73 | 4015082789404 |  | 656 | PDC | 1
279026 | FAZ-B3,5/4 | 279026 | Intreruptor automat 15kA B3,5/4 | 76 | cerere oferta | N | 1 | 4 | 30 | 0.451 | KG | 85X70,8X73 | 4015082790264 |  | 656 | PDC | 1
278525 | FAZ-B3/1 | 278525 | Intreruptor automat 15kA B3 | 76 | cerere oferta | N | 12 | 1 | 120 | 0.112 | KG | 85X17,7X73 | 4015082785253 |  | 656 | PDC | 1
278638 | FAZ-B3/1N | 278638 | Intreruptor automat 15kA B3/1N | 76 | cerere oferta | N | 1 | 2 | 60 | 0.2 | KG | 85X35,4X73 | 4015082786380 |  | 656 | PDC | 1
278724 | FAZ-B3/2 | 278724 | Intreruptor automat 15kA B3/2 | 76 | cerere oferta | N | 1 | 2 | 60 | 0.225 | KG | 85X35,4X73 | 4015082787240 |  | 656 | PDC | 1
278837 | FAZ-B3/3 | 278837 | Intreruptor automat 15kA B3/3 | 76 | cerere oferta | N | 1 | 3 | 40 | 0.339 | KG | 85X53,1X73 | 4015082788377 |  | 656 | PDC | 1
278939 | FAZ-B3/3N | 278939 | Intreruptor automat 15kA B3/3N | 76 | cerere oferta | N | 1 | 4 | 30 | 0.429 | KG | 85X70,8X73 | 4015082789398 |  | 656 | PDC | 1
279025 | FAZ-B3/4 | 279025 | Intreruptor automat 15kA B3/4 | 76 | cerere oferta | N | 1 | 4 | 30 | 0.452 | KG | 85X70,8X73 | 4015082790257 |  | 656 | PDC | 1
278538 | FAZ-B32/1 | 278538 | Intreruptor automat 15kA B32 | 76 | cerere oferta | N | 12 | 1 | 120 | 0.118 | KG | 85X17,7X73 | 4015082785383 |  | 656 | PDC | 1
278651 | FAZ-B32/1N | 278651 | Intreruptor automat 15kA B32/1N | 76 | cerere oferta | N | 1 | 2 | 60 | 0.217 | KG | 85X35,4X73 | 4015082786519 |  | 656 | PDC | 1
278737 | FAZ-B32/2 | 278737 | Intreruptor automat 15kA B32/2 | 76 | cerere oferta | N | 1 | 2 | 60 | 0.237 | KG | 85X35,4X73 | 4015082787370 |  | 656 | PDC | 1
278850 | FAZ-B32/3 | 278850 | Intreruptor automat 15kA B32/3 | 76 | cerere oferta | N | 1 | 3 | 40 | 0.355 | KG | 85X53,1X73 | 4015082788506 |  | 656 | PDC | 1
278952 | FAZ-B32/3N | 278952 | Intreruptor automat 15kA B32/3N | 76 | cerere oferta | N | 1 | 4 | 30 | 0.456 | KG | 85X70,8X73 | 4015082789527 |  | 656 | PDC | 1
279038 | FAZ-B32/4 | 279038 | Intreruptor automat 15kA B32/4 | 76 | cerere oferta | N | 1 | 4 | 30 | 0.474 | KG | 85X70,8X73 | 4015082790387 |  | 656 | PDC | 1
278527 | FAZ-B4/1 | 278527 | Intreruptor automat 15kA B4 | 76 | cerere oferta | N | 12 | 1 | 120 | 0.112 | KG | 85X17,7X73 | 4015082785277 |  | 656 | PDC | 1
279274 | FAZ-B4/1-HS | 279274 | Miniature Circuit Breaker | 76 | cerere oferta | N | 12 | 1 | 120 | 0.112 | KG | 85X17,7X73 | 4015082792749 |  | 656 | PDC | 1
278640 | FAZ-B4/1N | 278640 | Intreruptor automat 15kA B4/1N | 76 | cerere oferta | N | 1 | 2 | 60 | 0.2 | KG | 85X35,4X73 | 4015082786403 |  | 656 | PDC | 1
278726 | FAZ-B4/2 | 278726 | Intreruptor automat 15kA B4/2 | 76 | cerere oferta | N | 1 | 2 | 60 | 0.225 | KG | 85X35,4X73 | 4015082787264 |  | 656 | PDC | 1
279275 | FAZ-B4/2-HS | 279275 | Miniature Circuit Breaker | 76 | cerere oferta | N | 1 | 2 | 60 | 0.225 | KG | 85X35,4X73 | 4015082792756 |  | 656 | PDC | 1
278839 | FAZ-B4/3 | 278839 | Intreruptor automat 15kA B4/3 | 76 | cerere oferta | N | 1 | 3 | 40 | 0.338 | KG | 85X53,1X73 | 4015082788391 |  | 656 | PDC | 1
278941 | FAZ-B4/3N | 278941 | Intreruptor automat 15kA B4/3N | 76 | cerere oferta | N | 1 | 4 | 30 | 0.428 | KG | 85X70,8X73 | 4015082789411 |  | 656 | PDC | 1
279027 | FAZ-B4/4 | 279027 | Intreruptor automat 15kA B4/4 | 76 | cerere oferta | N | 1 | 4 | 30 | 0.451 | KG | 85X70,8X73 | 4015082790271 |  | 656 | PDC | 1
278539 | FAZ-B40/1 | 278539 | Intreruptor automat 15kA B40 | 76 | cerere oferta | N | 12 | 1 | 120 | 0.116 | KG | 85X17,7X73 | 4015082785390 |  | 656 | PDC | 1
278652 | FAZ-B40/1N | 278652 | Intreruptor automat 15kA B40/1N | 76 | cerere oferta | N | 1 | 2 | 60 | 0.215 | KG | 85X35,4X73 | 4015082786526 |  | 656 | PDC | 1
278738 | FAZ-B40/2 | 278738 | Intreruptor automat 15kA B40/2 | 76 | cerere oferta | N | 1 | 2 | 60 | 0.233 | KG | 85X35,4X73 | 4015082787387 |  | 656 | PDC | 1
278851 | FAZ-B40/3 | 278851 | Intreruptor automat 15kA B40/3 | 76 | cerere oferta | N | 1 | 3 | 40 | 0.35 | KG | 85X53,1X73 | 4015082788513 |  | 656 | PDC | 1
278953 | FAZ-B40/3N | 278953 | Intreruptor automat 15kA B40/3N | 76 | cerere oferta | N | 1 | 4 | 30 | 0.451 | KG | 85X70,8X73 | 4015082789534 |  | 656 | PDC | 1
279039 | FAZ-B40/4 | 279039 | Intreruptor automat 15kA B40/4 | 76 | cerere oferta | N | 1 | 4 | 30 | 0.467 | KG | 85X70,8X73 | 4015082790394 |  | 656 | PDC | 1
278528 | FAZ-B5/1 | 278528 | Intreruptor automat 15kA B5 | 76 | cerere oferta | N | 12 | 1 | 120 | 0.111 | KG | 85X17,7X73 | 4015082785284 |  | 656 | PDC | 1
278641 | FAZ-B5/1N | 278641 | Intreruptor automat 15kA B5/1N | 76 | cerere oferta | N | 1 | 2 | 60 | 0.199 | KG | 85X35,4X73 | 4015082786410 |  | 656 | PDC | 1
278727 | FAZ-B5/2 | 278727 | Intreruptor automat 15kA B5/2 | 76 | cerere oferta | N | 1 | 2 | 60 | 0.222 | KG | 85X35,4X73 | 4015082787271 |  | 656 | PDC | 1
278840 | FAZ-B5/3 | 278840 | Intreruptor automat 15kA B5/3 | 76 | cerere oferta | N | 1 | 3 | 40 | 0.334 | KG | 85X53,1X73 | 4015082788407 |  | 656 | PDC | 1
278942 | FAZ-B5/3N | 278942 | Intreruptor automat 15kA B5/3N | 76 | cerere oferta | N | 1 | 4 | 30 | 0.424 | KG | 85X70,8X73 | 4015082789428 |  | 656 | PDC | 1
279028 | FAZ-B5/4 | 279028 | Intreruptor automat 15kA B5/4 | 76 | cerere oferta | N | 1 | 4 | 30 | 0.446 | KG | 85X70,8X73 | 4015082790288 |  | 656 | PDC | 1
278540 | FAZ-B50/1 | 278540 | Intreruptor automat 15kA B50 | 76 | cerere oferta | N | 12 | 1 | 120 | 0.122 | KG | 85X17,7X73 | 4015082785406 |  | 656 | PDC | 1
278653 | FAZ-B50/1N | 278653 | Intreruptor automat 15kA B50/1N | 76 | cerere oferta | N | 1 | 2 | 60 | 0.245 | KG | 85X35,4X73 | 4015082786533 |  | 656 | PDC | 1
278739 | FAZ-B50/2 | 278739 | Intreruptor automat 15kA B50/2 | 76 | cerere oferta | N | 1 | 2 | 60 | 0.245 | KG | 85X35,4X73 | 4015082787394 |  | 656 | PDC | 1
278852 | FAZ-B50/3 | 278852 | Intreruptor automat 15kA B50/3 | 76 | cerere oferta | N | 1 | 3 | 40 | 0.367 | KG | 85X53,1X73 | 4015082788520 |  | 656 | PDC | 1
278954 | FAZ-B50/3N | 278954 | Intreruptor automat 15kA B50/3N | 76 | cerere oferta | N | 1 | 4 | 30 | 0.49 | KG | 85X70,8X73 | 4015082789541 |  | 656 | PDC | 1
279040 | FAZ-B50/4 | 279040 | Intreruptor automat 15kA B50/4 | 76 | cerere oferta | N | 1 | 4 | 30 | 0.49 | KG | 85X70,8X73 | 4015082790400 |  | 656 | PDC | 1
278529 | FAZ-B6/1 | 278529 | Intreruptor automat 15kA B6 | 76 | cerere oferta | N | 12 | 1 | 120 | 0.109 | KG | 85X17,7X73 | 4015082785291 |  | 656 | PDC | 1
278642 | FAZ-B6/1N | 278642 | Intreruptor automat 15kA B6/1N | 76 | cerere oferta | N | 1 | 2 | 60 | 0.197 | KG | 85X35,4X73 | 4015082786427 |  | 656 | PDC | 1
278728 | FAZ-B6/2 | 278728 | Intreruptor automat 15kA B6/2 | 76 | cerere oferta | N | 1 | 2 | 60 | 0.219 | KG | 85X35,4X73 | 4015082787288 |  | 656 | PDC | 1
278841 | FAZ-B6/3 | 278841 | Intreruptor automat 15kA B6/3 | 76 | cerere oferta | N | 1 | 3 | 40 | 0.329 | KG | 85X53,1X73 | 4015082788414 |  | 656 | PDC | 1
278943 | FAZ-B6/3N | 278943 | Intreruptor automat 15kA B6/3N | 76 | cerere oferta | N | 1 | 4 | 30 | 0.419 | KG | 85X70,8X73 | 4015082789435 |  | 656 | PDC | 1
279029 | FAZ-B6/4 | 279029 | Intreruptor automat 15kA B6/4 | 76 | cerere oferta | N | 1 | 4 | 30 | 0.439 | KG | 85X70,8X73 | 4015082790295 |  | 656 | PDC | 1
278541 | FAZ-B63/1 | 278541 | Intreruptor automat 15kA B63 | 76 | cerere oferta | N | 12 | 1 | 120 | 0.122 | KG | 85X17,7X73 | 4015082785413 |  | 656 | PDC | 1
278654 | FAZ-B63/1N | 278654 | Intreruptor automat 15kA B63/1N | 76 | cerere oferta | N | 1 | 2 | 60 | 0.246 | KG | 85X35,4X73 | 4015082786540 |  | 656 | PDC | 1
278740 | FAZ-B63/2 | 278740 | Intreruptor automat 15kA B63/2 | 76 | cerere oferta | N | 1 | 2 | 60 | 0.246 | KG | 85X35,4X73 | 4015082787400 |  | 656 | PDC | 1
278853 | FAZ-B63/3 | 278853 | Intreruptor automat 15kA B63/3 | 76 | cerere oferta | N | 1 | 3 | 40 | 0.369 | KG | 85X53,1X73 | 4015082788537 |  | 656 | PDC | 1
278955 | FAZ-B63/3N | 278955 | Intreruptor automat 15kA B63/3N | 76 | cerere oferta | N | 1 | 4 | 30 | 0.492 | KG | 85X70,8X73 | 4015082789558 |  | 656 | PDC | 1
279041 | FAZ-B63/4 | 279041 | Intreruptor automat 15kA B63/4 | 76 | cerere oferta | N | 1 | 4 | 30 | 0.492 | KG | 85X70,8X73 | 4015082790417 |  | 656 | PDC | 1
278530 | FAZ-B8/1 | 278530 | Intreruptor automat 15kA B8 | 76 | cerere oferta | N | 12 | 1 | 120 | 0.11 | KG | 85X17,7X73 | 4015082785307 |  | 656 | PDC | 1
278643 | FAZ-B8/1N | 278643 | Intreruptor automat 15kA B8/1N | 76 | cerere oferta | N | 1 | 2 | 60 | 0.198 | KG | 85X35,4X73 | 4015082786434 |  | 656 | PDC | 1
278729 | FAZ-B8/2 | 278729 | Intreruptor automat 15kA B8/2 | 76 | cerere oferta | N | 1 | 2 | 60 | 0.222 | KG | 85X35,4X73 | 4015082787295 |  | 656 | PDC | 1
278842 | FAZ-B8/3 | 278842 | Intreruptor automat 15kA B8/3 | 76 | cerere oferta | N | 1 | 3 | 40 | 0.333 | KG | 85X53,1X73 | 4015082788421 |  | 656 | PDC | 1
278944 | FAZ-B8/3N | 278944 | Intreruptor automat 15kA B8/3N | 76 | cerere oferta | N | 1 | 4 | 30 | 0.423 | KG | 85X70,8X73 | 4015082789442 |  | 656 | PDC | 1
279030 | FAZ-B8/4 | 279030 | Intreruptor automat 15kA B8/4 | 76 | cerere oferta | N | 1 | 4 | 30 | 0.444 | KG | 85X70,8X73 | 4015082790301 |  | 656 | PDC | 1
278542 | FAZ-C0,16/1 | 278542 | Intreruptor automat 15kA C0,16 | 76 | cerere oferta | N | 12 | 1 | 120 | 0.11 | KG | 85X17,7X73 | 4015082785420 |  | 656 | PDC | 1
278655 | FAZ-C0,16/1N | 278655 | Miniature Circuit Breaker | 76 | cerere oferta | N | 1 | 2 | 60 | 0.198 | KG | 85X35,4X73 | 4015082786557 |  | 656 | PDC | 1
278741 | FAZ-C0,16/2 | 278741 | Intreruptor automat 15kA C0,16/2 | 76 | cerere oferta | N | 1 | 2 | 60 | 0.221 | KG | 85X35,4X73 | 4015082787417 |  | 656 | PDC | 1
278854 | FAZ-C0,16/3 | 278854 | Intreruptor automat 15kA C0,16/3 | 76 | cerere oferta | N | 1 | 3 | 40 | 0.332 | KG | 85X53,1X73 | 4015082788544 |  | 656 | PDC | 1
278956 | FAZ-C0,16/3N | 278956 | Intreruptor automat 15kA C0,16/3N | 76 | cerere oferta | N | 1 | 4 | 30 | 0.422 | KG | 85X70,8X73 | 4015082789565 |  | 656 | PDC | 1
279042 | FAZ-C0,16/4 | 279042 | Miniature Circuit Breaker | 76 | cerere oferta | N | 1 | 4 | 30 | 0.442 | KG | 85X70,8X73 | 4015082790424 |  | 656 | PDC | 1
278543 | FAZ-C0,25/1 | 278543 | Intreruptor automat 15kA C0,25 | 76 | cerere oferta | N | 12 | 1 | 120 | 0.11 | KG | 85X17,7X73 | 4015082785437 |  | 656 | PDC | 1
278656 | FAZ-C0,25/1N | 278656 | Miniature Circuit Breaker | 76 | cerere oferta | N | 1 | 2 | 60 | 0.198 | KG | 85X35,4X73 | 4015082786564 |  | 656 | PDC | 1
278742 | FAZ-C0,25/2 | 278742 | Intreruptor automat 15kA C0,25/2 | 76 | cerere oferta | N | 1 | 2 | 60 | 0.221 | KG | 85X35,4X73 | 4015082787424 |  | 656 | PDC | 1
278855 | FAZ-C0,25/3 | 278855 | Intreruptor automat 15kA C0,25/3 | 76 | cerere oferta | N | 1 | 3 | 40 | 0.332 | KG | 85X53,1X73 | 4015082788551 |  | 656 | PDC | 1
278957 | FAZ-C0,25/3N | 278957 | Intreruptor automat 15kA C0,25/3N | 76 | cerere oferta | N | 1 | 4 | 30 | 0.422 | KG | 85X70,8X73 | 4015082789572 |  | 656 | PDC | 1
279043 | FAZ-C0,25/4 | 279043 | Intreruptor automat 15kA C0,25/4 | 76 | cerere oferta | N | 1 | 4 | 30 | 0.442 | KG | 85X70,8X73 | 4015082790431 |  | 656 | PDC | 1
278544 | FAZ-C0,5/1 | 278544 | Intreruptor automat 15kA C0,5 | 76 | cerere oferta | N | 12 | 1 | 120 | 0.11 | KG | 85X17,7X73 | 4015082785444 |  | 656 | PDC | 1
278657 | FAZ-C0,5/1N | 278657 | Miniature Circuit Breaker | 76 | cerere oferta | N | 1 | 2 | 60 | 0.198 | KG | 85X35,4X73 | 4015082786571 |  | 656 | PDC | 1
278743 | FAZ-C0,5/2 | 278743 | Intreruptor automat 15kA C0,5/2 | 76 | cerere oferta | N | 1 | 2 | 60 | 0.221 | KG | 85X35,4X73 | 4015082787431 |  | 656 | PDC | 1
278856 | FAZ-C0,5/3 | 278856 | Intreruptor automat 15kA C0,5/3 | 76 | cerere oferta | N | 1 | 3 | 40 | 0.332 | KG | 85X53,1X73 | 4015082788568 |  | 656 | PDC | 1
278958 | FAZ-C0,5/3N | 278958 | Intreruptor automat 15kA C0,5/3N | 76 | cerere oferta | N | 1 | 4 | 30 | 0.422 | KG | 85X70,8X73 | 4015082789589 |  | 656 | PDC | 1
279044 | FAZ-C0,5/4 | 279044 | Intreruptor automat 15kA C0,5/4 | 76 | cerere oferta | N | 1 | 4 | 30 | 0.442 | KG | 85X70,8X73 | 4015082790448 |  | 656 | PDC | 1
278545 | FAZ-C0,75/1 | 278545 | Intreruptor automat 15kA C0,75 | 76 | cerere oferta | N | 12 | 1 | 120 | 0.111 | KG | 85X17,7X73 | 4015082785451 |  | 656 | PDC | 1
278658 | FAZ-C0,75/1N | 278658 | Miniature Circuit Breaker | 76 | cerere oferta | N | 1 | 2 | 60 | 0.199 | KG | 85X35,4X73 | 4015082786588 |  | 656 | PDC | 1
278744 | FAZ-C0,75/2 | 278744 | Intreruptor automat 15kA C0,75/2 | 76 | cerere oferta | N | 1 | 2 | 60 | 0.223 | KG | 85X35,4X73 | 4015082787448 |  | 656 | PDC | 1
278857 | FAZ-C0,75/3 | 278857 | Intreruptor automat 15kA C0,75/3 | 76 | cerere oferta | N | 1 | 3 | 40 | 0.335 | KG | 85X53,1X73 | 4015082788575 |  | 656 | PDC | 1
278959 | FAZ-C0,75/3N | 278959 | Intreruptor automat 15kA C0,75/3N | 76 | cerere oferta | N | 1 | 4 | 30 | 0.425 | KG | 85X70,8X73 | 4015082789596 |  | 656 | PDC | 1
279045 | FAZ-C0,75/4 | 279045 | Intreruptor automat 15kA C0,75/4 | 76 | cerere oferta | N | 1 | 4 | 30 | 0.448 | KG | 85X70,8X73 | 4015082790455 |  | 656 | PDC | 1
278547 | FAZ-C1,5/1 | 278547 | Intreruptor automat 15kA C1,5 | 76 | cerere oferta | N | 12 | 1 | 120 | 0.112 | KG | 85X17,7X73 | 4015082785475 |  | 656 | PDC | 1
278660 | FAZ-C1,5/1N | 278660 | Intreruptor automat 15kA C1,5/1N | 76 | cerere oferta | N | 1 | 2 | 60 | 0.2 | KG | 85X35,4X73 | 4015082786601 |  | 656 | PDC | 1
278746 | FAZ-C1,5/2 | 278746 | Intreruptor automat 15kA C1,5/2 | 76 | cerere oferta | N | 1 | 2 | 60 | 0.225 | KG | 85X35,4X73 | 4015082787462 |  | 656 | PDC | 1
278859 | FAZ-C1,5/3 | 278859 | Intreruptor automat 15kA C1,5/3 | 76 | cerere oferta | N | 1 | 3 | 40 | 0.339 | KG | 85X53,1X73 | 4015082788599 |  | 656 | PDC | 1
278961 | FAZ-C1,5/3N | 278961 | Intreruptor automat 15kA C1,5/3N | 76 | cerere oferta | N | 1 | 4 | 30 | 0.429 | KG | 85X70,8X73 | 4015082789619 |  | 656 | PDC | 1
279047 | FAZ-C1,5/4 | 279047 | Intreruptor automat 15kA C1,5/4 | 76 | cerere oferta | N | 1 | 4 | 30 | 0.452 | KG | 85X70,8X73 | 4015082790479 |  | 656 | PDC | 1
278548 | FAZ-C1,6/1 | 278548 | Intreruptor automat 15kA C1,6 | 76 | cerere oferta | N | 12 | 1 | 120 | 0.112 | KG | 85X17,7X73 | 4015082785482 |  | 656 | PDC | 1
278661 | FAZ-C1,6/1N | 278661 | Intreruptor automat 15kA C1,6/1N | 76 | cerere oferta | N | 1 | 2 | 60 | 0.2 | KG | 85X35,4X73 | 4015082786618 |  | 656 | PDC | 1
278747 | FAZ-C1,6/2 | 278747 | Intreruptor automat 15kA C1,6/2 | 76 | cerere oferta | N | 1 | 2 | 60 | 0.225 | KG | 85X35,4X73 | 4015082787479 |  | 656 | PDC | 1
278860 | FAZ-C1,6/3 | 278860 | Intreruptor automat 15kA C1,6/3 | 76 | cerere oferta | N | 1 | 3 | 40 | 0.339 | KG | 85X53,1X73 | 4015082788605 |  | 656 | PDC | 1
278962 | FAZ-C1,6/3N | 278962 | Intreruptor automat 15kA C1,6/3N | 76 | cerere oferta | N | 1 | 4 | 30 | 0.429 | KG | 85X70,8X73 | 4015082789626 |  | 656 | PDC | 1
279048 | FAZ-C1,6/4 | 279048 | Intreruptor automat 15kA C1,6/4 | 76 | cerere oferta | N | 1 | 4 | 30 | 0.452 | KG | 85X70,8X73 | 4015082790486 |  | 656 | PDC | 1
278546 | FAZ-C1/1 | 278546 | Intreruptor automat 15kA C1/1 | 76 | cerere oferta | N | 12 | 1 | 120 | 0.111 | KG | 85X17,7X73 | 4015082785468 |  | 656 | PDC | 1
278659 | FAZ-C1/1N | 278659 | Intreruptor automat 15kA C1/1N | 76 | cerere oferta | N | 1 | 2 | 60 | 0.199 | KG | 85X35,4X73 | 4015082786595 |  | 656 | PDC | 1
278745 | FAZ-C1/2 | 278745 | Intreruptor automat 15kA C1/2 | 76 | cerere oferta | N | 1 | 2 | 60 | 0.223 | KG | 85X35,4X73 | 4015082787455 |  | 656 | PDC | 1
278858 | FAZ-C1/3 | 278858 | Intreruptor automat 15kA C1/3 | 76 | cerere oferta | N | 1 | 3 | 40 | 0.335 | KG | 85X53,1X73 | 4015082788582 |  | 656 | PDC | 1
278960 | FAZ-C1/3N | 278960 | Intreruptor automat 15kA C1/3N | 76 | cerere oferta | N | 1 | 4 | 30 | 0.425 | KG | 85X70,8X73 | 4015082789602 |  | 656 | PDC | 1
102238 | FAZ-C1/3-NA | 102238 | Intreruptor automat 15kA C1/3 PENTRU AME | 76 | cerere oferta | N | 1 | 3 | 28 | 0.367 | KG | 105,000X53,100X75,000 | 4015081021147 |  | 656 | PDC | 1
279046 | FAZ-C1/4 | 279046 | Intreruptor automat 15kA C1/4 | 76 | cerere oferta | N | 1 | 4 | 30 | 0.448 | KG | 85X70,8X73 | 4015082790462 |  | 656 | PDC | 1
278557 | FAZ-C10/1 | 278557 | Intreruptor automat 15kA C10 | 76 | cerere oferta | N | 12 | 1 | 120 | 0.11 | KG | 85X17,7X73 | 4015082785574 |  | 656 | PDC | 12
279126 | FAZ-C10/1-DC | 279126 | Intreruptor automat 15kA C10 PENTRU CURE | 76 | cerere oferta | N | 12 | 1 | 120 | 0.11 | KG | 85X17,7X73 | 4015082791261 |  | 656 | PDC | 1
278670 | FAZ-C10/1N | 278670 | Intreruptor automat 15kA C10/1N | 76 | cerere oferta | N | 1 | 2 | 60 | 0.198 | KG | 85X35,4X73 | 4015082786700 |  | 656 | PDC | 1
278756 | FAZ-C10/2 | 278756 | Intreruptor automat 15kA C10/2 | 76 | cerere oferta | N | 1 | 2 | 60 | 0.222 | KG | 85X35,4X73 | 4015082787561 |  | 656 | PDC | 1
279138 | FAZ-C10/2-DC | 279138 | Intreruptor automat 15kA C10/2 PENTRU CU | 76 | cerere oferta | N | 1 | 2 | 60 | 0.222 | KG | 85X35,4X73 | 4015082791384 |  | 656 | PDC | 1
102207 | FAZ-C10/2-RT | 102207 | FAZ-C10/2-RT Miniature Circuit Breaker | 76 | cerere oferta | N | 1 | 2 | 40 | 0.247 | KG | 105,000X35,400X75,000 | 4015081020836 |  | 656 | PDC | 1
278869 | FAZ-C10/3 | 278869 | Intreruptor automat 15kA C10/3 | 76 | cerere oferta | N | 1 | 3 | 40 | 0.333 | KG | 85X53,1X73 | 4015082788698 |  | 656 | PDC | 1
278971 | FAZ-C10/3N | 278971 | Intreruptor automat 15kA C10/3N | 76 | cerere oferta | N | 1 | 4 | 30 | 0.423 | KG | 85X70,8X73 | 4015082789718 |  | 656 | PDC | 1
279057 | FAZ-C10/4 | 279057 | Intreruptor automat 15kA C10/4 | 76 | cerere oferta | N | 1 | 4 | 30 | 0.444 | KG | 85X70,8X73 | 4015082790578 |  | 656 | PDC | 1
278558 | FAZ-C12/1 | 278558 | Intreruptor automat 15kA C12 | 76 | cerere oferta | N | 12 | 1 | 120 | 0.11 | KG | 85X17,7X73 | 4015082785581 |  | 656 | PDC | 1
278671 | FAZ-C12/1N | 278671 | Intreruptor automat 15kA C12/1N | 76 | cerere oferta | N | 1 | 2 | 60 | 0.198 | KG | 85X35,4X73 | 4015082786717 |  | 656 | PDC | 1
278757 | FAZ-C12/2 | 278757 | Intreruptor automat 15kA C12/2 | 76 | cerere oferta | N | 1 | 2 | 60 | 0.222 | KG | 85X35,4X73 | 4015082787578 |  | 656 | PDC | 1
278870 | FAZ-C12/3 | 278870 | Intreruptor automat 15kA C12/3 | 76 | cerere oferta | N | 1 | 3 | 40 | 0.333 | KG | 85X53,1X73 | 4015082788704 |  | 656 | PDC | 1
278972 | FAZ-C12/3N | 278972 | Intreruptor automat 15kA C12/3N | 76 | cerere oferta | N | 1 | 4 | 30 | 0.423 | KG | 85X70,8X73 | 4015082789725 |  | 656 | PDC | 1
279058 | FAZ-C12/4 | 279058 | Intreruptor automat 15kA C12/4 | 76 | cerere oferta | N | 1 | 4 | 30 | 0.444 | KG | 85X70,8X73 | 4015082790585 |  | 656 | PDC | 1
278559 | FAZ-C13/1 | 278559 | Intreruptor automat 15kA C13 | 76 | cerere oferta | N | 12 | 1 | 120 | 0.11 | KG | 85X17,7X73 | 4015082785598 |  | 656 | PDC | 1
279127 | FAZ-C13/1-DC | 279127 | Intreruptor automat 15kA C13 PENTRU CURE | 76 | cerere oferta | N | 12 | 1 | 120 | 0.11 | KG | 85X17,7X73 | 4015082791278 |  | 656 | PDC | 1
278672 | FAZ-C13/1N | 278672 | Intreruptor automat 15kA C13/1N | 76 | cerere oferta | N | 1 | 2 | 60 | 0.198 | KG | 85X35,4X73 | 4015082786724 |  | 656 | PDC | 1
278758 | FAZ-C13/2 | 278758 | Intreruptor automat 15kA C13/2 | 76 | cerere oferta | N | 1 | 2 | 60 | 0.222 | KG | 85X35,4X73 | 4015082787585 |  | 656 | PDC | 1
279139 | FAZ-C13/2-DC | 279139 | Intreruptor automat 15kA C13/2 PENTRU CU | 76 | cerere oferta | N | 1 | 2 | 60 | 0.222 | KG | 85X35,4X73 | 4015082791391 |  | 656 | PDC | 1
278871 | FAZ-C13/3 | 278871 | Intreruptor automat 15kA C13/3 | 76 | cerere oferta | N | 1 | 3 | 40 | 0.333 | KG | 85X53,1X73 | 4015082788711 |  | 656 | PDC | 1
278973 | FAZ-C13/3N | 278973 | Intreruptor automat 15kA C13/3N | 76 | cerere oferta | N | 1 | 4 | 30 | 0.423 | KG | 85X70,8X73 | 4015082789732 |  | 656 | PDC | 1
279059 | FAZ-C13/4 | 279059 | Intreruptor automat 15kA C13/4 | 76 | cerere oferta | N | 1 | 4 | 30 | 0.444 | KG | 85X70,8X73 | 4015082790592 |  | 656 | PDC | 1
278560 | FAZ-C15/1 | 278560 | Intreruptor automat 15kA C15 | 76 | cerere oferta | N | 12 | 1 | 120 | 0.11 | KG | 85X17,7X73 | 4015082785604 |  | 656 | PDC | 1
278673 | FAZ-C15/1N | 278673 | Intreruptor automat 15kA C15/1N | 76 | cerere oferta | N | 1 | 2 | 60 | 0.198 | KG | 85X35,4X73 | 4015082786731 |  | 656 | PDC | 1
278759 | FAZ-C15/2 | 278759 | Intreruptor automat 15kA C15/2 | 76 | cerere oferta | N | 1 | 2 | 60 | 0.222 | KG | 85X35,4X73 | 4015082787592 |  | 656 | PDC | 1
278872 | FAZ-C15/3 | 278872 | Intreruptor automat 15kA C15/3 | 76 | cerere oferta | N | 1 | 3 | 40 | 0.333 | KG | 85X53,1X73 | 4015082788728 |  | 656 | PDC | 1
278974 | FAZ-C15/3N | 278974 | Intreruptor automat 15kA C15/3N | 76 | cerere oferta | N | 1 | 4 | 30 | 0.423 | KG | 85X70,8X73 | 4015082789749 |  | 656 | PDC | 1
279060 | FAZ-C15/4 | 279060 | Intreruptor automat 15kA C15/4 | 76 | cerere oferta | N | 1 | 4 | 30 | 0.445 | KG | 85X70,8X73 | 4015082790608 |  | 656 | PDC | 1
278561 | FAZ-C16/1 | 278561 | Intreruptor automat 15kA C16 | 76 | cerere oferta | N | 12 | 1 | 120 | 0.11 | KG | 85X17,7X73 | 4015082785611 |  | 656 | PDC | 12
279128 | FAZ-C16/1-DC | 279128 | Intreruptor automat 15kA C16 PENTRU CURE | 76 | cerere oferta | N | 12 | 1 | 120 | 0.11 | KG | 85X17,7X73 | 4015082791285 |  | 656 | PDC | 1
278674 | FAZ-C16/1N | 278674 | Intreruptor automat 15kA C16/1N | 76 | cerere oferta | N | 1 | 2 | 60 | 0.198 | KG | 85X35,4X73 | 4015082786748 |  | 656 | PDC | 1
278760 | FAZ-C16/2 | 278760 | Intreruptor automat 15kA C16/2 | 76 | cerere oferta | N | 1 | 2 | 60 | 0.222 | KG | 85X35,4X73 | 4015082787608 |  | 656 | PDC | 1
279140 | FAZ-C16/2-DC | 279140 | Intreruptor automat 15kA C16/2 PENTRU CU | 76 | cerere oferta | N | 1 | 2 | 60 | 0.222 | KG | 85X35,4X73 | 4015082791407 |  | 656 | PDC | 1
102210 | FAZ-C16/2-RT | 102210 | FAZ-C16/2-RT Miniature Circuit Breaker | 76 | cerere oferta | N | 1 | 2 | 40 | 0.247 | KG | 105,000X35,400X75,000 | 4015081020867 |  | 656 | PDC | 1
278873 | FAZ-C16/3 | 278873 | Intreruptor automat 15kA C16/3 | 76 | cerere oferta | N | 1 | 3 | 40 | 0.333 | KG | 85X53,1X73 | 4015082788735 |  | 656 | PDC | 1
278975 | FAZ-C16/3N | 278975 | Intreruptor automat 15kA C16/3N | 76 | cerere oferta | N | 1 | 4 | 30 | 0.423 | KG | 85X70,8X73 | 4015082789756 |  | 656 | PDC | 1
279061 | FAZ-C16/4 | 279061 | Intreruptor automat 15kA C16/4 | 76 | cerere oferta | N | 1 | 4 | 30 | 0.445 | KG | 85X70,8X73 | 4015082790615 |  | 656 | PDC | 1
278550 | FAZ-C2,5/1 | 278550 | Intreruptor automat 15kA C2,5 | 76 | cerere oferta | N | 12 | 1 | 120 | 0.112 | KG | 85X17,7X73 | 4015082785505 |  | 656 | PDC | 1
278663 | FAZ-C2,5/1N | 278663 | Intreruptor automat 15kA C2,5/1N | 76 | cerere oferta | N | 1 | 2 | 60 | 0.2 | KG | 85X35,4X73 | 4015082786632 |  | 656 | PDC | 1
278749 | FAZ-C2,5/2 | 278749 | Intreruptor automat 15kA C2,5/2 | 76 | cerere oferta | N | 1 | 2 | 60 | 0.225 | KG | 85X35,4X73 | 4015082787493 |  | 656 | PDC | 1
278862 | FAZ-C2,5/3 | 278862 | Intreruptor automat 15kA C2,5/3 | 76 | cerere oferta | N | 1 | 3 | 40 | 0.339 | KG | 85X53,1X73 | 4015082788629 |  | 656 | PDC | 1
278964 | FAZ-C2,5/3N | 278964 | Intreruptor automat 15kA C2,5/3N | 76 | cerere oferta | N | 1 | 4 | 30 | 0.429 | KG | 85X70,8X73 | 4015082789640 |  | 656 | PDC | 1
279050 | FAZ-C2,5/4 | 279050 | Intreruptor automat 15kA C2,5/4 | 76 | cerere oferta | N | 1 | 4 | 30 | 0.452 | KG | 85X70,8X73 | 4015082790509 |  | 656 | PDC | 1
278549 | FAZ-C2/1 | 278549 | Intreruptor automat 15kA C2 | 76 | cerere oferta | N | 12 | 1 | 120 | 0.113 | KG | 85X17,7X73 | 4015082785499 |  | 656 | PDC | 1
279122 | FAZ-C2/1-DC | 279122 | Intreruptor automat 15kA C2 PENTRU CUREN | 76 | cerere oferta | N | 12 | 1 | 120 | 0.113 | KG | 85X17,7X73 | 4015082791223 |  | 656 | PDC | 1
278662 | FAZ-C2/1N | 278662 | Intreruptor automat 15kA C2/1N | 76 | cerere oferta | N | 1 | 2 | 60 | 0.201 | KG | 85X35,4X73 | 4015082786625 |  | 656 | PDC | 1
278748 | FAZ-C2/2 | 278748 | Intreruptor automat 15kA C2/2 | 76 | cerere oferta | N | 1 | 2 | 60 | 0.226 | KG | 85X35,4X73 | 4015082787486 |  | 656 | PDC | 1
279134 | FAZ-C2/2-DC | 279134 | Intreruptor automat 15kA C2/2 PENTRU CUR | 76 | cerere oferta | N | 1 | 2 | 60 | 0.226 | KG | 85X35,4X73 | 4015082791346 |  | 656 | PDC | 1
278861 | FAZ-C2/3 | 278861 | Intreruptor automat 15kA C2/3 | 76 | cerere oferta | N | 1 | 3 | 40 | 0.34 | KG | 85X53,1X73 | 4015082788612 |  | 656 | PDC | 1
278963 | FAZ-C2/3N | 278963 | Intreruptor automat 15kA C2/3N | 76 | cerere oferta | N | 1 | 4 | 30 | 0.43 | KG | 85X70,8X73 | 4015082789633 |  | 656 | PDC | 1
279049 | FAZ-C2/4 | 279049 | Intreruptor automat 15kA C2/4 | 76 | cerere oferta | N | 1 | 4 | 30 | 0.453 | KG | 85X70,8X73 | 4015082790493 |  | 656 | PDC | 1
278562 | FAZ-C20/1 | 278562 | Intreruptor automat 15kA C20 | 76 | cerere oferta | N | 12 | 1 | 120 | 0.111 | KG | 85X17,7X73 | 4015082785628 |  | 656 | PDC | 12
279129 | FAZ-C20/1-DC | 279129 | Intreruptor automat 15kA C20 PENTRU CURE | 76 | cerere oferta | N | 12 | 1 | 120 | 0.111 | KG | 85X17,7X73 | 4015082791292 |  | 656 | PDC | 1
278675 | FAZ-C20/1N | 278675 | Intreruptor automat 15kA C20/1N | 76 | cerere oferta | N | 1 | 2 | 60 | 0.199 | KG | 85X35,4X73 | 4015082786755 |  | 656 | PDC | 1
278761 | FAZ-C20/2 | 278761 | Intreruptor automat 15kA C20/2 | 76 | cerere oferta | N | 1 | 2 | 60 | 0.222 | KG | 85X35,4X73 | 4015082787615 |  | 656 | PDC | 1
279141 | FAZ-C20/2-DC | 279141 | Intreruptor automat 15kA C20/2 PENTRU CU | 76 | cerere oferta | N | 1 | 2 | 60 | 0.222 | KG | 85X35,4X73 | 4015082791414 |  | 656 | PDC | 1
278874 | FAZ-C20/3 | 278874 | Intreruptor automat 15kA C20/3 | 76 | cerere oferta | N | 1 | 3 | 40 | 0.334 | KG | 85X53,1X73 | 4015082788742 |  | 656 | PDC | 1
278976 | FAZ-C20/3N | 278976 | Intreruptor automat 15kA C20/3N | 76 | cerere oferta | N | 1 | 4 | 30 | 0.424 | KG | 85X70,8X73 | 4015082789763 |  | 656 | PDC | 1
279062 | FAZ-C20/4 | 279062 | Intreruptor automat 15kA C20/4 | 76 | cerere oferta | N | 1 | 4 | 30 | 0.445 | KG | 85X70,8X73 | 4015082790622 |  | 656 | PDC | 1
278563 | FAZ-C25/1 | 278563 | Intreruptor automat 15kA C25 | 76 | cerere oferta | N | 12 | 1 | 120 | 0.115 | KG | 85X17,7X73 | 4015082785635 |  | 656 | PDC | 12
279130 | FAZ-C25/1-DC | 279130 | Intreruptor automat 15kA C25 PENTRU CURE | 76 | cerere oferta | N | 12 | 1 | 120 | 0.115 | KG | 85X17,7X73 | 4015082791308 |  | 656 | PDC | 1
278676 | FAZ-C25/1N | 278676 | Intreruptor automat 15kA C25/1N | 76 | cerere oferta | N | 1 | 2 | 60 | 0.214 | KG | 85X35,4X73 | 4015082786762 |  | 656 | PDC | 1
278762 | FAZ-C25/2 | 278762 | Intreruptor automat 15kA C25/2 | 76 | cerere oferta | N | 1 | 2 | 60 | 0.231 | KG | 85X35,4X73 | 4015082787622 |  | 656 | PDC | 1
279142 | FAZ-C25/2-DC | 279142 | Intreruptor automat 15kA C25/2 PENTRU CU | 76 | cerere oferta | N | 1 | 2 | 60 | 0.231 | KG | 85X35,4X73 | 4015082791421 |  | 656 | PDC | 1
278875 | FAZ-C25/3 | 278875 | Intreruptor automat 15kA C25/3 | 76 | cerere oferta | N | 1 | 3 | 40 | 0.348 | KG | 85X53,1X73 | 4015082788759 |  | 656 | PDC | 1
278977 | FAZ-C25/3N | 278977 | Intreruptor automat 15kA C25/3N | 76 | cerere oferta | N | 1 | 4 | 30 | 0.449 | KG | 85X70,8X73 | 4015082789770 |  | 656 | PDC | 1
279063 | FAZ-C25/4 | 279063 | Intreruptor automat 15kA C25/4 | 76 | cerere oferta | N | 1 | 4 | 30 | 0.464 | KG | 85X70,8X73 | 4015082790639 |  | 656 | PDC | 1
278552 | FAZ-C3,5/1 | 278552 | Intreruptor automat 15kA C3,5 | 76 | cerere oferta | N | 12 | 1 | 120 | 0.112 | KG | 85X17,7X73 | 4015082785529 |  | 656 | PDC | 1
278665 | FAZ-C3,5/1N | 278665 | Intreruptor automat 15kA C3,5/1N | 76 | cerere oferta | N | 1 | 2 | 60 | 0.2 | KG | 85X35,4X73 | 4015082786656 |  | 656 | PDC | 1
278751 | FAZ-C3,5/2 | 278751 | Intreruptor automat 15kA C3,5/2 | 76 | cerere oferta | N | 1 | 2 | 60 | 0.225 | KG | 85X35,4X73 | 4015082787516 |  | 656 | PDC | 1
278864 | FAZ-C3,5/3 | 278864 | Intreruptor automat 15kA C3,5/3 | 76 | cerere oferta | N | 1 | 3 | 40 | 0.338 | KG | 85X53,1X73 | 4015082788643 |  | 656 | PDC | 1
278966 | FAZ-C3,5/3N | 278966 | Intreruptor automat 15kA C3,5/3N | 76 | cerere oferta | N | 1 | 4 | 30 | 0.428 | KG | 85X70,8X73 | 4015082789664 |  | 656 | PDC | 1
279052 | FAZ-C3,5/4 | 279052 | Intreruptor automat 15kA C3,5/4 | 76 | cerere oferta | N | 1 | 4 | 30 | 0.451 | KG | 85X70,8X73 | 4015082790523 |  | 656 | PDC | 1
278551 | FAZ-C3/1 | 278551 | Intreruptor automat 15kA C3 | 76 | cerere oferta | N | 12 | 1 | 120 | 0.112 | KG | 85X17,7X73 | 4015082785512 |  | 656 | PDC | 1
279123 | FAZ-C3/1-DC | 279123 | Intreruptor automat 15kA C3 PENTRU CUREN | 76 | cerere oferta | N | 12 | 1 | 120 | 0.112 | KG | 85X17,7X73 | 4015082791230 |  | 656 | PDC | 1
278664 | FAZ-C3/1N | 278664 | Intreruptor automat 15kA C3/1N | 76 | cerere oferta | N | 1 | 2 | 60 | 0.2 | KG | 85X35,4X73 | 4015082786649 |  | 656 | PDC | 1
278750 | FAZ-C3/2 | 278750 | Intreruptor automat 15kA C3/2 | 76 | cerere oferta | N | 1 | 2 | 60 | 0.225 | KG | 85X35,4X73 | 4015082787509 |  | 656 | PDC | 1
279135 | FAZ-C3/2-DC | 279135 | Intreruptor automat 15kA C3/2 PENTRU CUR | 76 | cerere oferta | N | 1 | 2 | 60 | 0.225 | KG | 85X35,4X73 | 4015082791353 |  | 656 | PDC | 1
278863 | FAZ-C3/3 | 278863 | Intreruptor automat 15kA C3/3 | 76 | cerere oferta | N | 1 | 3 | 40 | 0.339 | KG | 85X53,1X73 | 4015082788636 |  | 656 | PDC | 1
278965 | FAZ-C3/3N | 278965 | Intreruptor automat 15kA C3/3N | 76 | cerere oferta | N | 1 | 4 | 30 | 0.429 | KG | 85X70,8X73 | 4015082789657 |  | 656 | PDC | 1
279051 | FAZ-C3/4 | 279051 | Intreruptor automat 15kA C3/4 | 76 | cerere oferta | N | 1 | 4 | 30 | 0.452 | KG | 85X70,8X73 | 4015082790516 |  | 656 | PDC | 1
278564 | FAZ-C32/1 | 278564 | Intreruptor automat 15kA C32 | 76 | cerere oferta | N | 12 | 1 | 120 | 0.118 | KG | 85X17,7X73 | 4015082785642 |  | 656 | PDC | 12
279131 | FAZ-C32/1-DC | 279131 | Intreruptor automat 15kA C32 PENTRU CURE | 76 | cerere oferta | N | 12 | 1 | 120 | 0.118 | KG | 85X17,7X73 | 4015082791315 |  | 656 | PDC | 1
278677 | FAZ-C32/1N | 278677 | Intreruptor automat 15kA C32/1N | 76 | cerere oferta | N | 1 | 2 | 60 | 0.217 | KG | 85X35,4X73 | 4015082786779 |  | 656 | PDC | 1
278763 | FAZ-C32/2 | 278763 | Intreruptor automat 15kA C32/2 | 76 | cerere oferta | N | 1 | 2 | 60 | 0.237 | KG | 85X35,4X73 | 4015082787639 |  | 656 | PDC | 1
279143 | FAZ-C32/2-DC | 279143 | Intreruptor automat 15kA C32/2 PENTRU CU | 76 | cerere oferta | N | 1 | 2 | 60 | 0.237 | KG | 85X35,4X73 | 4015082791438 |  | 656 | PDC | 1
278876 | FAZ-C32/3 | 278876 | Intreruptor automat 15kA C32/3 | 76 | cerere oferta | N | 1 | 3 | 40 | 0.355 | KG | 85X53,1X73 | 4015082788766 |  | 656 | PDC | 1
278978 | FAZ-C32/3N | 278978 | Intreruptor automat 15kA C32/3N | 76 | cerere oferta | N | 1 | 4 | 30 | 0.456 | KG | 85X70,8X73 | 4015082789787 |  | 656 | PDC | 1
279064 | FAZ-C32/4 | 279064 | Intreruptor automat 15kA C32/4 | 76 | cerere oferta | N | 1 | 4 | 30 | 0.474 | KG | 85X70,8X73 | 4015082790646 |  | 656 | PDC | 1
278553 | FAZ-C4/1 | 278553 | Intreruptor automat 15kA C4 | 76 | cerere oferta | N | 12 | 1 | 120 | 0.112 | KG | 85X17,7X73 | 4015082785536 |  | 656 | PDC | 12
279124 | FAZ-C4/1-DC | 279124 | Intreruptor automat 15kA C4 PENTRU CUREN | 76 | cerere oferta | N | 12 | 1 | 120 | 0.112 | KG | 85X17,7X73 | 4015082791247 |  | 656 | PDC | 1
278666 | FAZ-C4/1N | 278666 | Intreruptor automat 15kA C4/1N | 76 | cerere oferta | N | 1 | 2 | 60 | 0.2 | KG | 85X35,4X73 | 4015082786663 |  | 656 | PDC | 1
102082 | FAZ-C4/1-NA | 102082 | FAZ-C4/1-NA | 76 | cerere oferta | N | 2 | 1 | 80 | 0.122 | KG | 105,000X17,700X75,000 | 4015081019588 |  | 656 | PDC | 1
278752 | FAZ-C4/2 | 278752 | Intreruptor automat 15kA C4/2 | 76 | cerere oferta | N | 1 | 2 | 60 | 0.225 | KG | 85X35,4X73 | 4015082787523 |  | 656 | PDC | 1
279136 | FAZ-C4/2-DC | 279136 | Intreruptor automat 15kA C4/2 PENTRU CUR | 76 | cerere oferta | N | 1 | 2 | 60 | 0.225 | KG | 85X35,4X73 | 4015082791360 |  | 656 | PDC | 1
102202 | FAZ-C4/2-RT | 102202 | FAZ-C4/2-RT Miniature Circuit Breaker | 76 | cerere oferta | N | 1 | 2 | 40 | 0.25 | KG | 105,000X35,400X75,000 | 4015081020782 |  | 656 | PDC | 1
278865 | FAZ-C4/3 | 278865 | Intreruptor automat 15kA C4/3 | 76 | cerere oferta | N | 1 | 3 | 40 | 0.338 | KG | 85X53,1X73 | 4015082788650 |  | 656 | PDC | 1
278967 | FAZ-C4/3N | 278967 | Intreruptor automat 15kA C4/3N | 76 | cerere oferta | N | 1 | 4 | 30 | 0.428 | KG | 85X70,8X73 | 4015082789671 |  | 656 | PDC | 1
279053 | FAZ-C4/4 | 279053 | Intreruptor automat 15kA C4/4 | 76 | cerere oferta | N | 1 | 4 | 30 | 0.451 | KG | 85X70,8X73 | 4015082790530 |  | 656 | PDC | 1
278565 | FAZ-C40/1 | 278565 | Intreruptor automat 15kA C40 | 76 | cerere oferta | N | 12 | 1 | 120 | 0.116 | KG | 85X17,7X73 | 4015082785659 |  | 656 | PDC | 1
279132 | FAZ-C40/1-DC | 279132 | Intreruptor automat 15kA C40 PENTRU CURE | 76 | cerere oferta | N | 12 | 1 | 120 | 0.116 | KG | 85X17,7X73 | 4015082791322 |  | 656 | PDC | 1
278678 | FAZ-C40/1N | 278678 | Intreruptor automat 15kA C40/1N | 76 | cerere oferta | N | 1 | 2 | 60 | 0.215 | KG | 85X35,4X73 | 4015082786786 |  | 656 | PDC | 1
278764 | FAZ-C40/2 | 278764 | Intreruptor automat 15kA C40/2 | 76 | cerere oferta | N | 1 | 2 | 60 | 0.233 | KG | 85X35,4X73 | 4015082787646 |  | 656 | PDC | 1
279144 | FAZ-C40/2-DC | 279144 | Intreruptor automat 15kA C40/2 PENTRU CU | 76 | cerere oferta | N | 1 | 2 | 60 | 0.233 | KG | 85X35,4X73 | 4015082791445 |  | 656 | PDC | 1
278877 | FAZ-C40/3 | 278877 | Intreruptor automat 15kA C40/3 | 76 | cerere oferta | N | 1 | 3 | 40 | 0.35 | KG | 85X53,1X73 | 4015082788773 |  | 656 | PDC | 1
278979 | FAZ-C40/3N | 278979 | Intreruptor automat 15kA C40/3N | 76 | cerere oferta | N | 1 | 4 | 30 | 0.451 | KG | 85X70,8X73 | 4015082789794 |  | 656 | PDC | 1
279065 | FAZ-C40/4 | 279065 | Intreruptor automat 15kA C40/4 | 76 | cerere oferta | N | 1 | 4 | 30 | 0.467 | KG | 85X70,8X73 | 4015082790653 |  | 656 | PDC | 1
278554 | FAZ-C5/1 | 278554 | Miniature Circuit Breaker | 76 | cerere oferta | N | 12 | 1 | 120 | 0.111 | KG | 85X17,7X73 | 4015082785543 |  | 656 | PDC | 1
278667 | FAZ-C5/1N | 278667 | Miniature Circuit Breaker | 76 | cerere oferta | N | 1 | 2 | 60 | 0.199 | KG | 85X35,4X73 | 4015082786670 |  | 656 | PDC | 1
278753 | FAZ-C5/2 | 278753 | Miniature Circuit Breaker | 76 | cerere oferta | N | 1 | 2 | 60 | 0.222 | KG | 85X35,4X73 | 4015082787530 |  | 656 | PDC | 1
278866 | FAZ-C5/3 | 278866 | Miniature Circuit Breaker | 76 | cerere oferta | N | 1 | 3 | 40 | 0.334 | KG | 85X53,1X73 | 4015082788667 |  | 656 | PDC | 1
278968 | FAZ-C5/3N | 278968 | Miniature Circuit Breaker | 76 | cerere oferta | N | 1 | 4 | 30 | 0.424 | KG | 85X70,8X73 | 4015082789688 |  | 656 | PDC | 1
279054 | FAZ-C5/4 | 279054 | Miniature Circuit Breaker | 76 | cerere oferta | N | 1 | 4 | 30 | 0.446 | KG | 85X70,8X73 | 4015082790547 |  | 656 | PDC | 1
278566 | FAZ-C50/1 | 278566 | Intreruptor automat 15kA C50 | 76 | cerere oferta | N | 12 | 1 | 120 | 0.122 | KG | 85X17,7X73 | 4015082785666 |  | 656 | PDC | 1
279133 | FAZ-C50/1-DC | 279133 | Intreruptor automat 15kA C50 PENTRU CURE | 76 | cerere oferta | N | 12 | 1 | 120 | 0.122 | KG | 85X17,7X73 | 4015082791339 |  | 656 | PDC | 1
278679 | FAZ-C50/1N | 278679 | Intreruptor automat 15kA C50/1N | 76 | cerere oferta | N | 1 | 2 | 60 | 0.245 | KG | 85X35,4X73 | 4015082786793 |  | 656 | PDC | 1
278765 | FAZ-C50/2 | 278765 | Intreruptor automat 15kA C50/2 | 76 | cerere oferta | N | 1 | 2 | 60 | 0.245 | KG | 85X35,4X73 | 4015082787653 |  | 656 | PDC | 1
279145 | FAZ-C50/2-DC | 279145 | Intreruptor automat 15kA C50/2 PENTRU CU | 76 | cerere oferta | N | 1 | 2 | 60 | 0.245 | KG | 85X35,4X73 | 4015082791452 |  | 656 | PDC | 1
278878 | FAZ-C50/3 | 278878 | Intreruptor automat 15kA C50/3 | 76 | cerere oferta | N | 1 | 3 | 40 | 0.367 | KG | 85X53,1X73 | 4015082788780 |  | 656 | PDC | 1
278980 | FAZ-C50/3N | 278980 | Intreruptor automat 15kA C50/3N | 76 | cerere oferta | N | 1 | 4 | 30 | 0.49 | KG | 85X70,8X73 | 4015082789800 |  | 656 | PDC | 1
279066 | FAZ-C50/4 | 279066 | Intreruptor automat 15kA C50/4 | 76 | cerere oferta | N | 1 | 4 | 30 | 0.49 | KG | 85X70,8X73 | 4015082790660 |  | 656 | PDC | 1
278555 | FAZ-C6/1 | 278555 | Intreruptor automat 15kA C6 | 76 | cerere oferta | N | 12 | 1 | 120 | 0.109 | KG | 85X17,7X73 | 4015082785550 |  | 656 | PDC | 12
279125 | FAZ-C6/1-DC | 279125 | Intreruptor automat 15kA C6 PENTRU CUREN | 76 | cerere oferta | N | 12 | 1 | 120 | 0.109 | KG | 85X17,7X73 | 4015082791254 |  | 656 | PDC | 1
278668 | FAZ-C6/1N | 278668 | Intreruptor automat 15kA C6/1N | 76 | cerere oferta | N | 1 | 2 | 60 | 0.197 | KG | 85X35,4X73 | 4015082786687 |  | 656 | PDC | 1
278754 | FAZ-C6/2 | 278754 | Intreruptor automat 15kA C6/2 | 76 | cerere oferta | N | 1 | 2 | 60 | 0.219 | KG | 85X35,4X73 | 4015082787547 |  | 656 | PDC | 1
279137 | FAZ-C6/2-DC | 279137 | Intreruptor automat 15kA C6/2 PENTRU CUR | 76 | cerere oferta | N | 1 | 2 | 60 | 0.219 | KG | 85X35,4X73 | 4015082791377 |  | 656 | PDC | 1
278867 | FAZ-C6/3 | 278867 | Intreruptor automat 15kA C6/3 | 76 | cerere oferta | N | 1 | 3 | 40 | 0.329 | KG | 85X53,1X73 | 4015082788674 |  | 656 | PDC | 1
278969 | FAZ-C6/3N | 278969 | Intreruptor automat 15kA C6/3N | 76 | cerere oferta | N | 1 | 4 | 30 | 0.419 | KG | 85X70,8X73 | 4015082789695 |  | 656 | PDC | 1
279055 | FAZ-C6/4 | 279055 | Intreruptor automat 15kA C6/4 | 76 | cerere oferta | N | 1 | 4 | 30 | 0.439 | KG | 85X70,8X73 | 4015082790554 |  | 656 | PDC | 1
278567 | FAZ-C63/1 | 278567 | Intreruptor automat 15kA C63 | 76 | cerere oferta | N | 12 | 1 | 120 | 0.122 | KG | 85X17,7X73 | 4015082785673 |  | 656 | PDC | 1
278680 | FAZ-C63/1N | 278680 | Intreruptor automat 15kA C63/1N | 76 | cerere oferta | N | 1 | 2 | 60 | 0.246 | KG | 85X35,4X73 | 4015082786809 |  | 656 | PDC | 1
278766 | FAZ-C63/2 | 278766 | Intreruptor automat 15kA C63/2 | 76 | cerere oferta | N | 1 | 2 | 60 | 0.246 | KG | 85X35,4X73 | 4015082787660 |  | 656 | PDC | 1
278879 | FAZ-C63/3 | 278879 | Intreruptor automat 15kA C63/3 | 76 | cerere oferta | N | 1 | 3 | 40 | 0.369 | KG | 85X53,1X73 | 4015082788797 |  | 656 | PDC | 1
278981 | FAZ-C63/3N | 278981 | Intreruptor automat 15kA C63/3N | 76 | cerere oferta | N | 1 | 4 | 30 | 0.492 | KG | 85X70,8X73 | 4015082789817 |  | 656 | PDC | 1
279067 | FAZ-C63/4 | 279067 | Intreruptor automat 15kA C63/4 | 76 | cerere oferta | N | 1 | 4 | 30 | 0.492 | KG | 85X70,8X73 | 4015082790677 |  | 656 | PDC | 1
278556 | FAZ-C8/1 | 278556 | Intreruptor automat 15kA C8 | 76 | cerere oferta | N | 12 | 1 | 120 | 0.11 | KG | 85X17,7X73 | 4015082785567 |  | 656 | PDC | 1
278669 | FAZ-C8/1N | 278669 | Intreruptor automat 15kA C8/1N | 76 | cerere oferta | N | 1 | 2 | 60 | 0.198 | KG | 85X35,4X73 | 4015082786694 |  | 656 | PDC | 1
278755 | FAZ-C8/2 | 278755 | Intreruptor automat 15kA C8/2 | 76 | cerere oferta | N | 1 | 2 | 60 | 0.222 | KG | 85X35,4X73 | 4015082787554 |  | 656 | PDC | 1
278868 | FAZ-C8/3 | 278868 | Intreruptor automat 15kA C8/3 | 76 | cerere oferta | N | 1 | 3 | 40 | 0.333 | KG | 85X53,1X73 | 4015082788681 |  | 656 | PDC | 1
278970 | FAZ-C8/3N | 278970 | Intreruptor automat 15kA C8/3N | 76 | cerere oferta | N | 1 | 4 | 30 | 0.423 | KG | 85X70,8X73 | 4015082789701 |  | 656 | PDC | 1
279056 | FAZ-C8/4 | 279056 | Intreruptor automat 15kA C8/4 | 76 | cerere oferta | N | 1 | 4 | 30 | 0.444 | KG | 85X70,8X73 | 4015082790561 |  | 656 | PDC | 1
278568 | FAZ-D0,5/1 | 278568 | Intreruptor automat 15kA D0,5 | 76 | cerere oferta | N | 12 | 1 | 120 | 0.11 | KG | 85X17,7X73 | 4015082785680 |  | 656 | PDC | 1
278681 | FAZ-D0,5/1N | 278681 | Intreruptor automat 15kA D0,5/1N | 76 | cerere oferta | N | 1 | 2 | 60 | 0.198 | KG | 85X35,4X73 | 4015082786816 |  | 656 | PDC | 1
278767 | FAZ-D0,5/2 | 278767 | Intreruptor automat 15kA D0,5/2 | 76 | cerere oferta | N | 1 | 2 | 60 | 0.221 | KG | 85X35,4X73 | 4015082787677 |  | 656 | PDC | 1
278880 | FAZ-D0,5/3 | 278880 | Intreruptor automat 15kA D0,5/3 | 76 | cerere oferta | N | 1 | 3 | 40 | 0.332 | KG | 85X53,1X73 | 4015082788803 |  | 656 | PDC | 1
278982 | FAZ-D0,5/3N | 278982 | Miniature Circuit Breaker | 76 | cerere oferta | N | 1 | 4 | 30 | 0.422 | KG | 85X70,8X73 | 4015082789824 |  | 656 | PDC | 1
279068 | FAZ-D0,5/4 | 279068 | Intreruptor automat 15kA D0,5/4 | 76 | cerere oferta | N | 1 | 4 | 30 | 0.442 | KG | 85X70,8X73 | 4015082790684 |  | 656 | PDC | 1
278570 | FAZ-D1,5/1 | 278570 | Intreruptor automat 15kA D1,5 | 76 | cerere oferta | N | 12 | 1 | 120 | 0.112 | KG | 85X17,7X73 | 4015082785703 |  | 656 | PDC | 1
278683 | FAZ-D1,5/1N | 278683 | Intreruptor automat 15kA D1,5/1N | 76 | cerere oferta | N | 1 | 2 | 60 | 0.2 | KG | 85X35,4X73 | 4015082786830 |  | 656 | PDC | 1
278769 | FAZ-D1,5/2 | 278769 | Intreruptor automat 15kA D1,5/2 | 76 | cerere oferta | N | 1 | 2 | 60 | 0.225 | KG | 85X35,4X73 | 4015082787691 |  | 656 | PDC | 1
278882 | FAZ-D1,5/3 | 278882 | Intreruptor automat 15kA D1,5/3 | 76 | cerere oferta | N | 1 | 3 | 40 | 0.339 | KG | 85X53,1X73 | 4015082788827 |  | 656 | PDC | 1
278984 | FAZ-D1,5/3N | 278984 | Intreruptor automat 15kA D1,5/3N | 76 | cerere oferta | N | 1 | 4 | 30 | 0.429 | KG | 85X70,8X73 | 4015082789848 |  | 656 | PDC | 1
279070 | FAZ-D1,5/4 | 279070 | Intreruptor automat 15kA D1,5/4 | 76 | cerere oferta | N | 1 | 4 | 30 | 0.452 | KG | 85X70,8X73 | 4015082790707 |  | 656 | PDC | 1
278571 | FAZ-D1,6/1 | 278571 | Intreruptor automat 15kA D1,6 | 76 | cerere oferta | N | 12 | 1 | 120 | 0.112 | KG | 85X17,7X73 | 4015082785710 |  | 656 | PDC | 1
278684 | FAZ-D1,6/1N | 278684 | Intreruptor automat 15kA D1,6/1N | 76 | cerere oferta | N | 1 | 2 | 60 | 0.2 | KG | 85X35,4X73 | 4015082786847 |  | 656 | PDC | 1
278770 | FAZ-D1,6/2 | 278770 | Intreruptor automat 15kA D1,6/2 | 76 | cerere oferta | N | 1 | 2 | 60 | 0.225 | KG | 85X35,4X73 | 4015082787707 |  | 656 | PDC | 1
278883 | FAZ-D1,6/3 | 278883 | Intreruptor automat 15kA D1,6/3 | 76 | cerere oferta | N | 1 | 3 | 40 | 0.339 | KG | 85X53,1X73 | 4015082788834 |  | 656 | PDC | 1
278985 | FAZ-D1,6/3N | 278985 | Intreruptor automat 15kA D1,6/3N | 76 | cerere oferta | N | 1 | 4 | 30 | 0.429 | KG | 85X70,8X73 | 4015082789855 |  | 656 | PDC | 1
279071 | FAZ-D1,6/4 | 279071 | Intreruptor automat 15kA D1,6/4 | 76 | cerere oferta | N | 1 | 4 | 30 | 0.452 | KG | 85X70,8X73 | 4015082790714 |  | 656 | PDC | 1
278569 | FAZ-D1/1 | 278569 | Intreruptor automat 15kA D1 | 76 | cerere oferta | N | 12 | 1 | 120 | 0.111 | KG | 85X17,7X73 | 4015082785697 |  | 656 | PDC | 1
278682 | FAZ-D1/1N | 278682 | Intreruptor automat 15kA D1/1N | 76 | cerere oferta | N | 1 | 2 | 60 | 0.199 | KG | 85X35,4X73 | 4015082786823 |  | 656 | PDC | 1
278768 | FAZ-D1/2 | 278768 | Intreruptor automat 15kA D1/2 | 76 | cerere oferta | N | 1 | 2 | 60 | 0.223 | KG | 85X35,4X73 | 4015082787684 |  | 656 | PDC | 1
278881 | FAZ-D1/3 | 278881 | Intreruptor automat 15kA D1/3 | 76 | cerere oferta | N | 1 | 3 | 40 | 0.335 | KG | 85X53,1X73 | 4015082788810 |  | 656 | PDC | 1
278983 | FAZ-D1/3N | 278983 | Intreruptor automat 15kA D1/3N | 76 | cerere oferta | N | 1 | 4 | 30 | 0.425 | KG | 85X70,8X73 | 4015082789831 |  | 656 | PDC | 1
279069 | FAZ-D1/4 | 279069 | Intreruptor automat 15kA D1/4 | 76 | cerere oferta | N | 1 | 4 | 30 | 0.448 | KG | 85X70,8X73 | 4015082790691 |  | 656 | PDC | 1
278580 | FAZ-D10/1 | 278580 | Intreruptor automat 15kA D10 | 76 | cerere oferta | N | 12 | 1 | 120 | 0.11 | KG | 85X17,7X73 | 4015082785802 |  | 656 | PDC | 1
278693 | FAZ-D10/1N | 278693 | Intreruptor automat 15kA D10/1N | 76 | cerere oferta | N | 1 | 2 | 60 | 0.198 | KG | 85X35,4X73 | 4015082786939 |  | 656 | PDC | 1
278779 | FAZ-D10/2 | 278779 | Intreruptor automat 15kA D10/2 | 76 | cerere oferta | N | 1 | 2 | 60 | 0.222 | KG | 85X35,4X73 | 4015082787790 |  | 656 | PDC | 1
278892 | FAZ-D10/3 | 278892 | Intreruptor automat 15kA D10/3 | 76 | cerere oferta | N | 1 | 3 | 40 | 0.333 | KG | 85X53,1X73 | 4015082788926 |  | 656 | PDC | 1
278994 | FAZ-D10/3N | 278994 | Intreruptor automat 15kA D10/3N | 76 | cerere oferta | N | 1 | 4 | 30 | 0.423 | KG | 85X70,8X73 | 4015082789947 |  | 656 | PDC | 1
279080 | FAZ-D10/4 | 279080 | Intreruptor automat 15kA D10/4 | 76 | cerere oferta | N | 1 | 4 | 30 | 0.444 | KG | 85X70,8X73 | 4015082790806 |  | 656 | PDC | 1
278581 | FAZ-D12/1 | 278581 | Intreruptor automat 15kA D12 | 76 | cerere oferta | N | 12 | 1 | 120 | 0.11 | KG | 85X17,7X73 | 4015082785819 |  | 656 | PDC | 1
278694 | FAZ-D12/1N | 278694 | Intreruptor automat 15kA D12/1N | 76 | cerere oferta | N | 1 | 2 | 60 | 0.198 | KG | 85X35,4X73 | 4015082786946 |  | 656 | PDC | 1
278780 | FAZ-D12/2 | 278780 | Intreruptor automat 15kA D12/2 | 76 | cerere oferta | N | 1 | 2 | 60 | 0.222 | KG | 85X35,4X73 | 4015082787806 |  | 656 | PDC | 1
278893 | FAZ-D12/3 | 278893 | Intreruptor automat 15kA D12/3 | 76 | cerere oferta | N | 1 | 3 | 40 | 0.333 | KG | 85X53,1X73 | 4015082788933 |  | 656 | PDC | 1
278995 | FAZ-D12/3N | 278995 | Intreruptor automat 15kA D12/3N | 76 | cerere oferta | N | 1 | 4 | 30 | 0.423 | KG | 85X70,8X73 | 4015082789954 |  | 656 | PDC | 1
279081 | FAZ-D12/4 | 279081 | Intreruptor automat 15kA D12/4 | 76 | cerere oferta | N | 1 | 4 | 30 | 0.444 | KG | 85X70,8X73 | 4015082790813 |  | 656 | PDC | 1
278582 | FAZ-D13/1 | 278582 | Intreruptor automat 15kA D13 | 76 | cerere oferta | N | 12 | 1 | 120 | 0.11 | KG | 85X17,7X73 | 4015082785826 |  | 656 | PDC | 1
278695 | FAZ-D13/1N | 278695 | Intreruptor automat 15kA D13/1N | 76 | cerere oferta | N | 1 | 2 | 60 | 0.198 | KG | 85X35,4X73 | 4015082786953 |  | 656 | PDC | 1
278781 | FAZ-D13/2 | 278781 | Intreruptor automat 15kA D13/2 | 76 | cerere oferta | N | 1 | 2 | 60 | 0.222 | KG | 85X35,4X73 | 4015082787813 |  | 656 | PDC | 1
278894 | FAZ-D13/3 | 278894 | Intreruptor automat 15kA D13/3 | 76 | cerere oferta | N | 1 | 3 | 40 | 0.333 | KG | 85X53,1X73 | 4015082788940 |  | 656 | PDC | 1
278996 | FAZ-D13/3N | 278996 | Intreruptor automat 15kA D13/3N | 76 | cerere oferta | N | 1 | 4 | 30 | 0.423 | KG | 85X70,8X73 | 4015082789961 |  | 656 | PDC | 1
279082 | FAZ-D13/4 | 279082 | Intreruptor automat 15kA D13/4 | 76 | cerere oferta | N | 1 | 4 | 30 | 0.444 | KG | 85X70,8X73 | 4015082790820 |  | 656 | PDC | 1
278583 | FAZ-D15/1 | 278583 | Intreruptor automat 15kA D15 | 76 | cerere oferta | N | 12 | 1 | 120 | 0.11 | KG | 85X17,7X73 | 4015082785833 |  | 656 | PDC | 1
278696 | FAZ-D15/1N | 278696 | Intreruptor automat 15kA D15/1N | 76 | cerere oferta | N | 1 | 2 | 60 | 0.198 | KG | 85X35,4X73 | 4015082786960 |  | 656 | PDC | 1
278782 | FAZ-D15/2 | 278782 | Intreruptor automat 15kA D15/2 | 76 | cerere oferta | N | 1 | 2 | 60 | 0.222 | KG | 85X35,4X73 | 4015082787820 |  | 656 | PDC | 1
278895 | FAZ-D15/3 | 278895 | Intreruptor automat 15kA D15/3 | 76 | cerere oferta | N | 1 | 3 | 40 | 0.333 | KG | 85X53,1X73 | 4015082788957 |  | 656 | PDC | 1
278997 | FAZ-D15/3N | 278997 | Intreruptor automat 15kA D15/3N | 76 | cerere oferta | N | 1 | 4 | 30 | 0.423 | KG | 85X70,8X73 | 4015082789978 |  | 656 | PDC | 1
279083 | FAZ-D15/4 | 279083 | Intreruptor automat 15kA D15/4 | 76 | cerere oferta | N | 1 | 4 | 30 | 0.445 | KG | 85X70,8X73 | 4015082790837 |  | 656 | PDC | 1
278584 | FAZ-D16/1 | 278584 | Intreruptor automat 15kA D16 | 76 | cerere oferta | N | 12 | 1 | 120 | 0.11 | KG | 85X17,7X73 | 4015082785840 |  | 656 | PDC | 1
278697 | FAZ-D16/1N | 278697 | Intreruptor automat 15kA D16/1N | 76 | cerere oferta | N | 1 | 2 | 60 | 0.198 | KG | 85X35,4X73 | 4015082786977 |  | 656 | PDC | 1
278783 | FAZ-D16/2 | 278783 | Intreruptor automat 15kA D16/2 | 76 | cerere oferta | N | 1 | 2 | 60 | 0.222 | KG | 85X35,4X73 | 4015082787837 |  | 656 | PDC | 1
278896 | FAZ-D16/3 | 278896 | Intreruptor automat 15kA D16/3 | 76 | cerere oferta | N | 1 | 3 | 40 | 0.333 | KG | 85X53,1X73 | 4015082788964 |  | 656 | PDC | 1
278998 | FAZ-D16/3N | 278998 | Intreruptor automat 15kA D16/3N | 76 | cerere oferta | N | 1 | 4 | 30 | 0.423 | KG | 85X70,8X73 | 4015082789985 |  | 656 | PDC | 1
279084 | FAZ-D16/4 | 279084 | Intreruptor automat 15kA D16/4 | 76 | cerere oferta | N | 1 | 4 | 30 | 0.445 | KG | 85X70,8X73 | 4015082790844 |  | 656 | PDC | 1
278573 | FAZ-D2,5/1 | 278573 | Intreruptor automat 15kA D2,5 | 76 | cerere oferta | N | 12 | 1 | 120 | 0.112 | KG | 85X17,7X73 | 4015082785734 |  | 656 | PDC | 1
278686 | FAZ-D2,5/1N | 278686 | Intreruptor automat 15kA D2,5/1N | 76 | cerere oferta | N | 1 | 2 | 60 | 0.2 | KG | 85X35,4X73 | 4015082786861 |  | 656 | PDC | 1
278772 | FAZ-D2,5/2 | 278772 | Intreruptor automat 15kA D2,5/2 | 76 | cerere oferta | N | 1 | 2 | 60 | 0.225 | KG | 85X35,4X73 | 4015082787721 |  | 656 | PDC | 1
278885 | FAZ-D2,5/3 | 278885 | Intreruptor automat 15kA D2,5/3 | 76 | cerere oferta | N | 1 | 3 | 40 | 0.339 | KG | 85X53,1X73 | 4015082788858 |  | 656 | PDC | 1
278987 | FAZ-D2,5/3N | 278987 | Intreruptor automat 15kA D2,5/3N | 76 | cerere oferta | N | 1 | 4 | 30 | 0.429 | KG | 85X70,8X73 | 4015082789879 |  | 656 | PDC | 1
279073 | FAZ-D2,5/4 | 279073 | Intreruptor automat 15kA D2,5/4 | 76 | cerere oferta | N | 1 | 4 | 30 | 0.452 | KG | 85X70,8X73 | 4015082790738 |  | 656 | PDC | 1
278572 | FAZ-D2/1 | 278572 | Intreruptor automat 15kA D2 | 76 | cerere oferta | N | 12 | 1 | 120 | 0.113 | KG | 85X17,7X73 | 4015082785727 |  | 656 | PDC | 1
278685 | FAZ-D2/1N | 278685 | Intreruptor automat 15kA D2/1N | 76 | cerere oferta | N | 1 | 2 | 60 | 0.201 | KG | 85X35,4X73 | 4015082786854 |  | 656 | PDC | 1
278771 | FAZ-D2/2 | 278771 | Intreruptor automat 15kA D2/2 | 76 | cerere oferta | N | 1 | 2 | 60 | 0.226 | KG | 85X35,4X73 | 4015082787714 |  | 656 | PDC | 1
278884 | FAZ-D2/3 | 278884 | Intreruptor automat 15kA D2/3 | 76 | cerere oferta | N | 1 | 3 | 40 | 0.34 | KG | 85X53,1X73 | 4015082788841 |  | 656 | PDC | 1
278986 | FAZ-D2/3N | 278986 | Intreruptor automat 15kA D2/3N | 76 | cerere oferta | N | 1 | 4 | 30 | 0.43 | KG | 85X70,8X73 | 4015082789862 |  | 656 | PDC | 1
279072 | FAZ-D2/4 | 279072 | Intreruptor automat 15kA D2/4 | 76 | cerere oferta | N | 1 | 4 | 30 | 0.453 | KG | 85X70,8X73 | 4015082790721 |  | 656 | PDC | 1
278585 | FAZ-D20/1 | 278585 | Intreruptor automat 15kA D20 | 76 | cerere oferta | N | 12 | 1 | 120 | 0.111 | KG | 85X17,7X73 | 4015082785857 |  | 656 | PDC | 1
278698 | FAZ-D20/1N | 278698 | Intreruptor automat 15kA D20/1N | 76 | cerere oferta | N | 1 | 2 | 60 | 0.199 | KG | 85X35,4X73 | 4015082786984 |  | 656 | PDC | 1
278784 | FAZ-D20/2 | 278784 | Intreruptor automat 15kA D20/2 | 76 | cerere oferta | N | 1 | 2 | 60 | 0.222 | KG | 85X35,4X73 | 4015082787844 |  | 656 | PDC | 1
278897 | FAZ-D20/3 | 278897 | Intreruptor automat 15kA D20/3 | 76 | cerere oferta | N | 1 | 3 | 40 | 0.334 | KG | 85X53,1X73 | 4015082788971 |  | 656 | PDC | 1
278999 | FAZ-D20/3N | 278999 | Intreruptor automat 15kA D20/3N | 76 | cerere oferta | N | 1 | 4 | 30 | 0.424 | KG | 85X70,8X73 | 4015082789992 |  | 656 | PDC | 1
279085 | FAZ-D20/4 | 279085 | Intreruptor automat 15kA D20/4 | 76 | cerere oferta | N | 1 | 4 | 30 | 0.445 | KG | 85X70,8X73 | 4015082790851 |  | 656 | PDC | 1
278586 | FAZ-D25/1 | 278586 | Intreruptor automat 15kA D25 | 76 | cerere oferta | N | 12 | 1 | 120 | 0.115 | KG | 85X17,7X73 | 4015082785864 |  | 656 | PDC | 1
278699 | FAZ-D25/1N | 278699 | Intreruptor automat 15kA D25/1N | 76 | cerere oferta | N | 1 | 2 | 60 | 0.214 | KG | 85X35,4X73 | 4015082786991 |  | 656 | PDC | 1
278785 | FAZ-D25/2 | 278785 | Intreruptor automat 15kA D25/2 | 76 | cerere oferta | N | 1 | 2 | 60 | 0.231 | KG | 85X35,4X73 | 4015082787851 |  | 656 | PDC | 1
278898 | FAZ-D25/3 | 278898 | Intreruptor automat 15kA D25/3 | 76 | cerere oferta | N | 1 | 3 | 40 | 0.348 | KG | 85X53,1X73 | 4015082788988 |  | 656 | PDC | 1
279000 | FAZ-D25/3N | 279000 | Intreruptor automat 15kA D25/3N | 76 | cerere oferta | N | 1 | 4 | 30 | 0.449 | KG | 85X70,8X73 | 4015082790004 |  | 656 | PDC | 1
279086 | FAZ-D25/4 | 279086 | Intreruptor automat 15kA D25/4 | 76 | cerere oferta | N | 1 | 4 | 30 | 0.464 | KG | 85X70,8X73 | 4015082790868 |  | 656 | PDC | 1
278575 | FAZ-D3,5/1 | 278575 | Intreruptor automat 15kA D3,5 | 76 | cerere oferta | N | 12 | 1 | 120 | 0.112 | KG | 85X17,7X73 | 4015082785758 |  | 656 | PDC | 1
278688 | FAZ-D3,5/1N | 278688 | Intreruptor automat 15kA D3,5/1N | 76 | cerere oferta | N | 1 | 2 | 60 | 0.2 | KG | 85X35,4X73 | 4015082786885 |  | 656 | PDC | 1
278774 | FAZ-D3,5/2 | 278774 | Intreruptor automat 15kA D3,5/2 | 76 | cerere oferta | N | 1 | 2 | 60 | 0.225 | KG | 85X35,4X73 | 4015082787745 |  | 656 | PDC | 1
278887 | FAZ-D3,5/3 | 278887 | Intreruptor automat 15kA D3,5/3 | 76 | cerere oferta | N | 1 | 3 | 40 | 0.338 | KG | 85X53,1X73 | 4015082788872 |  | 656 | PDC | 1
278989 | FAZ-D3,5/3N | 278989 | Intreruptor automat 15kA D3,5/3N | 76 | cerere oferta | N | 1 | 4 | 30 | 0.428 | KG | 85X70,8X73 | 4015082789893 |  | 656 | PDC | 1
279075 | FAZ-D3,5/4 | 279075 | Intreruptor automat 15kA D3,5/4 | 76 | cerere oferta | N | 1 | 4 | 30 | 0.451 | KG | 85X70,8X73 | 4015082790752 |  | 656 | PDC | 1
278574 | FAZ-D3/1 | 278574 | Intreruptor automat 15kA D3 | 76 | cerere oferta | N | 12 | 1 | 120 | 0.112 | KG | 85X17,7X73 | 4015082785741 |  | 656 | PDC | 1
278687 | FAZ-D3/1N | 278687 | Intreruptor automat 15kA D3/1N | 76 | cerere oferta | N | 1 | 2 | 60 | 0.2 | KG | 85X35,4X73 | 4015082786878 |  | 656 | PDC | 1
278773 | FAZ-D3/2 | 278773 | Intreruptor automat 15kA D3/2 | 76 | cerere oferta | N | 1 | 2 | 60 | 0.225 | KG | 85X35,4X73 | 4015082787738 |  | 656 | PDC | 1
278886 | FAZ-D3/3 | 278886 | Intreruptor automat 15kA D3/3 | 76 | cerere oferta | N | 1 | 3 | 40 | 0.339 | KG | 85X53,1X73 | 4015082788865 |  | 656 | PDC | 1
278988 | FAZ-D3/3N | 278988 | Intreruptor automat 15kA D3/3N | 76 | cerere oferta | N | 1 | 4 | 30 | 0.429 | KG | 85X70,8X73 | 4015082789886 |  | 656 | PDC | 1
279074 | FAZ-D3/4 | 279074 | Intreruptor automat 15kA D3/4 | 76 | cerere oferta | N | 1 | 4 | 30 | 0.452 | KG | 85X70,8X73 | 4015082790745 |  | 656 | PDC | 1
278587 | FAZ-D32/1 | 278587 | Intreruptor automat 15kA D32 | 76 | cerere oferta | N | 12 | 1 | 120 | 0.118 | KG | 85X17,7X73 | 4015082785871 |  | 656 | PDC | 1
278700 | FAZ-D32/1N | 278700 | Intreruptor automat 15kA D32/1N | 76 | cerere oferta | N | 1 | 2 | 60 | 0.217 | KG | 85X35,4X73 | 4015082787004 |  | 656 | PDC | 1
278786 | FAZ-D32/2 | 278786 | Intreruptor automat 15kA D32/2 | 76 | cerere oferta | N | 1 | 2 | 60 | 0.237 | KG | 85X35,4X73 | 4015082787868 |  | 656 | PDC | 1
278899 | FAZ-D32/3 | 278899 | Intreruptor automat 15kA D32/3 | 76 | cerere oferta | N | 1 | 3 | 40 | 0.355 | KG | 85X53,1X73 | 4015082788995 |  | 656 | PDC | 1
279001 | FAZ-D32/3N | 279001 | Intreruptor automat 15kA D32/3N | 76 | cerere oferta | N | 1 | 4 | 30 | 0.456 | KG | 85X70,8X73 | 4015082790011 |  | 656 | PDC | 1
279087 | FAZ-D32/4 | 279087 | Intreruptor automat 15kA D32/4 | 76 | cerere oferta | N | 1 | 4 | 30 | 0.474 | KG | 85X70,8X73 | 4015082790875 |  | 656 | PDC | 1
278576 | FAZ-D4/1 | 278576 | Intreruptor automat 15kA D4 | 76 | cerere oferta | N | 12 | 1 | 120 | 0.112 | KG | 85X17,7X73 | 4015082785765 |  | 656 | PDC | 1
278689 | FAZ-D4/1N | 278689 | Intreruptor automat 15kA D4/1N | 76 | cerere oferta | N | 1 | 2 | 60 | 0.2 | KG | 85X35,4X73 | 4015082786892 |  | 656 | PDC | 1
278775 | FAZ-D4/2 | 278775 | Intreruptor automat 15kA D4/2 | 76 | cerere oferta | N | 1 | 2 | 60 | 0.225 | KG | 85X35,4X73 | 4015082787752 |  | 656 | PDC | 1
102182 | FAZ-D4/2-NA | 102182 | FAZ-D4/2-NA | 76 | cerere oferta | N | 1 | 2 | 40 | 0.246 | KG | 105,000X35,400X75,000 | 4015081020584 |  | 656 | PDC | 1
278888 | FAZ-D4/3 | 278888 | Intreruptor automat 15kA D4/3 | 76 | cerere oferta | N | 1 | 3 | 40 | 0.338 | KG | 85X53,1X73 | 4015082788889 |  | 656 | PDC | 1
278990 | FAZ-D4/3N | 278990 | Intreruptor automat 15kA D4/3N | 76 | cerere oferta | N | 1 | 4 | 30 | 0.428 | KG | 85X70,8X73 | 4015082789909 |  | 656 | PDC | 1
279076 | FAZ-D4/4 | 279076 | Intreruptor automat 15kA D4/4 | 76 | cerere oferta | N | 1 | 4 | 30 | 0.451 | KG | 85X70,8X73 | 4015082790769 |  | 656 | PDC | 1
278588 | FAZ-D40/1 | 278588 | Intreruptor automat 15kA D40 | 76 | cerere oferta | N | 12 | 1 | 120 | 0.116 | KG | 85X17,7X73 | 4015082785888 |  | 656 | PDC | 1
278701 | FAZ-D40/1N | 278701 | Intreruptor automat 15kA D40/1N | 76 | cerere oferta | N | 1 | 2 | 60 | 0.215 | KG | 85X35,4X73 | 4015082787011 |  | 656 | PDC | 1
278787 | FAZ-D40/2 | 278787 | Intreruptor automat 15kA D40/2 | 76 | cerere oferta | N | 1 | 2 | 60 | 0.233 | KG | 85X35,4X73 | 4015082787875 |  | 656 | PDC | 1
278900 | FAZ-D40/3 | 278900 | Intreruptor automat 15kA D40/3 | 76 | cerere oferta | N | 1 | 3 | 40 | 0.35 | KG | 85X53,1X73 | 4015082789008 |  | 656 | PDC | 1
279002 | FAZ-D40/3N | 279002 | Intreruptor automat 15kA D40/3N | 76 | cerere oferta | N | 1 | 4 | 30 | 0.451 | KG | 85X70,8X73 | 4015082790028 |  | 656 | PDC | 1
279088 | FAZ-D40/4 | 279088 | Intreruptor automat 15kA D40/4 | 76 | cerere oferta | N | 1 | 4 | 30 | 0.467 | KG | 85X70,8X73 | 4015082790882 |  | 656 | PDC | 1
278577 | FAZ-D5/1 | 278577 | Intreruptor automat 15kA D5 | 76 | cerere oferta | N | 12 | 1 | 120 | 0.111 | KG | 85X17,7X73 | 4015082785772 |  | 656 | PDC | 1
278690 | FAZ-D5/1N | 278690 | Intreruptor automat 15kA D5/1N | 76 | cerere oferta | N | 1 | 2 | 60 | 0.199 | KG | 85X35,4X73 | 4015082786908 |  | 656 | PDC | 1
278776 | FAZ-D5/2 | 278776 | Intreruptor automat 15kA D5/2 | 76 | cerere oferta | N | 1 | 2 | 60 | 0.222 | KG | 85X35,4X73 | 4015082787769 |  | 656 | PDC | 1
278889 | FAZ-D5/3 | 278889 | Intreruptor automat 15kA D5/3 | 76 | cerere oferta | N | 1 | 3 | 40 | 0.334 | KG | 85X53,1X73 | 4015082788896 |  | 656 | PDC | 1
278991 | FAZ-D5/3N | 278991 | Intreruptor automat 15kA D5/3N | 76 | cerere oferta | N | 1 | 4 | 30 | 0.424 | KG | 85X70,8X73 | 4015082789916 |  | 656 | PDC | 1
279077 | FAZ-D5/4 | 279077 | Intreruptor automat 15kA D5/4 | 76 | cerere oferta | N | 1 | 4 | 30 | 0.446 | KG | 85X70,8X73 | 4015082790776 |  | 656 | PDC | 1
115374 | FAZ-D50/3 | 115374 | Miniature Circuit Breaker | 76 | cerere oferta | N | 1 | 3 | 40 | 0.367 | KG | 85X52,5X73 | 4015081147748 |  | 656 | PDC | 1
115376 | FAZ-D50/4 | 115376 | FAZ-D50/4 | 76 | cerere oferta | N | 1 |  | 1 | 0.49 | KG |  | 4015081147762 |  | 656 | PDC | 1
278578 | FAZ-D6/1 | 278578 | Intreruptor automat 15kA D6 | 76 | cerere oferta | N | 12 | 1 | 120 | 0.109 | KG | 85X17,7X73 | 4015082785789 |  | 656 | PDC | 1
278691 | FAZ-D6/1N | 278691 | Intreruptor automat 15kA D6/1N | 76 | cerere oferta | N | 1 | 2 | 60 | 0.197 | KG | 85X35,4X73 | 4015082786915 |  | 656 | PDC | 1
278777 | FAZ-D6/2 | 278777 | Intreruptor automat 15kA D6/2 | 76 | cerere oferta | N | 1 | 2 | 60 | 0.219 | KG | 85X35,4X73 | 4015082787776 |  | 656 | PDC | 1
278890 | FAZ-D6/3 | 278890 | Intreruptor automat 15kA D6/3 | 76 | cerere oferta | N | 1 | 3 | 40 | 0.329 | KG | 85X53,1X73 | 4015082788902 |  | 656 | PDC | 1
278992 | FAZ-D6/3N | 278992 | Intreruptor automat 15kA D6/3N | 76 | cerere oferta | N | 1 | 4 | 30 | 0.419 | KG | 85X70,8X73 | 4015082789923 |  | 656 | PDC | 1
279078 | FAZ-D6/4 | 279078 | Intreruptor automat 15kA D6/4 | 76 | cerere oferta | N | 1 | 4 | 30 | 0.439 | KG | 85X70,8X73 | 4015082790783 |  | 656 | PDC | 1
115377 | FAZ-D63/4 | 115377 | FAZ-D63/4 | 76 | cerere oferta | N | 1 |  | 1 | 0.492 | KG |  | 4015081147779 |  | 656 | PDC | 1
278579 | FAZ-D8/1 | 278579 | Intreruptor automat 15kA D8 | 76 | cerere oferta | N | 12 | 1 | 120 | 0.11 | KG | 85X17,7X73 | 4015082785796 |  | 656 | PDC | 1
278692 | FAZ-D8/1N | 278692 | Intreruptor automat 15kA D8/1N | 76 | cerere oferta | N | 1 | 2 | 60 | 0.198 | KG | 85X35,4X73 | 4015082786922 |  | 656 | PDC | 1
278778 | FAZ-D8/2 | 278778 | Intreruptor automat 15kA D8/2 | 76 | cerere oferta | N | 1 | 2 | 60 | 0.222 | KG | 85X35,4X73 | 4015082787783 |  | 656 | PDC | 1
278891 | FAZ-D8/3 | 278891 | Intreruptor automat 15kA D8/3 | 76 | cerere oferta | N | 1 | 3 | 40 | 0.333 | KG | 85X53,1X73 | 4015082788919 |  | 656 | PDC | 1
278993 | FAZ-D8/3N | 278993 | Intreruptor automat 15kA D8/3N | 76 | cerere oferta | N | 1 | 4 | 30 | 0.423 | KG | 85X70,8X73 | 4015082789930 |  | 656 | PDC | 1
279079 | FAZ-D8/4 | 279079 | Intreruptor automat 15kA D8/4 | 76 | cerere oferta | N | 1 | 4 | 30 | 0.444 | KG | 85X70,8X73 | 4015082790790 |  | 656 | PDC | 1
278589 | FAZ-K0,5/1 | 278589 | Intreruptor automat 15kA K0,5 | 76 | cerere oferta | N | 12 | 1 | 120 | 0.11 | KG | 85X17,7X73 | 4015082785895 |  | 656 | PDC | 1
278702 | FAZ-K0,5/1N | 278702 | Intreruptor automat 15kA K0,5/1N | 76 | cerere oferta | N | 1 | 2 | 60 | 0.198 | KG | 85X35,4X73 | 4015082787028 |  | 656 | PDC | 1
278788 | FAZ-K0,5/2 | 278788 | Intreruptor automat 15kA K0,5/2 | 76 | cerere oferta | N | 1 | 2 | 60 | 0.221 | KG | 85X35,4X73 | 4015082787882 |  | 656 | PDC | 1
278901 | FAZ-K0,5/3 | 278901 | Intreruptor automat 15kA K0,5/3 | 76 | cerere oferta | N | 1 | 3 | 40 | 0.332 | KG | 85X53,1X73 | 4015082789015 |  | 656 | PDC | 1
279003 | FAZ-K0,5/3N | 279003 | Intreruptor automat 15kA K0,5/3N | 76 | cerere oferta | N | 1 | 4 | 30 | 0.422 | KG | 85X70,8X73 | 4015082790035 |  | 656 | PDC | 1
279089 | FAZ-K0,5/4 | 279089 | Intreruptor automat 15kA K0,5/4 | 76 | cerere oferta | N | 1 | 4 | 30 | 0.442 | KG | 85X70,8X73 | 4015082790899 |  | 656 | PDC | 1
278591 | FAZ-K1,6/1 | 278591 | Intreruptor automat 15kA K1,6 | 76 | cerere oferta | N | 12 | 1 | 120 | 0.112 | KG | 85X17,7X73 | 4015082785918 |  | 656 | PDC | 1
278704 | FAZ-K1,6/1N | 278704 | Intreruptor automat 15kA K1,6/1N | 76 | cerere oferta | N | 1 | 2 | 60 | 0.2 | KG | 85X35,4X73 | 4015082787042 |  | 656 | PDC | 1
278790 | FAZ-K1,6/2 | 278790 | Intreruptor automat 15kA K1,6/2 | 76 | cerere oferta | N | 1 | 2 | 60 | 0.225 | KG | 85X35,4X73 | 4015082787905 |  | 656 | PDC | 1
278903 | FAZ-K1,6/3 | 278903 | Intreruptor automat 15kA K1,6/3 | 76 | cerere oferta | N | 1 | 3 | 40 | 0.339 | KG | 85X53,1X73 | 4015082789039 |  | 656 | PDC | 1
279005 | FAZ-K1,6/3N | 279005 | Intreruptor automat 15kA K1,6/3N | 76 | cerere oferta | N | 1 | 4 | 30 | 0.429 | KG | 85X70,8X73 | 4015082790059 |  | 656 | PDC | 1
279091 | FAZ-K1,6/4 | 279091 | Intreruptor automat 15kA K1,6/4 | 76 | cerere oferta | N | 1 | 4 | 30 | 0.452 | KG | 85X70,8X73 | 4015082790912 |  | 656 | PDC | 1
278590 | FAZ-K1/1 | 278590 | Intreruptor automat 15kA K1/1 | 76 | cerere oferta | N | 12 | 1 | 120 | 0.111 | KG | 85X17,7X73 | 4015082785901 |  | 656 | PDC | 1
278703 | FAZ-K1/1N | 278703 | Intreruptor automat 15kA K1/1N | 76 | cerere oferta | N | 1 | 2 | 60 | 0.199 | KG | 85X35,4X73 | 4015082787035 |  | 656 | PDC | 1
278789 | FAZ-K1/2 | 278789 | Intreruptor automat 15kA K1/2 | 76 | cerere oferta | N | 1 | 2 | 60 | 0.223 | KG | 85X35,4X73 | 4015082787899 |  | 656 | PDC | 1
278902 | FAZ-K1/3 | 278902 | Intreruptor automat 15kA K1/3 | 76 | cerere oferta | N | 1 | 3 | 40 | 0.335 | KG | 85X53,1X73 | 4015082789022 |  | 656 | PDC | 1
279004 | FAZ-K1/3N | 279004 | Intreruptor automat 15kA K1/3N | 76 | cerere oferta | N | 1 | 4 | 30 | 0.425 | KG | 85X70,8X73 | 4015082790042 |  | 656 | PDC | 1
279090 | FAZ-K1/4 | 279090 | Intreruptor automat 15kA K1/4 | 76 | cerere oferta | N | 1 | 4 | 30 | 0.448 | KG | 85X70,8X73 | 4015082790905 |  | 656 | PDC | 1
278597 | FAZ-K10/1 | 278597 | Intreruptor automat 15kA K10 | 76 | cerere oferta | N | 12 | 1 | 120 | 0.11 | KG | 85X17,7X73 | 4015082785970 |  | 656 | PDC | 1
278710 | FAZ-K10/1N | 278710 | Intreruptor automat 15kA K10/1N | 76 | cerere oferta | N | 1 | 2 | 60 | 0.198 | KG | 85X35,4X73 | 4015082787103 |  | 656 | PDC | 1
278796 | FAZ-K10/2 | 278796 | Intreruptor automat 15kA K10/2 | 76 | cerere oferta | N | 1 | 2 | 60 | 0.222 | KG | 85X35,4X73 | 4015082787967 |  | 656 | PDC | 1
278909 | FAZ-K10/3 | 278909 | Intreruptor automat 15kA K10/3 | 76 | cerere oferta | N | 1 | 3 | 40 | 0.333 | KG | 85X53,1X73 | 4015082789091 |  | 656 | PDC | 1
279011 | FAZ-K10/3N | 279011 | Intreruptor automat 15kA K10/3N | 76 | cerere oferta | N | 1 | 4 | 30 | 0.423 | KG | 85X70,8X73 | 4015082790110 |  | 656 | PDC | 1
279097 | FAZ-K10/4 | 279097 | Intreruptor automat 15kA K10/4 | 76 | cerere oferta | N | 1 | 4 | 30 | 0.444 | KG | 85X70,8X73 | 4015082790974 |  | 656 | PDC | 1
278598 | FAZ-K13/1 | 278598 | Intreruptor automat 15kA K13 | 76 | cerere oferta | N | 12 | 1 | 120 | 0.11 | KG | 85X17,7X73 | 4015082785987 |  | 656 | PDC | 1
278711 | FAZ-K13/1N | 278711 | Intreruptor automat 15kA K13/1N | 76 | cerere oferta | N | 1 | 2 | 60 | 0.198 | KG | 85X35,4X73 | 4015082787110 |  | 656 | PDC | 1
278797 | FAZ-K13/2 | 278797 | Intreruptor automat 15kA K13/2 | 76 | cerere oferta | N | 1 | 2 | 60 | 0.222 | KG | 85X35,4X73 | 4015082787974 |  | 656 | PDC | 1
278910 | FAZ-K13/3 | 278910 | Intreruptor automat 15kA K13/3 | 76 | cerere oferta | N | 1 | 3 | 40 | 0.333 | KG | 85X53,1X73 | 4015082789107 |  | 656 | PDC | 1
279012 | FAZ-K13/3N | 279012 | Intreruptor automat 15kA K13/3N | 76 | cerere oferta | N | 1 | 4 | 30 | 0.423 | KG | 85X70,8X73 | 4015082790127 |  | 656 | PDC | 1
279098 | FAZ-K13/4 | 279098 | Intreruptor automat 15kA K13/4 | 76 | cerere oferta | N | 1 | 4 | 30 | 0.444 | KG | 85X70,8X73 | 4015082790981 |  | 656 | PDC | 1
278599 | FAZ-K16/1 | 278599 | Intreruptor automat 15kA K16 | 76 | cerere oferta | N | 12 | 1 | 120 | 0.11 | KG | 85X17,7X73 | 4015082785994 |  | 656 | PDC | 1
278712 | FAZ-K16/1N | 278712 | Intreruptor automat 15kA K16/1N | 76 | cerere oferta | N | 1 | 2 | 60 | 0.198 | KG | 85X35,4X73 | 4015082787127 |  | 656 | PDC | 1
278798 | FAZ-K16/2 | 278798 | Intreruptor automat 15kA K16/2 | 76 | cerere oferta | N | 1 | 2 | 60 | 0.222 | KG | 85X35,4X73 | 4015082787981 |  | 656 | PDC | 1
278911 | FAZ-K16/3 | 278911 | Intreruptor automat 15kA K16/3 | 76 | cerere oferta | N | 1 | 3 | 40 | 0.333 | KG | 85X53,1X73 | 4015082789114 |  | 656 | PDC | 1
279013 | FAZ-K16/3N | 279013 | Intreruptor automat 15kA K16/3N | 76 | cerere oferta | N | 1 | 4 | 30 | 0.423 | KG | 85X70,8X73 | 4015082790134 |  | 656 | PDC | 1
279099 | FAZ-K16/4 | 279099 | Intreruptor automat 15kA K16/4 | 76 | cerere oferta | N | 1 | 4 | 30 | 0.445 | KG | 85X70,8X73 | 4015082790998 |  | 656 | PDC | 1
278592 | FAZ-K2/1 | 278592 | Intreruptor automat 15kA K2 | 76 | cerere oferta | N | 12 | 1 | 120 | 0.113 | KG | 85X17,7X73 | 4015082785925 |  | 656 | PDC | 1
278705 | FAZ-K2/1N | 278705 | Intreruptor automat 15kA K2/1N | 76 | cerere oferta | N | 1 | 2 | 60 | 0.201 | KG | 85X35,4X73 | 4015082787059 |  | 656 | PDC | 1
278791 | FAZ-K2/2 | 278791 | Intreruptor automat 15kA K2/2 | 76 | cerere oferta | N | 1 | 2 | 60 | 0.226 | KG | 85X35,4X73 | 4015082787912 |  | 656 | PDC | 1
278904 | FAZ-K2/3 | 278904 | Intreruptor automat 15kA K2/3 | 76 | cerere oferta | N | 1 | 3 | 40 | 0.34 | KG | 85X53,1X73 | 4015082789046 |  | 656 | PDC | 1
279006 | FAZ-K2/3N | 279006 | Intreruptor automat 15kA K2/3N | 76 | cerere oferta | N | 1 | 4 | 30 | 0.43 | KG | 85X70,8X73 | 4015082790066 |  | 656 | PDC | 1
279092 | FAZ-K2/4 | 279092 | Intreruptor automat 15kA K2/4 | 76 | cerere oferta | N | 1 | 4 | 30 | 0.453 | KG | 85X70,8X73 | 4015082790929 |  | 656 | PDC | 1
278600 | FAZ-K20/1 | 278600 | Intreruptor automat 15kA K20 | 76 | cerere oferta | N | 12 | 1 | 120 | 0.111 | KG | 85X17,7X73 | 4015082786007 |  | 656 | PDC | 1
278713 | FAZ-K20/1N | 278713 | Intreruptor automat 15kA K20/1N | 76 | cerere oferta | N | 1 | 2 | 60 | 0.199 | KG | 85X35,4X73 | 4015082787134 |  | 656 | PDC | 1
278799 | FAZ-K20/2 | 278799 | Intreruptor automat 15kA K20/2 | 76 | cerere oferta | N | 1 | 2 | 60 | 0.222 | KG | 85X35,4X73 | 4015082787998 |  | 656 | PDC | 1
278912 | FAZ-K20/3 | 278912 | Intreruptor automat 15kA K20/3 | 76 | cerere oferta | N | 1 | 3 | 40 | 0.334 | KG | 85X53,1X73 | 4015082789121 |  | 656 | PDC | 1
279014 | FAZ-K20/3N | 279014 | Intreruptor automat 15kA K20/3N | 76 | cerere oferta | N | 1 | 4 | 30 | 0.424 | KG | 85X70,8X73 | 4015082790141 |  | 656 | PDC | 1
279100 | FAZ-K20/4 | 279100 | Intreruptor automat 15kA K20/4 | 76 | cerere oferta | N | 1 | 4 | 30 | 0.445 | KG | 85X70,8X73 | 4015082791001 |  | 656 | PDC | 1
278601 | FAZ-K25/1 | 278601 | Intreruptor automat 15kA K25 | 76 | cerere oferta | N | 12 | 1 | 120 | 0.115 | KG | 85X17,7X73 | 4015082786014 |  | 656 | PDC | 1
278714 | FAZ-K25/1N | 278714 | Intreruptor automat 15kA K25/1N | 76 | cerere oferta | N | 1 | 2 | 60 | 0.214 | KG | 85X35,4X73 | 4015082787141 |  | 656 | PDC | 1
278800 | FAZ-K25/2 | 278800 | Intreruptor automat 15kA K25/2 | 76 | cerere oferta | N | 1 | 2 | 60 | 0.231 | KG | 85X35,4X73 | 4015082788001 |  | 656 | PDC | 1
278913 | FAZ-K25/3 | 278913 | Intreruptor automat 15kA K25/3 | 76 | cerere oferta | N | 1 | 3 | 40 | 0.348 | KG | 85X53,1X73 | 4015082789138 |  | 656 | PDC | 1
279015 | FAZ-K25/3N | 279015 | Intreruptor automat 15kA K25/3N | 76 | cerere oferta | N | 1 | 4 | 30 | 0.449 | KG | 85X70,8X73 | 4015082790158 |  | 656 | PDC | 1
279101 | FAZ-K25/4 | 279101 | Intreruptor automat 15kA K25/4 | 76 | cerere oferta | N | 1 | 4 | 30 | 0.464 | KG | 85X70,8X73 | 4015082791018 |  | 656 | PDC | 1
278593 | FAZ-K3/1 | 278593 | Intreruptor automat 15kA K3 | 76 | cerere oferta | N | 12 | 1 | 120 | 0.112 | KG | 85X17,7X73 | 4015082785932 |  | 656 | PDC | 1
278706 | FAZ-K3/1N | 278706 | Intreruptor automat 15kA K3/1N | 76 | cerere oferta | N | 1 | 2 | 60 | 0.2 | KG | 85X35,4X73 | 4015082787066 |  | 656 | PDC | 1
278792 | FAZ-K3/2 | 278792 | Intreruptor automat 15kA K3/2 | 76 | cerere oferta | N | 1 | 2 | 60 | 0.225 | KG | 85X35,4X73 | 4015082787929 |  | 656 | PDC | 1
278905 | FAZ-K3/3 | 278905 | Intreruptor automat 15kA K3/3 | 76 | cerere oferta | N | 1 | 3 | 40 | 0.339 | KG | 85X53,1X73 | 4015082789053 |  | 656 | PDC | 1
279007 | FAZ-K3/3N | 279007 | Intreruptor automat 15kA K3/3N | 76 | cerere oferta | N | 1 | 4 | 30 | 0.429 | KG | 85X70,8X73 | 4015082790073 |  | 656 | PDC | 1
279093 | FAZ-K3/4 | 279093 | Intreruptor automat 15kA K3/4 | 76 | cerere oferta | N | 1 | 4 | 30 | 0.452 | KG | 85X70,8X73 | 4015082790936 |  | 656 | PDC | 1
278602 | FAZ-K32/1 | 278602 | Intreruptor automat 15kA K32 | 76 | cerere oferta | N | 12 | 1 | 120 | 0.118 | KG | 85X17,7X73 | 4015082786021 |  | 656 | PDC | 1
278715 | FAZ-K32/1N | 278715 | Intreruptor automat 15kA K32/1N | 76 | cerere oferta | N | 1 | 2 | 60 | 0.217 | KG | 85X35,4X73 | 4015082787158 |  | 656 | PDC | 1
278801 | FAZ-K32/2 | 278801 | Intreruptor automat 15kA K32/2 | 76 | cerere oferta | N | 1 | 2 | 60 | 0.237 | KG | 85X35,4X73 | 4015082788018 |  | 656 | PDC | 1
278914 | FAZ-K32/3 | 278914 | Intreruptor automat 15kA K32/3 | 76 | cerere oferta | N | 1 | 3 | 40 | 0.355 | KG | 85X53,1X73 | 4015082789145 |  | 656 | PDC | 1
279016 | FAZ-K32/3N | 279016 | Intreruptor automat 15kA K32/3N | 76 | cerere oferta | N | 1 | 4 | 30 | 0.456 | KG | 85X70,8X73 | 4015082790165 |  | 656 | PDC | 1
279102 | FAZ-K32/4 | 279102 | Intreruptor automat 15kA K32/4 | 76 | cerere oferta | N | 1 | 4 | 30 | 0.474 | KG | 85X70,8X73 | 4015082791025 |  | 656 | PDC | 1
278594 | FAZ-K4/1 | 278594 | Intreruptor automat 15kA K4 | 76 | cerere oferta | N | 12 | 1 | 120 | 0.112 | KG | 85X17,7X73 | 4015082785949 |  | 656 | PDC | 1
278707 | FAZ-K4/1N | 278707 | Intreruptor automat 15kA K4/1N | 76 | cerere oferta | N | 1 | 2 | 60 | 0.2 | KG | 85X35,4X73 | 4015082787073 |  | 656 | PDC | 1
278793 | FAZ-K4/2 | 278793 | Intreruptor automat 15kA K4/2 | 76 | cerere oferta | N | 1 | 2 | 60 | 0.225 | KG | 85X35,4X73 | 4015082787936 |  | 656 | PDC | 1
278906 | FAZ-K4/3 | 278906 | Intreruptor automat 15kA K4/3 | 76 | cerere oferta | N | 1 | 3 | 40 | 0.338 | KG | 85X53,1X73 | 4015082789060 |  | 656 | PDC | 1
279008 | FAZ-K4/3N | 279008 | Intreruptor automat 15kA K4/3N | 76 | cerere oferta | N | 1 | 4 | 30 | 0.428 | KG | 85X70,8X73 | 4015082790080 |  | 656 | PDC | 1
279094 | FAZ-K4/4 | 279094 | Intreruptor automat 15kA K4/4 | 76 | cerere oferta | N | 1 | 4 | 30 | 0.451 | KG | 85X70,8X73 | 4015082790943 |  | 656 | PDC | 1
278603 | FAZ-K40/1 | 278603 | Intreruptor automat 15kA K40 | 76 | cerere oferta | N | 12 | 1 | 120 | 0.116 | KG | 85X17,7X73 | 4015082786038 |  | 656 | PDC | 1
278716 | FAZ-K40/1N | 278716 | Intreruptor automat 15kA K40/1N | 76 | cerere oferta | N | 1 | 2 | 60 | 0.215 | KG | 85X35,4X73 | 4015082787165 |  | 656 | PDC | 1
278802 | FAZ-K40/2 | 278802 | Intreruptor automat 15kA K40/2 | 76 | cerere oferta | N | 1 | 2 | 60 | 0.233 | KG | 85X35,4X73 | 4015082788025 |  | 656 | PDC | 1
278915 | FAZ-K40/3 | 278915 | Intreruptor automat 15kA K40/3 | 76 | cerere oferta | N | 1 | 3 | 40 | 0.35 | KG | 85X53,1X73 | 4015082789152 |  | 656 | PDC | 1
279017 | FAZ-K40/3N | 279017 | Intreruptor automat 15kA K40/3N | 76 | cerere oferta | N | 1 | 4 | 30 | 0.451 | KG | 85X70,8X73 | 4015082790172 |  | 656 | PDC | 1
279103 | FAZ-K40/4 | 279103 | Intreruptor automat 15kA K40/4 | 76 | cerere oferta | N | 1 | 4 | 30 | 0.467 | KG | 85X70,8X73 | 4015082791032 |  | 656 | PDC | 1
278604 | FAZ-K50/1 | 278604 | Intreruptor automat 15kA K50 | 76 | cerere oferta | N | 12 | 1 | 120 | 0.122 | KG | 85X17,7X73 | 4015082786045 |  | 656 | PDC | 1
278717 | FAZ-K50/1N | 278717 | Intreruptor automat 15kA K50/1N | 76 | cerere oferta | N | 1 | 2 | 60 | 0.245 | KG | 85X35,4X73 | 4015082787172 |  | 656 | PDC | 1
278803 | FAZ-K50/2 | 278803 | Intreruptor automat 15kA K50/2 | 76 | cerere oferta | N | 1 | 2 | 60 | 0.245 | KG | 85X35,4X73 | 4015082788032 |  | 656 | PDC | 1
278916 | FAZ-K50/3 | 278916 | Intreruptor automat 15kA K50/3 | 76 | cerere oferta | N | 1 | 3 | 40 | 0.367 | KG | 85X53,1X73 | 4015082789169 |  | 656 | PDC | 1
279018 | FAZ-K50/3N | 279018 | Intreruptor automat 15kA K50/3N | 76 | cerere oferta | N | 1 | 4 | 30 | 0.49 | KG | 85X70,8X73 | 4015082790189 |  | 656 | PDC | 1
279104 | FAZ-K50/4 | 279104 | Intreruptor automat 15kA K50/4 | 76 | cerere oferta | N | 1 | 4 | 30 | 0.49 | KG | 85X70,8X73 | 4015082791049 |  | 656 | PDC | 1
278595 | FAZ-K6/1 | 278595 | Intreruptor automat 15kA K6 | 76 | cerere oferta | N | 12 | 1 | 120 | 0.109 | KG | 85X17,7X73 | 4015082785956 |  | 656 | PDC | 1
278708 | FAZ-K6/1N | 278708 | Intreruptor automat 15kA K6/1N | 76 | cerere oferta | N | 1 | 2 | 60 | 0.197 | KG | 85X35,4X73 | 4015082787080 |  | 656 | PDC | 1
278794 | FAZ-K6/2 | 278794 | Intreruptor automat 15kA K6/2 | 76 | cerere oferta | N | 1 | 2 | 60 | 0.219 | KG | 85X35,4X73 | 4015082787943 |  | 656 | PDC | 1
278907 | FAZ-K6/3 | 278907 | Intreruptor automat 15kA K6/3 | 76 | cerere oferta | N | 1 | 3 | 40 | 0.329 | KG | 85X53,1X73 | 4015082789077 |  | 656 | PDC | 1
279009 | FAZ-K6/3N | 279009 | Intreruptor automat 15kA K6/3N | 76 | cerere oferta | N | 1 | 4 | 30 | 0.419 | KG | 85X70,8X73 | 4015082790097 |  | 656 | PDC | 1
279095 | FAZ-K6/4 | 279095 | Intreruptor automat 15kA K6/4 | 76 | cerere oferta | N | 1 | 4 | 30 | 0.439 | KG | 85X70,8X73 | 4015082790950 |  | 656 | PDC | 1
278605 | FAZ-K63/1 | 278605 | Intreruptor automat 15kA K63 | 76 | cerere oferta | N | 12 | 1 | 120 | 0.122 | KG | 85X17,7X73 | 4015082786052 |  | 656 | PDC | 1
278718 | FAZ-K63/1N | 278718 | Intreruptor automat 15kA K63/1N | 76 | cerere oferta | N | 1 | 2 | 60 | 0.246 | KG | 85X35,4X73 | 4015082787189 |  | 656 | PDC | 1
278804 | FAZ-K63/2 | 278804 | Intreruptor automat 15kA K63/2 | 76 | cerere oferta | N | 1 | 2 | 60 | 0.246 | KG | 85X35,4X73 | 4015082788049 |  | 656 | PDC | 1
278917 | FAZ-K63/3 | 278917 | Intreruptor automat 15kA K63/3 | 76 | cerere oferta | N | 1 | 3 | 40 | 0.369 | KG | 85X53,1X73 | 4015082789176 |  | 656 | PDC | 1
279019 | FAZ-K63/3N | 279019 | Intreruptor automat 15kA K63/3N | 76 | cerere oferta | N | 1 | 4 | 30 | 0.492 | KG | 85X70,8X73 | 4015082790196 |  | 656 | PDC | 1
279105 | FAZ-K63/4 | 279105 | Intreruptor automat 15kA K63/4 | 76 | cerere oferta | N | 1 | 4 | 30 | 0.492 | KG | 85X70,8X73 | 4015082791056 |  | 656 | PDC | 1
278596 | FAZ-K8/1 | 278596 | Intreruptor automat 15kA K8 | 76 | cerere oferta | N | 12 | 1 | 120 | 0.11 | KG | 85X17,7X73 | 4015082785963 |  | 656 | PDC | 1
278709 | FAZ-K8/1N | 278709 | Intreruptor automat 15kA K8/1N | 76 | cerere oferta | N | 1 | 2 | 60 | 0.198 | KG | 85X35,4X73 | 4015082787097 |  | 656 | PDC | 1
278795 | FAZ-K8/2 | 278795 | Intreruptor automat 15kA K8/2 | 76 | cerere oferta | N | 1 | 2 | 60 | 0.222 | KG | 85X35,4X73 | 4015082787950 |  | 656 | PDC | 1
278908 | FAZ-K8/3 | 278908 | Intreruptor automat 15kA K8/3 | 76 | cerere oferta | N | 1 | 3 | 40 | 0.333 | KG | 85X53,1X73 | 4015082789084 |  | 656 | PDC | 1
279010 | FAZ-K8/3N | 279010 | Intreruptor automat 15kA K8/3N | 76 | cerere oferta | N | 1 | 4 | 30 | 0.423 | KG | 85X70,8X73 | 4015082790103 |  | 656 | PDC | 1
279096 | FAZ-K8/4 | 279096 | Intreruptor automat 15kA K8/4 | 76 | cerere oferta | N | 1 | 4 | 30 | 0.444 | KG | 85X70,8X73 | 4015082790967 |  | 656 | PDC | 1
279147 | FAZ-PN-B10/1N | 279147 | Miniature Circuit Breaker | 76 | cerere oferta | N | 12 | 1 | 120 | 0.112 | KG | 82X17,8X72 | 4015082791476 |  | 656 | PDC | 1
279148 | FAZ-PN-B13/1N | 279148 | Miniature Circuit Breaker | 76 | cerere oferta | N | 12 | 1 | 120 | 0.112 | KG | 82X17,8X72 | 4015082791483 |  | 656 | PDC | 1
279149 | FAZ-PN-B16/1N | 279149 | Miniature Circuit Breaker | 76 | cerere oferta | N | 12 | 1 | 120 | 0.114 | KG | 82X17,8X72 | 4015082791490 |  | 656 | PDC | 1
279150 | FAZ-PN-B20/1N | 279150 | Miniature Circuit Breaker | 76 | cerere oferta | N | 12 | 1 | 120 | 0.114 | KG | 82X17,8X72 | 4015082791506 |  | 656 | PDC | 1
279151 | FAZ-PN-B25/1N | 279151 | Miniature Circuit Breaker | 76 | cerere oferta | N | 12 | 1 | 120 | 0.122 | KG | 82X17,8X72 | 4015082791513 |  | 656 | PDC | 1
279152 | FAZ-PN-B32/1N | 279152 | Miniature Circuit Breaker | 76 | cerere oferta | N | 12 | 1 | 120 | 0.123 | KG | 82X17,8X72 | 4015082791520 |  | 656 | PDC | 1
279153 | FAZ-PN-B40/1N | 279153 | Miniature Circuit Breaker | 76 | cerere oferta | N | 12 | 1 | 120 | 0.124 | KG | 82X17,8X72 | 4015082791537 |  | 656 | PDC | 1
279146 | FAZ-PN-B6/1N | 279146 | Miniature Circuit Breaker | 76 | cerere oferta | N | 12 | 1 | 120 | 0.111 | KG | 82X17,8X72 | 4015082791469 |  | 656 | PDC | 1
279157 | FAZ-PN-C10/1N | 279157 | FAZ-PN-C10/1N | 76 | cerere oferta | N | 12 | 1 | 120 | 0.112 | KG | 82X17,8X72 | 4015082791575 |  | 656 | PDC | 1
279158 | FAZ-PN-C13/1N | 279158 | Miniature Circuit Breaker | 76 | cerere oferta | N | 12 | 1 | 120 | 0.113 | KG | 82X17,8X72 | 4015082791582 |  | 656 | PDC | 1
279159 | FAZ-PN-C16/1N | 279159 | Miniature Circuit Breaker | 76 | cerere oferta | N | 12 | 1 | 120 | 0.114 | KG | 82X17,8X72 | 4015082791599 |  | 656 | PDC | 1
279154 | FAZ-PN-C2/1N | 279154 | Miniature Circuit Breaker | 76 | cerere oferta | N | 12 | 1 | 120 | 0.115 | KG | 82X17,8X72 | 4015082791544 |  | 656 | PDC | 1
279160 | FAZ-PN-C20/1N | 279160 | Miniature Circuit Breaker | 76 | cerere oferta | N | 12 | 1 | 120 | 0.114 | KG | 82X17,8X72 | 4015082791605 |  | 656 | PDC | 1
279161 | FAZ-PN-C25/1N | 279161 | Miniature Circuit Breaker | 76 | cerere oferta | N | 12 | 1 | 120 | 0.122 | KG | 82X17,8X72 | 4015082791612 |  | 656 | PDC | 1
279162 | FAZ-PN-C32/1N | 279162 | Miniature Circuit Breaker | 76 | cerere oferta | N | 12 | 1 | 120 | 0.123 | KG | 82X17,8X72 | 4015082791629 |  | 656 | PDC | 1
279155 | FAZ-PN-C4/1N | 279155 | Miniature Circuit Breaker | 76 | cerere oferta | N | 12 | 1 | 120 | 0.114 | KG | 82X17,8X72 | 4015082791551 |  | 656 | PDC | 1
279163 | FAZ-PN-C40/1N | 279163 | Miniature Circuit Breaker | 76 | cerere oferta | N | 12 | 1 | 120 | 0.124 | KG | 82X17,8X72 | 4015082791636 |  | 656 | PDC | 1
279156 | FAZ-PN-C6/1N | 279156 | Miniature Circuit Breaker | 76 | cerere oferta | N | 12 | 1 | 120 | 0.111 | KG | 82X17,8X72 | 4015082791568 |  | 656 | PDC | 1
278606 | FAZ-S1/1 | 278606 | Intreruptor automat 15kA S1 | 76 | cerere oferta | N | 12 | 1 | 120 | 0.111 | KG | 85X17,7X73 | 4015082786069 |  | 656 | PDC | 1
278805 | FAZ-S1/2 | 278805 | Intreruptor automat 15kA S1/2 | 76 | cerere oferta | N | 1 | 2 | 60 | 0.223 | KG | 85X35,4X73 | 4015082788056 |  | 656 | PDC | 1
107736 | FAZ-S1/2-RC | 107736 | Miniature Circuit Breaker | 76 | cerere oferta | N | 1 | 2 | 60 | 0.221 | KG | 85X35,4X73 | 4015081074013 |  | 656 | PDC | 1
278611 | FAZ-S10/1 | 278611 | Intreruptor automat 15kA S10 | 76 | cerere oferta | N | 12 | 1 | 120 | 0.11 | KG | 85X17,7X73 | 4015082786113 |  | 656 | PDC | 1
278810 | FAZ-S10/2 | 278810 | Intreruptor automat 15kA S10/2 | 76 | cerere oferta | N | 1 | 2 | 60 | 0.222 | KG | 85X35,4X73 | 4015082788100 |  | 656 | PDC | 1
107737 | FAZ-S10/2-RC | 107737 | Miniature Circuit Breaker | 76 | cerere oferta | N | 1 | 2 | 60 | 0.221 | KG | 85X35,4X73 | 4015081074020 |  | 656 | PDC | 1
278612 | FAZ-S16/1 | 278612 | Intreruptor automat 15kA S16 | 76 | cerere oferta | N | 12 | 1 | 120 | 0.11 | KG | 85X17,7X73 | 4015082786120 |  | 656 | PDC | 1
278811 | FAZ-S16/2 | 278811 | Intreruptor automat 15kA S16/2 | 76 | cerere oferta | N | 1 | 2 | 60 | 0.222 | KG | 85X35,4X73 | 4015082788117 |  | 656 | PDC | 1
107738 | FAZ-S16/2-RC | 107738 | Miniature Circuit Breaker | 76 | cerere oferta | N | 1 | 2 | 60 | 0.221 | KG | 85X35,4X73 | 4015081074037 |  | 656 | PDC | 1
278607 | FAZ-S2/1 | 278607 | Intreruptor automat 15kA S2 | 76 | cerere oferta | N | 12 | 1 | 120 | 0.113 | KG | 85X17,7X73 | 4015082786076 |  | 656 | PDC | 1
278806 | FAZ-S2/2 | 278806 | Intreruptor automat 15kA S2/2 | 76 | cerere oferta | N | 1 | 2 | 60 | 0.226 | KG | 85X35,4X73 | 4015082788063 |  | 656 | PDC | 1
107739 | FAZ-S2/2-RC | 107739 | Miniature Circuit Breaker | 76 | cerere oferta | N | 1 | 2 | 60 | 0.221 | KG | 85X35,4X73 | 4015081074044 |  | 656 | PDC | 1
278613 | FAZ-S20/1 | 278613 | Intreruptor automat 15kA S20 | 76 | cerere oferta | N | 12 | 1 | 120 | 0.111 | KG | 85X17,7X73 | 4015082786137 |  | 656 | PDC | 1
278812 | FAZ-S20/2 | 278812 | Intreruptor automat 15kA S20/2 | 76 | cerere oferta | N | 1 | 2 | 60 | 0.222 | KG | 85X35,4X73 | 4015082788124 |  | 656 | PDC | 1
107740 | FAZ-S20/2-RC | 107740 | Miniature Circuit Breaker | 76 | cerere oferta | N | 1 | 2 | 60 | 0.221 | KG | 85X35,4X73 | 4015081074051 |  | 656 | PDC | 1
278614 | FAZ-S25/1 | 278614 | Intreruptor automat 15kA S25 | 76 | cerere oferta | N | 12 | 1 | 120 | 0.115 | KG | 85X17,7X73 | 4015082786144 |  | 656 | PDC | 1
278813 | FAZ-S25/2 | 278813 | Intreruptor automat 15kA S25/2 | 76 | cerere oferta | N | 1 | 2 | 60 | 0.231 | KG | 85X35,4X73 | 4015082788131 |  | 656 | PDC | 1
107741 | FAZ-S25/2-RC | 107741 | Miniature Circuit Breaker | 76 | cerere oferta | N | 1 | 2 | 60 | 0.232 | KG | 85X35,4X73 | 4015081074068 |  | 656 | PDC | 1
278608 | FAZ-S3/1 | 278608 | Intreruptor automat 15kA S3 | 76 | cerere oferta | N | 12 | 1 | 120 | 0.112 | KG | 85X17,7X73 | 4015082786083 |  | 656 | PDC | 1
278807 | FAZ-S3/2 | 278807 | Intreruptor automat 15kA S3/2 | 76 | cerere oferta | N | 1 | 2 | 60 | 0.225 | KG | 85X35,4X73 | 4015082788070 |  | 656 | PDC | 1
107742 | FAZ-S3/2-RC | 107742 | Miniature Circuit Breaker | 76 | cerere oferta | N | 1 | 2 | 60 | 0.232 | KG | 85X35,4X73 | 4015081074075 |  | 656 | PDC | 1
278615 | FAZ-S32/1 | 278615 | Intreruptor automat 15kA S32 | 76 | cerere oferta | N | 12 | 1 | 120 | 0.118 | KG | 85X17,7X73 | 4015082786151 |  | 656 | PDC | 1
278814 | FAZ-S32/2 | 278814 | Intreruptor automat 15kA S32/2 | 76 | cerere oferta | N | 1 | 2 | 60 | 0.237 | KG | 85X35,4X73 | 4015082788148 |  | 656 | PDC | 1
107743 | FAZ-S32/2-RC | 107743 | Miniature Circuit Breaker | 76 | cerere oferta | N | 1 | 2 | 60 | 0.238 | KG | 85X35,4X73 | 4015081074082 |  | 656 | PDC | 1
278609 | FAZ-S4/1 | 278609 | Intreruptor automat 15kA S4 | 76 | cerere oferta | N | 12 | 1 | 120 | 0.112 | KG | 85X17,7X73 | 4015082786090 |  | 656 | PDC | 1
278808 | FAZ-S4/2 | 278808 | Intreruptor automat 15kA S4/2 | 76 | cerere oferta | N | 1 | 2 | 60 | 0.225 | KG | 85X35,4X73 | 4015082788087 |  | 656 | PDC | 1
107744 | FAZ-S4/2-RC | 107744 | Miniature Circuit Breaker | 76 | cerere oferta | N | 1 | 2 | 60 | 0.221 | KG | 85X35,4X73 | 4015081074099 |  | 656 | PDC | 1
278616 | FAZ-S40/1 | 278616 | Intreruptor automat 15kA S40 | 76 | cerere oferta | N | 12 | 1 | 120 | 0.116 | KG | 85X17,7X73 | 4015082786168 |  | 656 | PDC | 1
278815 | FAZ-S40/2 | 278815 | Intreruptor automat 15kA S40/2 | 76 | cerere oferta | N | 1 | 2 | 60 | 0.233 | KG | 85X35,4X73 | 4015082788155 |  | 656 | PDC | 1
107745 | FAZ-S40/2-RC | 107745 | Miniature Circuit Breaker | 76 | cerere oferta | N | 1 | 2 | 60 | 0.238 | KG | 85X35,4X73 | 4015081074105 |  | 656 | PDC | 1
278610 | FAZ-S6/1 | 278610 | Intreruptor automat 15kA S6 | 76 | cerere oferta | N | 12 | 1 | 120 | 0.109 | KG | 85X17,7X73 | 4015082786106 |  | 656 | PDC | 1
278809 | FAZ-S6/2 | 278809 | Intreruptor automat 15kA S6/2 | 76 | cerere oferta | N | 1 | 2 | 60 | 0.219 | KG | 85X35,4X73 | 4015082788094 |  | 656 | PDC | 1
107746 | FAZ-S6/2-RC | 107746 | Miniature Circuit Breaker | 76 | cerere oferta | N | 1 | 2 | 60 | 0.221 | KG | 85X35,4X73 | 4015081074112 |  | 656 | PDC | 1
240770 | FAZT-B1/1 | 240770 | Miniature Circuit Breaker | 76 | cerere oferta | N | 12 | 1 | 120 | 0.111 | KG | 80X17,6X74 | 4015082407704 |  | 656 | PDC | 1
240994 | FAZT-B1/1N | 240994 | Miniature Circuit Breaker | 76 | cerere oferta | N | 1 | 2 | 60 | 0.199 | KG | 80X35,4X74 | 4015082409944 |  | 656 | PDC | 1
240820 | FAZT-B1/2 | 240820 | Miniature Circuit Breaker | 76 | cerere oferta | N | 1 | 2 | 60 | 0.224 | KG | 80X35,4X74 | 4015082408206 |  | 656 | PDC | 1
240874 | FAZT-B1/3 | 240874 | Miniature Circuit Breaker | 76 | cerere oferta | N | 1 | 3 | 40 | 0.336 | KG | 80X53,1X74 | 4015082408749 |  | 656 | PDC | 1
241060 | FAZT-B1/3N | 241060 | Miniature Circuit Breaker | 76 | cerere oferta | N | 1 | 4 | 30 | 0.444 | KG | 80X71X74 | 4015082410605 |  | 656 | PDC | 1
240922 | FAZT-B1/4 | 240922 | Miniature Circuit Breaker | 76 | cerere oferta | N | 1 | 4 | 30 | 0.448 | KG | 80X70,8X74 | 4015082409227 |  | 656 | PDC | 1
240787 | FAZT-B10/1 | 240787 | Miniature Circuit Breaker | 76 | cerere oferta | N | 12 | 1 | 120 | 0.11 | KG | 80X17,6X74 | 4015082407872 |  | 656 | PDC | 1
240999 | FAZT-B10/1N | 240999 | Miniature Circuit Breaker | 76 | cerere oferta | N | 1 | 2 | 60 | 0.198 | KG | 80X35,4X74 | 4015082409999 |  | 656 | PDC | 1
240825 | FAZT-B10/2 | 240825 | Miniature Circuit Breaker | 76 | cerere oferta | N | 1 | 2 | 60 | 0.22 | KG | 80X35,4X74 | 4015082408251 |  | 656 | PDC | 1
240879 | FAZT-B10/3 | 240879 | Miniature Circuit Breaker | 76 | cerere oferta | N | 1 | 3 | 40 | 0.331 | KG | 80X53,1X74 | 4015082408794 |  | 656 | PDC | 1
241085 | FAZT-B10/3N | 241085 | Miniature Circuit Breaker | 76 | cerere oferta | N | 1 | 4 | 30 | 0.444 | KG | 80X71X74 | 4015082410858 |  | 656 | PDC | 1
240933 | FAZT-B10/4 | 240933 | Miniature Circuit Breaker | 76 | cerere oferta | N | 1 | 4 | 30 | 0.441 | KG | 80X70,8X74 | 4015082409333 |  | 656 | PDC | 1
240792 | FAZT-B12/1 | 240792 | Miniature Circuit Breaker | 76 | cerere oferta | N | 12 | 1 | 120 | 0.117 | KG | 80X17,6X74 | 4015082407926 |  | 656 | PDC | 1
241000 | FAZT-B12/1N | 241000 | Miniature Circuit Breaker | 76 | cerere oferta | N | 1 | 2 | 60 | 0.205 | KG | 80X35,4X74 | 4015082410001 |  | 656 | PDC | 1
240826 | FAZT-B12/2 | 240826 | Miniature Circuit Breaker | 76 | cerere oferta | N | 1 | 2 | 60 | 0.235 | KG | 80X35,4X74 | 4015082408268 |  | 656 | PDC | 1
240880 | FAZT-B12/3 | 240880 | Miniature Circuit Breaker | 76 | cerere oferta | N | 1 | 3 | 40 | 0.352 | KG | 80X53,1X74 | 4015082408800 |  | 656 | PDC | 1
241090 | FAZT-B12/3N | 241090 | Miniature Circuit Breaker | 76 | cerere oferta | N | 1 | 4 | 30 | 0.444 | KG | 80X71X74 | 4015082410902 |  | 656 | PDC | 1
240934 | FAZT-B12/4 | 240934 | Miniature Circuit Breaker | 76 | cerere oferta | N | 1 | 4 | 30 | 0.47 | KG | 80X70,8X74 | 4015082409340 |  | 656 | PDC | 1
240793 | FAZT-B13/1 | 240793 | Miniature Circuit Breaker | 76 | cerere oferta | N | 12 | 1 | 120 | 0.117 | KG | 80X17,6X74 | 4015082407933 |  | 656 | PDC | 1
241001 | FAZT-B13/1N | 241001 | Miniature Circuit Breaker | 76 | cerere oferta | N | 1 | 2 | 60 | 0.205 | KG | 80X35,4X74 | 4015082410018 |  | 656 | PDC | 1
240827 | FAZT-B13/2 | 240827 | Miniature Circuit Breaker | 76 | cerere oferta | N | 1 | 2 | 60 | 0.235 | KG | 80X35,4X74 | 4015082408275 |  | 656 | PDC | 1
240881 | FAZT-B13/3 | 240881 | Miniature Circuit Breaker | 76 | cerere oferta | N | 1 | 3 | 40 | 0.352 | KG | 80X53,1X74 | 4015082408817 |  | 656 | PDC | 1
241095 | FAZT-B13/3N | 241095 | Miniature Circuit Breaker | 76 | cerere oferta | N | 1 | 4 | 30 | 0.444 | KG | 80X71X74 | 4015082410957 |  | 656 | PDC | 1
240935 | FAZT-B13/4 | 240935 | Miniature Circuit Breaker | 76 | cerere oferta | N | 1 | 4 | 30 | 0.47 | KG | 80X70,8X74 | 4015082409357 |  | 656 | PDC | 1
240794 | FAZT-B15/1 | 240794 | Miniature Circuit Breaker | 76 | cerere oferta | N | 12 | 1 | 120 | 0.117 | KG | 80X17,6X74 | 4015082407940 |  | 656 | PDC | 1
241005 | FAZT-B15/1N | 241005 | Miniature Circuit Breaker | 76 | cerere oferta | N | 1 | 2 | 60 | 0.205 | KG | 80X35,4X74 | 4015082410056 |  | 656 | PDC | 1
240828 | FAZT-B15/2 | 240828 | Miniature Circuit Breaker | 76 | cerere oferta | N | 1 | 2 | 60 | 0.236 | KG | 80X35,4X74 | 4015082408282 |  | 656 | PDC | 1
240882 | FAZT-B15/3 | 240882 | Miniature Circuit Breaker | 76 | cerere oferta | N | 1 | 3 | 40 | 0.354 | KG | 80X53,1X74 | 4015082408824 |  | 656 | PDC | 1
241100 | FAZT-B15/3N | 241100 | Miniature Circuit Breaker | 76 | cerere oferta | N | 1 | 4 | 30 | 0.444 | KG | 80X71X74 | 4015082411008 |  | 656 | PDC | 1
240936 | FAZT-B15/4 | 240936 | Miniature Circuit Breaker | 76 | cerere oferta | N | 1 | 4 | 30 | 0.473 | KG | 80X70,8X74 | 4015082409364 |  | 656 | PDC | 1
240795 | FAZT-B16/1 | 240795 | Miniature Circuit Breaker | 76 | cerere oferta | N | 12 | 1 | 120 | 0.117 | KG | 80X17,6X74 | 4015082407957 |  | 656 | PDC | 1
241009 | FAZT-B16/1N | 241009 | Miniature Circuit Breaker | 76 | cerere oferta | N | 1 | 2 | 60 | 0.205 | KG | 80X35,4X74 | 4015082410094 |  | 656 | PDC | 1
240829 | FAZT-B16/2 | 240829 | Miniature Circuit Breaker | 76 | cerere oferta | N | 1 | 2 | 60 | 0.236 | KG | 80X35,4X74 | 4015082408299 |  | 656 | PDC | 1
240883 | FAZT-B16/3 | 240883 | Miniature Circuit Breaker | 76 | cerere oferta | N | 1 | 3 | 40 | 0.354 | KG | 80X53,1X74 | 4015082408831 |  | 656 | PDC | 1
241105 | FAZT-B16/3N | 241105 | Miniature Circuit Breaker | 76 | cerere oferta | N | 1 | 4 | 30 | 0.444 | KG | 80X71X74 | 4015082411053 |  | 656 | PDC | 1
240937 | FAZT-B16/4 | 240937 | Miniature Circuit Breaker | 76 | cerere oferta | N | 1 | 4 | 30 | 0.473 | KG | 80X70,8X74 | 4015082409371 |  | 656 | PDC | 1
240771 | FAZT-B2/1 | 240771 | Miniature Circuit Breaker | 76 | cerere oferta | N | 12 | 1 | 120 | 0.112 | KG | 80X17,6X74 | 4015082407711 |  | 656 | PDC | 1
240995 | FAZT-B2/1N | 240995 | Miniature Circuit Breaker | 76 | cerere oferta | N | 1 | 2 | 60 | 0.2 | KG | 80X35,4X74 | 4015082409951 |  | 656 | PDC | 1
240821 | FAZT-B2/2 | 240821 | Miniature Circuit Breaker | 76 | cerere oferta | N | 1 | 2 | 60 | 0.225 | KG | 80X35,4X74 | 4015082408213 |  | 656 | PDC | 1
240875 | FAZT-B2/3 | 240875 | Miniature Circuit Breaker | 76 | cerere oferta | N | 1 | 3 | 40 | 0.339 | KG | 80X53,1X74 | 4015082408756 |  | 656 | PDC | 1
241065 | FAZT-B2/3N | 241065 | Miniature Circuit Breaker | 76 | cerere oferta | N | 1 | 4 | 30 | 0.444 | KG | 80X71X74 | 4015082410650 |  | 656 | PDC | 1
240927 | FAZT-B2/4 | 240927 | Miniature Circuit Breaker | 76 | cerere oferta | N | 1 | 4 | 30 | 0.452 | KG | 80X70,8X74 | 4015082409272 |  | 656 | PDC | 1
240796 | FAZT-B20/1 | 240796 | Miniature Circuit Breaker | 76 | cerere oferta | N | 12 | 1 | 120 | 0.118 | KG | 80X17,6X74 | 4015082407964 |  | 656 | PDC | 1
241015 | FAZT-B20/1N | 241015 | Miniature Circuit Breaker | 76 | cerere oferta | N | 1 | 2 | 60 | 0.206 | KG | 80X35,4X74 | 4015082410155 |  | 656 | PDC | 1
240830 | FAZT-B20/2 | 240830 | Miniature Circuit Breaker | 76 | cerere oferta | N | 1 | 2 | 60 | 0.237 | KG | 80X35,4X74 | 4015082408305 |  | 656 | PDC | 1
240884 | FAZT-B20/3 | 240884 | Miniature Circuit Breaker | 76 | cerere oferta | N | 1 | 3 | 40 | 0.356 | KG | 80X53,1X74 | 4015082408848 |  | 656 | PDC | 1
241110 | FAZT-B20/3N | 241110 | Miniature Circuit Breaker | 76 | cerere oferta | N | 1 | 4 | 30 | 0.472 | KG | 80X71X74 | 4015082411107 |  | 656 | PDC | 1
240938 | FAZT-B20/4 | 240938 | Miniature Circuit Breaker | 76 | cerere oferta | N | 1 | 4 | 30 | 0.475 | KG | 80X70,8X74 | 4015082409388 |  | 656 | PDC | 1
240797 | FAZT-B25/1 | 240797 | Miniature Circuit Breaker | 76 | cerere oferta | N | 12 | 1 | 120 | 0.119 | KG | 80X17,6X74 | 4015082407971 |  | 656 | PDC | 1
241019 | FAZT-B25/1N | 241019 | Miniature Circuit Breaker | 76 | cerere oferta | N | 1 | 2 | 60 | 0.218 | KG | 80X35,4X74 | 4015082410193 |  | 656 | PDC | 1
240831 | FAZT-B25/2 | 240831 | Miniature Circuit Breaker | 76 | cerere oferta | N | 1 | 2 | 60 | 0.238 | KG | 80X35,4X74 | 4015082408312 |  | 656 | PDC | 1
240885 | FAZT-B25/3 | 240885 | Miniature Circuit Breaker | 76 | cerere oferta | N | 1 | 3 | 40 | 0.358 | KG | 80X53,1X74 | 4015082408855 |  | 656 | PDC | 1
241115 | FAZT-B25/3N | 241115 | Miniature Circuit Breaker | 76 | cerere oferta | N | 1 | 4 | 30 | 0.457 | KG | 80X71X74 | 4015082411152 |  | 656 | PDC | 1
240939 | FAZT-B25/4 | 240939 | Miniature Circuit Breaker | 76 | cerere oferta | N | 1 | 4 | 30 | 0.478 | KG | 80X70,8X74 | 4015082409395 |  | 656 | PDC | 1
240772 | FAZT-B3/1 | 240772 | Miniature Circuit Breaker | 76 | cerere oferta | N | 12 | 1 | 120 | 0.113 | KG | 80X17,6X74 | 4015082407728 |  | 656 | PDC | 1
240996 | FAZT-B3/1N | 240996 | Miniature Circuit Breaker | 76 | cerere oferta | N | 1 | 2 | 60 | 0.201 | KG | 80X35,4X74 | 4015082409968 |  | 656 | PDC | 1
240822 | FAZT-B3/2 | 240822 | Miniature Circuit Breaker | 76 | cerere oferta | N | 1 | 2 | 60 | 0.226 | KG | 80X35,4X74 | 4015082408220 |  | 656 | PDC | 1
240876 | FAZT-B3/3 | 240876 | Miniature Circuit Breaker | 76 | cerere oferta | N | 1 | 3 | 40 | 0.34 | KG | 80X53,1X74 | 4015082408763 |  | 656 | PDC | 1
241070 | FAZT-B3/3N | 241070 | Miniature Circuit Breaker | 76 | cerere oferta | N | 1 | 4 | 30 | 0.444 | KG | 80X71X74 | 4015082410704 |  | 656 | PDC | 1
240930 | FAZT-B3/4 | 240930 | Miniature Circuit Breaker | 76 | cerere oferta | N | 1 | 4 | 30 | 0.453 | KG | 80X70,8X74 | 4015082409302 |  | 656 | PDC | 1
240777 | FAZT-B4/1 | 240777 | Miniature Circuit Breaker | 76 | cerere oferta | N | 12 | 1 | 120 | 0.113 | KG | 80X17,6X74 | 4015082407773 |  | 656 | PDC | 1
240997 | FAZT-B4/1N | 240997 | Miniature Circuit Breaker | 76 | cerere oferta | N | 1 | 2 | 60 | 0.201 | KG | 80X35,4X74 | 4015082409975 |  | 656 | PDC | 1
240823 | FAZT-B4/2 | 240823 | Miniature Circuit Breaker | 76 | cerere oferta | N | 1 | 2 | 60 | 0.227 | KG | 80X35,4X74 | 4015082408237 |  | 656 | PDC | 1
240877 | FAZT-B4/3 | 240877 | Miniature Circuit Breaker | 76 | cerere oferta | N | 1 | 3 | 40 | 0.341 | KG | 80X53,1X74 | 4015082408770 |  | 656 | PDC | 1
241075 | FAZT-B4/3N | 241075 | Miniature Circuit Breaker | 76 | cerere oferta | N | 1 | 4 | 30 | 0.444 | KG | 80X71X74 | 4015082410759 |  | 656 | PDC | 1
240931 | FAZT-B4/4 | 240931 | Miniature Circuit Breaker | 76 | cerere oferta | N | 1 | 4 | 30 | 0.455 | KG | 80X70,8X74 | 4015082409319 |  | 656 | PDC | 1
240782 | FAZT-B6/1 | 240782 | Miniature Circuit Breaker | 76 | cerere oferta | N | 12 | 1 | 120 | 0.109 | KG | 80X17,6X74 | 4015082407827 |  | 656 | PDC | 1
240998 | FAZT-B6/1N | 240998 | Miniature Circuit Breaker | 76 | cerere oferta | N | 1 | 2 | 60 | 0.197 | KG | 80X35,4X74 | 4015082409982 |  | 656 | PDC | 1
240824 | FAZT-B6/2 | 240824 | Miniature Circuit Breaker | 76 | cerere oferta | N | 1 | 2 | 60 | 0.22 | KG | 80X35,4X74 | 4015082408244 |  | 656 | PDC | 1
240878 | FAZT-B6/3 | 240878 | Miniature Circuit Breaker | 76 | cerere oferta | N | 1 | 3 | 40 | 0.33 | KG | 80X53,1X74 | 4015082408787 |  | 656 | PDC | 1
241080 | FAZT-B6/3N | 241080 | Miniature Circuit Breaker | 76 | cerere oferta | N | 1 | 4 | 30 | 0.444 | KG | 80X71X74 | 4015082410803 |  | 656 | PDC | 1
240932 | FAZT-B6/4 | 240932 | Miniature Circuit Breaker | 76 | cerere oferta | N | 1 | 4 | 30 | 0.44 | KG | 80X70,8X74 | 4015082409326 |  | 656 | PDC | 1
240798 | FAZT-C1/1 | 240798 | Miniature Circuit Breaker | 76 | cerere oferta | N | 12 | 1 | 120 | 0.111 | KG | 80X17,6X74 | 4015082407988 |  | 656 | PDC | 1
241022 | FAZT-C1/1N | 241022 | Miniature Circuit Breaker | 76 | cerere oferta | N | 1 | 2 | 60 | 0.199 | KG | 80X35,4X74 | 4015082410223 |  | 656 | PDC | 1
240832 | FAZT-C1/2 | 240832 | Miniature Circuit Breaker | 76 | cerere oferta | N | 1 | 2 | 60 | 0.224 | KG | 80X35,4X74 | 4015082408329 |  | 656 | PDC | 1
240886 | FAZT-C1/3 | 240886 | Miniature Circuit Breaker | 76 | cerere oferta | N | 1 | 3 | 40 | 0.336 | KG | 80X53,1X74 | 4015082408862 |  | 656 | PDC | 1
241120 | FAZT-C1/3N | 241120 | Miniature Circuit Breaker | 76 | cerere oferta | N | 1 | 4 | 30 | 0.444 | KG | 80X71X74 | 4015082411206 |  | 656 | PDC | 1
240940 | FAZT-C1/4 | 240940 | Miniature Circuit Breaker | 76 | cerere oferta | N | 1 | 4 | 30 | 0.448 | KG | 80X70,8X74 | 4015082409401 |  | 656 | PDC | 1
240803 | FAZT-C10/1 | 240803 | Miniature Circuit Breaker | 76 | cerere oferta | N | 12 | 1 | 120 | 0.11 | KG | 80X17,6X74 | 4015082408039 |  | 656 | PDC | 1
241027 | FAZT-C10/1N | 241027 | Miniature Circuit Breaker | 76 | cerere oferta | N | 1 | 2 | 60 | 0.198 | KG | 80X35,4X74 | 4015082410278 |  | 656 | PDC | 1
240855 | FAZT-C10/2 | 240855 | Miniature Circuit Breaker | 76 | cerere oferta | N | 1 | 2 | 60 | 0.22 | KG | 80X35,4X74 | 4015082408558 |  | 656 | PDC | 1
240891 | FAZT-C10/3 | 240891 | Miniature Circuit Breaker | 76 | cerere oferta | N | 1 | 3 | 40 | 0.331 | KG | 80X53,1X74 | 4015082408916 |  | 656 | PDC | 1
241145 | FAZT-C10/3N | 241145 | Miniature Circuit Breaker | 76 | cerere oferta | N | 1 | 4 | 30 | 0.444 | KG | 80X71X74 | 4015082411459 |  | 656 | PDC | 1
240959 | FAZT-C10/4 | 240959 | Miniature Circuit Breaker | 76 | cerere oferta | N | 1 | 4 | 30 | 0.441 | KG | 80X70,8X74 | 4015082409593 |  | 656 | PDC | 1
240804 | FAZT-C12/1 | 240804 | Miniature Circuit Breaker | 76 | cerere oferta | N | 12 | 1 | 120 | 0.117 | KG | 80X17,6X74 | 4015082408046 |  | 656 | PDC | 1
241028 | FAZT-C12/1N | 241028 | Miniature Circuit Breaker | 76 | cerere oferta | N | 1 | 2 | 60 | 0.205 | KG | 80X35,4X74 | 4015082410285 |  | 656 | PDC | 1
240858 | FAZT-C12/2 | 240858 | Miniature Circuit Breaker | 76 | cerere oferta | N | 1 | 2 | 60 | 0.235 | KG | 80X35,4X74 | 4015082408589 |  | 656 | PDC | 1
240892 | FAZT-C12/3 | 240892 | Miniature Circuit Breaker | 76 | cerere oferta | N | 1 | 3 | 40 | 0.352 | KG | 80X53,1X74 | 4015082408923 |  | 656 | PDC | 1
241150 | FAZT-C12/3N | 241150 | Miniature Circuit Breaker | 76 | cerere oferta | N | 1 | 4 | 30 | 0.444 | KG | 80X71X74 | 4015082411503 |  | 656 | PDC | 1
240962 | FAZT-C12/4 | 240962 | Miniature Circuit Breaker | 76 | cerere oferta | N | 1 | 4 | 30 | 0.47 | KG | 80X70,8X74 | 4015082409623 |  | 656 | PDC | 1
240805 | FAZT-C13/1 | 240805 | Miniature Circuit Breaker | 76 | cerere oferta | N | 12 | 1 | 120 | 0.117 | KG | 80X17,6X74 | 4015082408053 |  | 656 | PDC | 1
241029 | FAZT-C13/1N | 241029 | Miniature Circuit Breaker | 76 | cerere oferta | N | 1 | 2 | 60 | 0.205 | KG | 80X35,4X74 | 4015082410292 |  | 656 | PDC | 1
240859 | FAZT-C13/2 | 240859 | Miniature Circuit Breaker | 76 | cerere oferta | N | 1 | 2 | 60 | 0.235 | KG | 80X35,4X74 | 4015082408596 |  | 656 | PDC | 1
240893 | FAZT-C13/3 | 240893 | Miniature Circuit Breaker | 76 | cerere oferta | N | 1 | 3 | 40 | 0.352 | KG | 80X53,1X74 | 4015082408930 |  | 656 | PDC | 1
241155 | FAZT-C13/3N | 241155 | Miniature Circuit Breaker | 76 | cerere oferta | N | 1 | 4 | 30 | 0.444 | KG | 80X71X74 | 4015082411558 |  | 656 | PDC | 1
240963 | FAZT-C13/4 | 240963 | Miniature Circuit Breaker | 76 | cerere oferta | N | 1 | 4 | 30 | 0.47 | KG | 80X70,8X74 | 4015082409630 |  | 656 | PDC | 1
240806 | FAZT-C15/1 | 240806 | Miniature Circuit Breaker | 76 | cerere oferta | N | 12 | 1 | 120 | 0.117 | KG | 80X17,6X74 | 4015082408060 |  | 656 | PDC | 1
241030 | FAZT-C15/1N | 241030 | Miniature Circuit Breaker | 76 | cerere oferta | N | 1 | 2 | 60 | 0.205 | KG | 80X35,4X74 | 4015082410308 |  | 656 | PDC | 1
240860 | FAZT-C15/2 | 240860 | Miniature Circuit Breaker | 76 | cerere oferta | N | 1 | 2 | 60 | 0.236 | KG | 80X35,4X74 | 4015082408602 |  | 656 | PDC | 1
240894 | FAZT-C15/3 | 240894 | Miniature Circuit Breaker | 76 | cerere oferta | N | 1 | 3 | 40 | 0.354 | KG | 80X53,1X74 | 4015082408947 |  | 656 | PDC | 1
241160 | FAZT-C15/3N | 241160 | Miniature Circuit Breaker | 76 | cerere oferta | N | 1 | 4 | 30 | 0.444 | KG | 80X71X74 | 4015082411602 |  | 656 | PDC | 1
240964 | FAZT-C15/4 | 240964 | Miniature Circuit Breaker | 76 | cerere oferta | N | 1 | 4 | 30 | 0.473 | KG | 80X70,8X74 | 4015082409647 |  | 656 | PDC | 1
240807 | FAZT-C16/1 | 240807 | Miniature Circuit Breaker | 76 | cerere oferta | N | 12 | 1 | 120 | 0.117 | KG | 80X17,6X74 | 4015082408077 |  | 656 | PDC | 1
241034 | FAZT-C16/1N | 241034 | Miniature Circuit Breaker | 76 | cerere oferta | N | 1 | 2 | 60 | 0.205 | KG | 80X35,4X74 | 4015082410346 |  | 656 | PDC | 1
240861 | FAZT-C16/2 | 240861 | Miniature Circuit Breaker | 76 | cerere oferta | N | 1 | 2 | 60 | 0.236 | KG | 80X35,4X74 | 4015082408619 |  | 656 | PDC | 1
240895 | FAZT-C16/3 | 240895 | Miniature Circuit Breaker | 76 | cerere oferta | N | 1 | 3 | 40 | 0.354 | KG | 80X53,1X74 | 4015082408954 |  | 656 | PDC | 1
241165 | FAZT-C16/3N | 241165 | Miniature Circuit Breaker | 76 | cerere oferta | N | 1 | 4 | 30 | 0.444 | KG | 80X71X74 | 4015082411657 |  | 656 | PDC | 1
240965 | FAZT-C16/4 | 240965 | Miniature Circuit Breaker | 76 | cerere oferta | N | 1 | 4 | 30 | 0.473 | KG | 80X70,8X74 | 4015082409654 |  | 656 | PDC | 1
240799 | FAZT-C2/1 | 240799 | Miniature Circuit Breaker | 76 | cerere oferta | N | 12 | 1 | 120 | 0.112 | KG | 80X17,6X74 | 4015082407995 |  | 656 | PDC | 1
241023 | FAZT-C2/1N | 241023 | Miniature Circuit Breaker | 76 | cerere oferta | N | 1 | 2 | 60 | 0.2 | KG | 80X35,4X74 | 4015082410230 |  | 656 | PDC | 1
240833 | FAZT-C2/2 | 240833 | Miniature Circuit Breaker | 76 | cerere oferta | N | 1 | 2 | 60 | 0.225 | KG | 80X35,4X74 | 4015082408336 |  | 656 | PDC | 1
240887 | FAZT-C2/3 | 240887 | Miniature Circuit Breaker | 76 | cerere oferta | N | 1 | 3 | 40 | 0.339 | KG | 80X53,1X74 | 4015082408879 |  | 656 | PDC | 1
241125 | FAZT-C2/3N | 241125 | Miniature Circuit Breaker | 76 | cerere oferta | N | 1 | 4 | 30 | 0.444 | KG | 80X71X74 | 4015082411251 |  | 656 | PDC | 1
240941 | FAZT-C2/4 | 240941 | Miniature Circuit Breaker | 76 | cerere oferta | N | 1 | 4 | 30 | 0.452 | KG | 80X70,8X74 | 4015082409418 |  | 656 | PDC | 1
240808 | FAZT-C20/1 | 240808 | Miniature Circuit Breaker | 76 | cerere oferta | N | 12 | 1 | 120 | 0.118 | KG | 80X17,6X74 | 4015082408084 |  | 656 | PDC | 1
241038 | FAZT-C20/1N | 241038 | Miniature Circuit Breaker | 76 | cerere oferta | N | 1 | 2 | 60 | 0.206 | KG | 80X35,4X74 | 4015082410384 |  | 656 | PDC | 1
240862 | FAZT-C20/2 | 240862 | Miniature Circuit Breaker | 76 | cerere oferta | N | 1 | 2 | 60 | 0.237 | KG | 80X35,4X74 | 4015082408626 |  | 656 | PDC | 1
240896 | FAZT-C20/3 | 240896 | Miniature Circuit Breaker | 76 | cerere oferta | N | 1 | 3 | 40 | 0.356 | KG | 80X53,1X74 | 4015082408961 |  | 656 | PDC | 1
241170 | FAZT-C20/3N | 241170 | Miniature Circuit Breaker | 76 | cerere oferta | N | 1 | 4 | 30 | 0.472 | KG | 80X71X74 | 4015082411701 |  | 656 | PDC | 1
240966 | FAZT-C20/4 | 240966 | Miniature Circuit Breaker | 76 | cerere oferta | N | 1 | 4 | 30 | 0.475 | KG | 80X70,8X74 | 4015082409661 |  | 656 | PDC | 1
240809 | FAZT-C25/1 | 240809 | Miniature Circuit Breaker | 76 | cerere oferta | N | 12 | 1 | 120 | 0.119 | KG | 80X17,6X74 | 4015082408091 |  | 656 | PDC | 1
241044 | FAZT-C25/1N | 241044 | Miniature Circuit Breaker | 76 | cerere oferta | N | 1 | 2 | 60 | 0.218 | KG | 80X35,4X74 | 4015082410445 |  | 656 | PDC | 1
240863 | FAZT-C25/2 | 240863 | Miniature Circuit Breaker | 76 | cerere oferta | N | 1 | 2 | 60 | 0.238 | KG | 80X35,4X74 | 4015082408633 |  | 656 | PDC | 1
240897 | FAZT-C25/3 | 240897 | Miniature Circuit Breaker | 76 | cerere oferta | N | 1 | 3 | 40 | 0.358 | KG | 80X53,1X74 | 4015082408978 |  | 656 | PDC | 1
241175 | FAZT-C25/3N | 241175 | Miniature Circuit Breaker | 76 | cerere oferta | N | 1 | 4 | 30 | 0.457 | KG | 80X71X74 | 4015082411756 |  | 656 | PDC | 1
240967 | FAZT-C25/4 | 240967 | Miniature Circuit Breaker | 76 | cerere oferta | N | 1 | 4 | 30 | 0.478 | KG | 80X70,8X74 | 4015082409678 |  | 656 | PDC | 1
240800 | FAZT-C3/1 | 240800 | Miniature Circuit Breaker | 76 | cerere oferta | N | 12 | 1 | 120 | 0.113 | KG | 80X17,6X74 | 4015082408008 |  | 656 | PDC | 1
241024 | FAZT-C3/1N | 241024 | Miniature Circuit Breaker | 76 | cerere oferta | N | 1 | 2 | 60 | 0.201 | KG | 80X35,4X74 | 4015082410247 |  | 656 | PDC | 1
240838 | FAZT-C3/2 | 240838 | Miniature Circuit Breaker | 76 | cerere oferta | N | 1 | 2 | 60 | 0.226 | KG | 80X35,4X74 | 4015082408381 |  | 656 | PDC | 1
240888 | FAZT-C3/3 | 240888 | Miniature Circuit Breaker | 76 | cerere oferta | N | 1 | 3 | 40 | 0.34 | KG | 80X53,1X74 | 4015082408886 |  | 656 | PDC | 1
241130 | FAZT-C3/3N | 241130 | Miniature Circuit Breaker | 76 | cerere oferta | N | 1 | 4 | 30 | 0.444 | KG | 80X71X74 | 4015082411305 |  | 656 | PDC | 1
240945 | FAZT-C3/4 | 240945 | Miniature Circuit Breaker | 76 | cerere oferta | N | 1 | 4 | 30 | 0.453 | KG | 80X70,8X74 | 4015082409456 |  | 656 | PDC | 1
142503 | FAZT-C32/4 | 142503 | Miniature Circuit Breaker | 76 | cerere oferta | N | 1 | 4 | 30 | 0.48 | KG | 85X70X73 | 4015081392339 |  | 656 | PDC | 1
240801 | FAZT-C4/1 | 240801 | Miniature Circuit Breaker | 76 | cerere oferta | N | 12 | 1 | 120 | 0.113 | KG | 80X17,6X74 | 4015082408015 |  | 656 | PDC | 1
241025 | FAZT-C4/1N | 241025 | Miniature Circuit Breaker | 76 | cerere oferta | N | 1 | 2 | 60 | 0.201 | KG | 80X35,4X74 | 4015082410254 |  | 656 | PDC | 1
240843 | FAZT-C4/2 | 240843 | Miniature Circuit Breaker | 76 | cerere oferta | N | 1 | 2 | 60 | 0.227 | KG | 80X35,4X74 | 4015082408435 |  | 656 | PDC | 1
240889 | FAZT-C4/3 | 240889 | Miniature Circuit Breaker | 76 | cerere oferta | N | 1 | 3 | 40 | 0.341 | KG | 80X53,1X74 | 4015082408893 |  | 656 | PDC | 1
241135 | FAZT-C4/3N | 241135 | Miniature Circuit Breaker | 76 | cerere oferta | N | 1 | 4 | 30 | 0.444 | KG | 80X71X74 | 4015082411350 |  | 656 | PDC | 1
240949 | FAZT-C4/4 | 240949 | Miniature Circuit Breaker | 76 | cerere oferta | N | 1 | 4 | 30 | 0.455 | KG | 80X70,8X74 | 4015082409494 |  | 656 | PDC | 1
240802 | FAZT-C6/1 | 240802 | Miniature Circuit Breaker | 76 | cerere oferta | N | 12 | 1 | 120 | 0.109 | KG | 80X17,6X74 | 4015082408022 |  | 656 | PDC | 1
241026 | FAZT-C6/1N | 241026 | Miniature Circuit Breaker | 76 | cerere oferta | N | 1 | 2 | 60 | 0.197 | KG | 80X35,4X74 | 4015082410261 |  | 656 | PDC | 1
240850 | FAZT-C6/2 | 240850 | Miniature Circuit Breaker | 76 | cerere oferta | N | 1 | 2 | 60 | 0.22 | KG | 80X35,4X74 | 4015082408503 |  | 656 | PDC | 1
240890 | FAZT-C6/3 | 240890 | Miniature Circuit Breaker | 76 | cerere oferta | N | 1 | 3 | 40 | 0.33 | KG | 80X53,1X74 | 4015082408909 |  | 656 | PDC | 1
241140 | FAZT-C6/3N | 241140 | Miniature Circuit Breaker | 76 | cerere oferta | N | 1 | 4 | 30 | 0.444 | KG | 80X71X74 | 4015082411404 |  | 656 | PDC | 1
240955 | FAZT-C6/4 | 240955 | Miniature Circuit Breaker | 76 | cerere oferta | N | 1 | 4 | 30 | 0.44 | KG | 80X70,8X74 | 4015082409555 |  | 656 | PDC | 1
240810 | FAZT-D1/1 | 240810 | Miniature Circuit Breaker | 76 | cerere oferta | N | 12 | 1 | 120 | 0.111 | KG | 80X17,6X74 | 4015082408107 |  | 656 | PDC | 1
241048 | FAZT-D1/1N | 241048 | Miniature Circuit Breaker | 76 | cerere oferta | N | 1 | 2 | 60 | 0.199 | KG | 80X35,4X74 | 4015082410483 |  | 656 | PDC | 1
240864 | FAZT-D1/2 | 240864 | Miniature Circuit Breaker | 76 | cerere oferta | N | 1 | 2 | 60 | 0.224 | KG | 80X35,4X74 | 4015082408640 |  | 656 | PDC | 1
240898 | FAZT-D1/3 | 240898 | Miniature Circuit Breaker | 76 | cerere oferta | N | 1 | 3 | 40 | 0.336 | KG | 80X53,1X74 | 4015082408985 |  | 656 | PDC | 1
241180 | FAZT-D1/3N | 241180 | Miniature Circuit Breaker | 76 | cerere oferta | N | 1 | 4 | 30 | 0.444 | KG | 80X71X74 | 4015082411800 |  | 656 | PDC | 1
240968 | FAZT-D1/4 | 240968 | Miniature Circuit Breaker | 76 | cerere oferta | N | 1 | 4 | 30 | 0.448 | KG | 80X70,8X74 | 4015082409685 |  | 656 | PDC | 1
240815 | FAZT-D10/1 | 240815 | Miniature Circuit Breaker | 76 | cerere oferta | N | 12 | 1 | 120 | 0.11 | KG | 80X17,6X74 | 4015082408152 |  | 656 | PDC | 1
241055 | FAZT-D10/1N | 241055 | Miniature Circuit Breaker | 76 | cerere oferta | N | 1 | 2 | 60 | 0.198 | KG | 80X35,4X74 | 4015082410551 |  | 656 | PDC | 1
240869 | FAZT-D10/2 | 240869 | Miniature Circuit Breaker | 76 | cerere oferta | N | 1 | 2 | 60 | 0.22 | KG | 80X35,4X74 | 4015082408695 |  | 656 | PDC | 1
240903 | FAZT-D10/3 | 240903 | Miniature Circuit Breaker | 76 | cerere oferta | N | 1 | 3 | 40 | 0.331 | KG | 80X53,1X74 | 4015082409036 |  | 656 | PDC | 1
241185 | FAZT-D10/3N | 241185 | Miniature Circuit Breaker | 76 | cerere oferta | N | 1 | 4 | 30 | 0.444 | KG | 80X71X74 | 4015082411855 |  | 656 | PDC | 1
240979 | FAZT-D10/4 | 240979 | Miniature Circuit Breaker | 76 | cerere oferta | N | 1 | 4 | 30 | 0.441 | KG | 80X70,8X74 | 4015082409791 |  | 656 | PDC | 1
240816 | FAZT-D12/1 | 240816 | Miniature Circuit Breaker | 76 | cerere oferta | N | 12 | 1 | 120 | 0.117 | KG | 80X17,6X74 | 4015082408169 |  | 656 | PDC | 1
241056 | FAZT-D12/1N | 241056 | Miniature Circuit Breaker | 76 | cerere oferta | N | 1 | 2 | 60 | 0.205 | KG | 80X35,4X74 | 4015082410568 |  | 656 | PDC | 1
240870 | FAZT-D12/2 | 240870 | Miniature Circuit Breaker | 76 | cerere oferta | N | 1 | 2 | 60 | 0.235 | KG | 80X35,4X74 | 4015082408701 |  | 656 | PDC | 1
240904 | FAZT-D12/3 | 240904 | Miniature Circuit Breaker | 76 | cerere oferta | N | 1 | 3 | 40 | 0.352 | KG | 80X53,1X74 | 4015082409043 |  | 656 | PDC | 1
241186 | FAZT-D12/3N | 241186 | Miniature Circuit Breaker | 76 | cerere oferta | N | 1 | 4 | 30 | 0.444 | KG | 80X71X74 | 4015082411862 |  | 656 | PDC | 1
240985 | FAZT-D12/4 | 240985 | Miniature Circuit Breaker | 76 | cerere oferta | N | 1 | 4 | 30 | 0.47 | KG | 80X70,8X74 | 4015082409852 |  | 656 | PDC | 1
240817 | FAZT-D13/1 | 240817 | Miniature Circuit Breaker | 76 | cerere oferta | N | 12 | 1 | 120 | 0.117 | KG | 80X17,6X74 | 4015082408176 |  | 656 | PDC | 1
241057 | FAZT-D13/1N | 241057 | Miniature Circuit Breaker | 76 | cerere oferta | N | 1 | 2 | 60 | 0.205 | KG | 80X35,4X74 | 4015082410575 |  | 656 | PDC | 1
240871 | FAZT-D13/2 | 240871 | Miniature Circuit Breaker | 76 | cerere oferta | N | 1 | 2 | 60 | 0.235 | KG | 80X35,4X74 | 4015082408718 |  | 656 | PDC | 1
240905 | FAZT-D13/3 | 240905 | Miniature Circuit Breaker | 76 | cerere oferta | N | 1 | 3 | 40 | 0.352 | KG | 80X53,1X74 | 4015082409050 |  | 656 | PDC | 1
241187 | FAZT-D13/3N | 241187 | Miniature Circuit Breaker | 76 | cerere oferta | N | 1 | 4 | 30 | 0.444 | KG | 80X71X74 | 4015082411879 |  | 656 | PDC | 1
240989 | FAZT-D13/4 | 240989 | Miniature Circuit Breaker | 76 | cerere oferta | N | 1 | 4 | 30 | 0.47 | KG | 80X70,8X74 | 4015082409890 |  | 656 | PDC | 1
240818 | FAZT-D15/1 | 240818 | Miniature Circuit Breaker | 76 | cerere oferta | N | 12 | 1 | 120 | 0.117 | KG | 80X17,6X74 | 4015082408183 |  | 656 | PDC | 1
241058 | FAZT-D15/1N | 241058 | Miniature Circuit Breaker | 76 | cerere oferta | N | 1 | 2 | 60 | 0.205 | KG | 80X35,4X74 | 4015082410582 |  | 656 | PDC | 1
240872 | FAZT-D15/2 | 240872 | Miniature Circuit Breaker | 76 | cerere oferta | N | 1 | 2 | 60 | 0.236 | KG | 80X35,4X74 | 4015082408725 |  | 656 | PDC | 1
240910 | FAZT-D15/3 | 240910 | Miniature Circuit Breaker | 76 | cerere oferta | N | 1 | 3 | 40 | 0.354 | KG | 80X53,1X74 | 4015082409104 |  | 656 | PDC | 1
241188 | FAZT-D15/3N | 241188 | Miniature Circuit Breaker | 76 | cerere oferta | N | 1 | 4 | 30 | 0.444 | KG | 80X71X74 | 4015082411886 |  | 656 | PDC | 1
240992 | FAZT-D15/4 | 240992 | Miniature Circuit Breaker | 76 | cerere oferta | N | 1 | 4 | 30 | 0.473 | KG | 80X70,8X74 | 4015082409920 |  | 656 | PDC | 1
240819 | FAZT-D16/1 | 240819 | Miniature Circuit Breaker | 76 | cerere oferta | N | 12 | 1 | 120 | 0.117 | KG | 80X17,6X74 | 4015082408190 |  | 656 | PDC | 1
241059 | FAZT-D16/1N | 241059 | Miniature Circuit Breaker | 76 | cerere oferta | N | 1 | 2 | 60 | 0.205 | KG | 80X35,4X74 | 4015082410599 |  | 656 | PDC | 1
240873 | FAZT-D16/2 | 240873 | Miniature Circuit Breaker | 76 | cerere oferta | N | 1 | 2 | 60 | 0.236 | KG | 80X35,4X74 | 4015082408732 |  | 656 | PDC | 1
240915 | FAZT-D16/3 | 240915 | Miniature Circuit Breaker | 76 | cerere oferta | N | 1 | 3 | 40 | 0.354 | KG | 80X53,1X74 | 4015082409159 |  | 656 | PDC | 1
241189 | FAZT-D16/3N | 241189 | Miniature Circuit Breaker | 76 | cerere oferta | N | 1 | 4 | 30 | 0.444 | KG | 80X71X74 | 4015082411893 |  | 656 | PDC | 1
240993 | FAZT-D16/4 | 240993 | Miniature Circuit Breaker | 76 | cerere oferta | N | 1 | 4 | 30 | 0.473 | KG | 80X70,8X74 | 4015082409937 |  | 656 | PDC | 1
240811 | FAZT-D2/1 | 240811 | Miniature Circuit Breaker | 76 | cerere oferta | N | 12 | 1 | 120 | 0.112 | KG | 80X17,6X74 | 4015082408114 |  | 656 | PDC | 1
241051 | FAZT-D2/1N | 241051 | Miniature Circuit Breaker | 76 | cerere oferta | N | 1 | 2 | 60 | 0.2 | KG | 80X35,4X74 | 4015082410513 |  | 656 | PDC | 1
240865 | FAZT-D2/2 | 240865 | Miniature Circuit Breaker | 76 | cerere oferta | N | 1 | 2 | 60 | 0.225 | KG | 80X35,4X74 | 4015082408657 |  | 656 | PDC | 1
240899 | FAZT-D2/3 | 240899 | Miniature Circuit Breaker | 76 | cerere oferta | N | 1 | 3 | 40 | 0.339 | KG | 80X53,1X74 | 4015082408992 |  | 656 | PDC | 1
241181 | FAZT-D2/3N | 241181 | Miniature Circuit Breaker | 76 | cerere oferta | N | 1 | 4 | 30 | 0.444 | KG | 80X71X74 | 4015082411817 |  | 656 | PDC | 1
240969 | FAZT-D2/4 | 240969 | Miniature Circuit Breaker | 76 | cerere oferta | N | 1 | 4 | 30 | 0.452 | KG | 80X70,8X74 | 4015082409692 |  | 656 | PDC | 1
240812 | FAZT-D3/1 | 240812 | Miniature Circuit Breaker | 76 | cerere oferta | N | 12 | 1 | 120 | 0.113 | KG | 80X17,6X74 | 4015082408121 |  | 656 | PDC | 1
241052 | FAZT-D3/1N | 241052 | Miniature Circuit Breaker | 76 | cerere oferta | N | 1 | 2 | 60 | 0.201 | KG | 80X35,4X74 | 4015082410520 |  | 656 | PDC | 1
240866 | FAZT-D3/2 | 240866 | Miniature Circuit Breaker | 76 | cerere oferta | N | 1 | 2 | 60 | 0.226 | KG | 80X35,4X74 | 4015082408664 |  | 656 | PDC | 1
240900 | FAZT-D3/3 | 240900 | Miniature Circuit Breaker | 76 | cerere oferta | N | 1 | 3 | 40 | 0.34 | KG | 80X53,1X74 | 4015082409005 |  | 656 | PDC | 1
241182 | FAZT-D3/3N | 241182 | Miniature Circuit Breaker | 76 | cerere oferta | N | 1 | 4 | 30 | 0.444 | KG | 80X71X74 | 4015082411824 |  | 656 | PDC | 1
240970 | FAZT-D3/4 | 240970 | Miniature Circuit Breaker | 76 | cerere oferta | N | 1 | 4 | 30 | 0.453 | KG | 80X70,8X74 | 4015082409708 |  | 656 | PDC | 1
240813 | FAZT-D4/1 | 240813 | Miniature Circuit Breaker | 76 | cerere oferta | N | 12 | 1 | 120 | 0.113 | KG | 80X17,6X74 | 4015082408138 |  | 656 | PDC | 1
241053 | FAZT-D4/1N | 241053 | Miniature Circuit Breaker | 76 | cerere oferta | N | 1 | 2 | 60 | 0.201 | KG | 80X35,4X74 | 4015082410537 |  | 656 | PDC | 1
240867 | FAZT-D4/2 | 240867 | Miniature Circuit Breaker | 76 | cerere oferta | N | 1 | 2 | 60 | 0.227 | KG | 80X35,4X74 | 4015082408671 |  | 656 | PDC | 1
240901 | FAZT-D4/3 | 240901 | Miniature Circuit Breaker | 76 | cerere oferta | N | 1 | 3 | 40 | 0.341 | KG | 80X53,1X74 | 4015082409012 |  | 656 | PDC | 1
241183 | FAZT-D4/3N | 241183 | Miniature Circuit Breaker | 76 | cerere oferta | N | 1 | 4 | 30 | 0.444 | KG | 80X71X74 | 4015082411831 |  | 656 | PDC | 1
240971 | FAZT-D4/4 | 240971 | Miniature Circuit Breaker | 76 | cerere oferta | N | 1 | 4 | 30 | 0.455 | KG | 80X70,8X74 | 4015082409715 |  | 656 | PDC | 1
240814 | FAZT-D6/1 | 240814 | Miniature Circuit Breaker | 76 | cerere oferta | N | 12 | 1 | 120 | 0.109 | KG | 80X17,6X74 | 4015082408145 |  | 656 | PDC | 1
241054 | FAZT-D6/1N | 241054 | Miniature Circuit Breaker | 76 | cerere oferta | N | 1 | 2 | 60 | 0.197 | KG | 80X35,4X74 | 4015082410544 |  | 656 | PDC | 1
240868 | FAZT-D6/2 | 240868 | Miniature Circuit Breaker | 76 | cerere oferta | N | 1 | 2 | 60 | 0.22 | KG | 80X35,4X74 | 4015082408688 |  | 656 | PDC | 1
240902 | FAZT-D6/3 | 240902 | Miniature Circuit Breaker | 76 | cerere oferta | N | 1 | 3 | 40 | 0.33 | KG | 80X53,1X74 | 4015082409029 |  | 656 | PDC | 1
241184 | FAZT-D6/3N | 241184 | Miniature Circuit Breaker | 76 | cerere oferta | N | 1 | 4 | 30 | 0.444 | KG | 80X71X74 | 4015082411848 |  | 656 | PDC | 1
240975 | FAZT-D6/4 | 240975 | Miniature Circuit Breaker | 76 | cerere oferta | N | 1 | 4 | 30 | 0.44 | KG | 80X70,8X74 | 4015082409753 |  | 656 | PDC | 1
278519 | FAZ-XAA-C-110-415VAC | 278519 | Shunt trip release | 76 | cerere oferta | N | 1 | 1 | 60 | 0.087 | KG | 85X17,7X73 | 4015082785192 |  | 663 | PDC | 1
278518 | FAZ-XAA-C-12-110VAC | 278518 | Shunt trip release | 76 | cerere oferta | N | 1 | 1 | 60 | 0.087 | KG | 85X17,7X73 | 4015082785185 |  | 663 | PDC | 1
102036 | FAZ-XAA-NA110-415VAC | 102036 | Shunt trip | 76 | cerere oferta | N | 1 | 1 | 40 | 0.11 | KG | 105X17,7X75 | 4015081019274 |  | 663 | PDC | 1
102037 | FAZ-XAA-NA12-110VAC | 102037 | Shunt trip | 76 | cerere oferta | N | 1 | 1 | 40 | 0.11 | KG | 105X17,7X75 | 4015081019281 |  | 663 | PDC | 1
262414 | FAZ-XAM002 | 262414 | Contact auxiliar pt FAZ indicare declans | 76 | cerere oferta | N | 1 | 0.5 | 100 | 0.045 | KG | 70X8X80 | 4015082624149 |  | 663 | PDC | 1
286054 | FAZ-XHIN11 | 286054 | FAZ-XHIN11 | 76 | cerere oferta | N | 10 | 0.5 | 100 | 0.046 | KG | 81X8X75 | 4015082860547 |  | 663 | PDC | 1
286055 | FAZ-XHINW1 | 286055 | FAZ-XHINW1 | 76 | cerere oferta | N | 10 | 0.5 | 100 | 0.046 | KG | 81X8X75 | 4015082860554 | x | 663 | PDC | 1
212116 | FAZ-XK25 | 212116 | Terminal, pentru cablu de 25 mm2 | 76 | cerere oferta | N | 1 | 0.8 | 1 | 0.01 | KG | 17X14X30 | 4015082121167 |  | 661 | PDC | 1
212119 | FAZ-XK35 | 212119 | Terminal, pentru cablu de 35 mm2 | 76 | cerere oferta | N | 1 | 1.1 | 1 | 0.025 | KG | 27X19X29 | 4015082121198 |  | 661 | PDC | 1
212049 | FAZ-XUA(115VAC) | 212049 | Bobina declansare minima tensiune 115 V | 76 | cerere oferta | N | 1 | 1 | 60 | 0.105 | KG | 61X17X80 | 4015082120498 |  | 663 | PDC | 1
212051 | FAZ-XUA(230VAC) | 212051 | Bobina declansare minima tensiune 230 V | 76 | cerere oferta | N | 1 | 1 | 60 | 0.105 | KG | 61X17X80 | 4015082120511 |  | 663 | PDC | 1
212053 | FAZ-XUA(400VAC) | 212053 | Bobina declansare minima tensiune 400 V | 76 | cerere oferta | N | 1 | 1 | 60 | 0.105 | KG | 61X17X80 | 4015082120535 |  | 663 | PDC | 1
278617 | FAZ-Z0,5/1 | 278617 | Intreruptor automat 15kA Z0,5 | 76 | cerere oferta | N | 12 | 1 | 120 | 0.11 | KG | 85X17,7X73 | 4015082786175 |  | 656 | PDC | 1
278816 | FAZ-Z0,5/2 | 278816 | Intreruptor automat 15kA Z0,5/2 | 76 | cerere oferta | N | 1 | 2 | 60 | 0.221 | KG | 85X35,4X73 | 4015082788162 |  | 656 | PDC | 1
278918 | FAZ-Z0,5/3 | 278918 | Intreruptor automat 15kA Z0,5/3 | 76 | cerere oferta | N | 1 | 3 | 40 | 0.332 | KG | 85X53,1X73 | 4015082789183 |  | 656 | PDC | 1
279106 | FAZ-Z0,5/4 | 279106 | Intreruptor automat 15kA Z0,5/4 | 76 | cerere oferta | N | 1 | 4 | 30 | 0.442 | KG | 85X70,8X73 | 4015082791063 |  | 656 | PDC | 1
278619 | FAZ-Z1,6/1 | 278619 | Intreruptor automat 15kA Z1,6 | 76 | cerere oferta | N | 12 | 1 | 120 | 0.112 | KG | 85X17,7X73 | 4015082786199 |  | 656 | PDC | 1
278818 | FAZ-Z1,6/2 | 278818 | Intreruptor automat 15kA Z1,6/2 | 76 | cerere oferta | N | 1 | 2 | 60 | 0.225 | KG | 85X35,4X73 | 4015082788186 |  | 656 | PDC | 1
278920 | FAZ-Z1,6/3 | 278920 | Intreruptor automat 15kA Z1,6/3 | 76 | cerere oferta | N | 1 | 3 | 40 | 0.339 | KG | 85X53,1X73 | 4015082789206 |  | 656 | PDC | 1
279108 | FAZ-Z1,6/4 | 279108 | Intreruptor automat 15kA Z1,6/4 | 76 | cerere oferta | N | 1 | 4 | 30 | 0.452 | KG | 85X70,8X73 | 4015082791087 |  | 656 | PDC | 1
278618 | FAZ-Z1/1 | 278618 | Intreruptor automat 15kA Z1 | 76 | cerere oferta | N | 12 | 1 | 120 | 0.111 | KG | 85X17,7X73 | 4015082786182 |  | 656 | PDC | 1
278817 | FAZ-Z1/2 | 278817 | Intreruptor automat 15kA Z1/2 | 76 | cerere oferta | N | 1 | 2 | 60 | 0.223 | KG | 85X35,4X73 | 4015082788179 |  | 656 | PDC | 1
278919 | FAZ-Z1/3 | 278919 | Intreruptor automat 15kA Z1/3 | 76 | cerere oferta | N | 1 | 3 | 40 | 0.335 | KG | 85X53,1X73 | 4015082789190 |  | 656 | PDC | 1
279107 | FAZ-Z1/4 | 279107 | Intreruptor automat 15kA Z1/4 | 76 | cerere oferta | N | 1 | 4 | 30 | 0.448 | KG | 85X70,8X73 | 4015082791070 |  | 656 | PDC | 1
278625 | FAZ-Z10/1 | 278625 | Intreruptor automat 15kA Z10 | 76 | cerere oferta | N | 12 | 1 | 120 | 0.11 | KG | 85X17,7X73 | 4015082786250 |  | 656 | PDC | 1
278824 | FAZ-Z10/2 | 278824 | Intreruptor automat 15kA Z10/2 | 76 | cerere oferta | N | 1 | 2 | 60 | 0.222 | KG | 85X35,4X73 | 4015082788247 |  | 656 | PDC | 1
278926 | FAZ-Z10/3 | 278926 | Intreruptor automat 15kA Z10/3 | 76 | cerere oferta | N | 1 | 3 | 40 | 0.333 | KG | 85X53,1X73 | 4015082789268 |  | 656 | PDC | 1
279114 | FAZ-Z10/4 | 279114 | Intreruptor automat 15kA Z10/4 | 76 | cerere oferta | N | 1 | 4 | 30 | 0.444 | KG | 85X70,8X73 | 4015082791148 |  | 656 | PDC | 1
106020 | FAZ-Z13/1 | 106020 | Miniature Circuit Breaker | 76 | cerere oferta | N | 12 | 1 | 120 | 0.11 | KG | 85X17,7X73 | 4015081057887 |  | 656 | PDC | 1
106021 | FAZ-Z13/2 | 106021 | Miniature Circuit Breaker | 76 | cerere oferta | N | 1 | 2 | 60 | 0.222 | KG | 85X35,4X73 | 4015081057894 |  | 656 | PDC | 1
106022 | FAZ-Z13/3 | 106022 | Miniature Circuit Breaker | 76 | cerere oferta | N | 1 | 3 | 40 | 0.338 | KG | 85X53,1X73 | 4015081057900 |  | 656 | PDC | 1
106023 | FAZ-Z13/4 | 106023 | Miniature Circuit Breaker | 76 | cerere oferta | N | 1 | 4 | 30 | 0.444 | KG | 85X70,8X73 | 4015081057917 |  | 656 | PDC | 1
278626 | FAZ-Z16/1 | 278626 | Intreruptor automat 15kA Z16 | 76 | cerere oferta | N | 12 | 1 | 120 | 0.11 | KG | 85X17,7X73 | 4015082786267 |  | 656 | PDC | 1
278825 | FAZ-Z16/2 | 278825 | Intreruptor automat 15kA Z16/2 | 76 | cerere oferta | N | 1 | 2 | 60 | 0.222 | KG | 85X35,4X73 | 4015082788254 |  | 656 | PDC | 1
278927 | FAZ-Z16/3 | 278927 | Intreruptor automat 15kA Z16/3 | 76 | cerere oferta | N | 1 | 3 | 40 | 0.333 | KG | 85X53,1X73 | 4015082789275 |  | 656 | PDC | 1
279115 | FAZ-Z16/4 | 279115 | Intreruptor automat 15kA Z16/4 | 76 | cerere oferta | N | 1 | 4 | 30 | 0.445 | KG | 85X70,8X73 | 4015082791155 |  | 656 | PDC | 1
278620 | FAZ-Z2/1 | 278620 | Intreruptor automat 15kA Z2 | 76 | cerere oferta | N | 12 | 1 | 120 | 0.113 | KG | 85X17,7X73 | 4015082786205 |  | 656 | PDC | 1
278819 | FAZ-Z2/2 | 278819 | Intreruptor automat 15kA Z2/2 | 76 | cerere oferta | N | 1 | 2 | 60 | 0.226 | KG | 85X35,4X73 | 4015082788193 |  | 656 | PDC | 1
278921 | FAZ-Z2/3 | 278921 | Intreruptor automat 15kA Z2/3 | 76 | cerere oferta | N | 1 | 3 | 40 | 0.34 | KG | 85X53,1X73 | 4015082789213 |  | 656 | PDC | 1
279109 | FAZ-Z2/4 | 279109 | Intreruptor automat 15kA Z2/4 | 76 | cerere oferta | N | 1 | 4 | 30 | 0.453 | KG | 85X70,8X73 | 4015082791094 |  | 656 | PDC | 1
278627 | FAZ-Z20/1 | 278627 | Intreruptor automat 15kA Z20 | 76 | cerere oferta | N | 12 | 1 | 120 | 0.111 | KG | 85X17,7X73 | 4015082786274 |  | 656 | PDC | 1
278826 | FAZ-Z20/2 | 278826 | Intreruptor automat 15kA Z20/2 | 76 | cerere oferta | N | 1 | 2 | 60 | 0.222 | KG | 85X35,4X73 | 4015082788261 |  | 656 | PDC | 1
278928 | FAZ-Z20/3 | 278928 | Intreruptor automat 15kA Z20/3 | 76 | cerere oferta | N | 1 | 3 | 40 | 0.334 | KG | 85X53,1X73 | 4015082789282 |  | 656 | PDC | 1
279116 | FAZ-Z20/4 | 279116 | Intreruptor automat 15kA Z20/4 | 76 | cerere oferta | N | 1 | 4 | 30 | 0.445 | KG | 85X70,8X73 | 4015082791162 |  | 656 | PDC | 1
278628 | FAZ-Z25/1 | 278628 | Intreruptor automat 15kA Z25 | 76 | cerere oferta | N | 12 | 1 | 120 | 0.115 | KG | 85X17,7X73 | 4015082786281 |  | 656 | PDC | 1
278827 | FAZ-Z25/2 | 278827 | Intreruptor automat 15kA Z25/2 | 76 | cerere oferta | N | 1 | 2 | 60 | 0.231 | KG | 85X35,4X73 | 4015082788278 |  | 656 | PDC | 1
278929 | FAZ-Z25/3 | 278929 | Intreruptor automat 15kA Z25/3 | 76 | cerere oferta | N | 1 | 3 | 40 | 0.348 | KG | 85X53,1X73 | 4015082789299 |  | 656 | PDC | 1
279117 | FAZ-Z25/4 | 279117 | Intreruptor automat 15kA Z25/4 | 76 | cerere oferta | N | 1 | 4 | 30 | 0.464 | KG | 85X70,8X73 | 4015082791179 |  | 656 | PDC | 1
278621 | FAZ-Z3/1 | 278621 | Intreruptor automat 15kA Z3 | 76 | cerere oferta | N | 12 | 1 | 120 | 0.112 | KG | 85X17,7X73 | 4015082786212 |  | 656 | PDC | 1
278820 | FAZ-Z3/2 | 278820 | Intreruptor automat 15kA Z3/2 | 76 | cerere oferta | N | 1 | 2 | 60 | 0.225 | KG | 85X35,4X73 | 4015082788209 |  | 656 | PDC | 1
278922 | FAZ-Z3/3 | 278922 | Intreruptor automat 15kA Z3/3 | 76 | cerere oferta | N | 1 | 3 | 40 | 0.339 | KG | 85X53,1X73 | 4015082789220 |  | 656 | PDC | 1
279110 | FAZ-Z3/4 | 279110 | Intreruptor automat 15kA Z3/4 | 76 | cerere oferta | N | 1 | 4 | 30 | 0.452 | KG | 85X70,8X73 | 4015082791100 |  | 656 | PDC | 1
278629 | FAZ-Z32/1 | 278629 | Intreruptor automat 15kA Z32 | 76 | cerere oferta | N | 12 | 1 | 120 | 0.118 | KG | 85X17,7X73 | 4015082786298 |  | 656 | PDC | 1
278828 | FAZ-Z32/2 | 278828 | Intreruptor automat 15kA Z32/2 | 76 | cerere oferta | N | 1 | 2 | 60 | 0.237 | KG | 85X35,4X73 | 4015082788285 |  | 656 | PDC | 1
278930 | FAZ-Z32/3 | 278930 | Intreruptor automat 15kA Z32/3 | 76 | cerere oferta | N | 1 | 3 | 40 | 0.355 | KG | 85X53,1X73 | 4015082789305 |  | 656 | PDC | 1
279118 | FAZ-Z32/4 | 279118 | Intreruptor automat 15kA Z32/4 | 76 | cerere oferta | N | 1 | 4 | 30 | 0.474 | KG | 85X70,8X73 | 4015082791186 |  | 656 | PDC | 1
278622 | FAZ-Z4/1 | 278622 | Intreruptor automat 15kA Z4 | 76 | cerere oferta | N | 12 | 1 | 120 | 0.112 | KG | 85X17,7X73 | 4015082786229 |  | 656 | PDC | 1
278821 | FAZ-Z4/2 | 278821 | Intreruptor automat 15kA Z4/2 | 76 | cerere oferta | N | 1 | 2 | 60 | 0.225 | KG | 85X35,4X73 | 4015082788216 |  | 656 | PDC | 1
278923 | FAZ-Z4/3 | 278923 | Intreruptor automat 15kA Z4/3 | 76 | cerere oferta | N | 1 | 3 | 40 | 0.338 | KG | 85X53,1X73 | 4015082789237 |  | 656 | PDC | 1
279111 | FAZ-Z4/4 | 279111 | Intreruptor automat 15kA Z4/4 | 76 | cerere oferta | N | 1 | 4 | 30 | 0.451 | KG | 85X70,8X73 | 4015082791117 |  | 656 | PDC | 1
278630 | FAZ-Z40/1 | 278630 | Intreruptor automat 15kA Z40 | 76 | cerere oferta | N | 12 | 1 | 120 | 0.116 | KG | 85X17,7X73 | 4015082786304 |  | 656 | PDC | 1
278829 | FAZ-Z40/2 | 278829 | Intreruptor automat 15kA Z40/2 | 76 | cerere oferta | N | 1 | 2 | 60 | 0.233 | KG | 85X35,4X73 | 4015082788292 |  | 656 | PDC | 1
278931 | FAZ-Z40/3 | 278931 | Intreruptor automat 15kA Z40/3 | 76 | cerere oferta | N | 1 | 3 | 40 | 0.35 | KG | 85X53,1X73 | 4015082789312 |  | 656 | PDC | 1
279119 | FAZ-Z40/4 | 279119 | Intreruptor automat 15kA Z40/4 | 76 | cerere oferta | N | 1 | 4 | 30 | 0.467 | KG | 85X70,8X73 | 4015082791193 |  | 656 | PDC | 1
278631 | FAZ-Z50/1 | 278631 | Intreruptor automat 15kA Z50 | 76 | cerere oferta | N | 12 | 1 | 120 | 0.122 | KG | 85X17,7X73 | 4015082786311 |  | 656 | PDC | 1
278830 | FAZ-Z50/2 | 278830 | Intreruptor automat 15kA Z50/2 | 76 | cerere oferta | N | 1 | 2 | 60 | 0.245 | KG | 85X35,4X73 | 4015082788308 |  | 656 | PDC | 1
278932 | FAZ-Z50/3 | 278932 | Intreruptor automat 15kA Z50/3 | 76 | cerere oferta | N | 1 | 3 | 40 | 0.367 | KG | 85X53,1X73 | 4015082789329 |  | 656 | PDC | 1
279120 | FAZ-Z50/4 | 279120 | Intreruptor automat 15kA Z50/4 | 76 | cerere oferta | N | 1 | 4 | 30 | 0.49 | KG | 85X70,8X73 | 4015082791209 |  | 656 | PDC | 1
278623 | FAZ-Z6/1 | 278623 | Intreruptor automat 15kA Z6 | 76 | cerere oferta | N | 12 | 1 | 120 | 0.109 | KG | 85X17,7X73 | 4015082786236 |  | 656 | PDC | 1
278822 | FAZ-Z6/2 | 278822 | Intreruptor automat 15kA Z6/2 | 76 | cerere oferta | N | 1 | 2 | 60 | 0.219 | KG | 85X35,4X73 | 4015082788223 |  | 656 | PDC | 1
278924 | FAZ-Z6/3 | 278924 | Intreruptor automat 15kA Z6/3 | 76 | cerere oferta | N | 1 | 3 | 40 | 0.329 | KG | 85X53,1X73 | 4015082789244 |  | 656 | PDC | 1
279112 | FAZ-Z6/4 | 279112 | Intreruptor automat 15kA Z6/4 | 76 | cerere oferta | N | 1 | 4 | 30 | 0.439 | KG | 85X70,8X73 | 4015082791124 |  | 656 | PDC | 1
278632 | FAZ-Z63/1 | 278632 | Intreruptor automat 15kA Z63 | 76 | cerere oferta | N | 12 | 1 | 120 | 0.122 | KG | 85X17,7X73 | 4015082786328 |  | 656 | PDC | 1
278831 | FAZ-Z63/2 | 278831 | Intreruptor automat 15kA Z63/2 | 76 | cerere oferta | N | 1 | 2 | 60 | 0.246 | KG | 85X35,4X73 | 4015082788315 |  | 656 | PDC | 1
278933 | FAZ-Z63/3 | 278933 | Intreruptor automat 15kA Z63/3 | 76 | cerere oferta | N | 1 | 3 | 40 | 0.369 | KG | 85X53,1X73 | 4015082789336 |  | 656 | PDC | 1
279121 | FAZ-Z63/4 | 279121 | Intreruptor automat 15kA Z63/4 | 76 | cerere oferta | N | 1 | 4 | 30 | 0.492 | KG | 85X70,8X73 | 4015082791216 |  | 656 | PDC | 1
278624 | FAZ-Z8/1 | 278624 | Intreruptor automat 15kA Z8 | 76 | cerere oferta | N | 12 | 1 | 120 | 0.11 | KG | 85X17,7X73 | 4015082786243 |  | 656 | PDC | 1
278823 | FAZ-Z8/2 | 278823 | Intreruptor automat 15kA Z8/2 | 76 | cerere oferta | N | 1 | 2 | 60 | 0.222 | KG | 85X35,4X73 | 4015082788230 |  | 656 | PDC | 1
278925 | FAZ-Z8/3 | 278925 | Intreruptor automat 15kA Z8/3 | 76 | cerere oferta | N | 1 | 3 | 40 | 0.333 | KG | 85X53,1X73 | 4015082789251 |  | 656 | PDC | 1
279113 | FAZ-Z8/4 | 279113 | Intreruptor automat 15kA Z8/4 | 76 | cerere oferta | N | 1 | 4 | 30 | 0.444 | KG | 85X70,8X73 | 4015082791131 |  | 656 | PDC | 1
594001FULL-0317E | FB WEATHER PROOF KIT XPRS | 594001FULL-0317E | Weatherproofing kit for FB Bell | 732 | cerere oferta | N | 1 | 0 | 1 | 0.1 | KG | NA | NA |  | FB Water Proof Kit, FB Water Proof Kit | Fulleon | 1
500002FULL-0002 | FB/012/G 6" SOLENOID BELL GREY | 500002FULL-0002 | FB Electronic Bell 12V | 732 | cerere oferta | N | 1 | 0 | 1 | 0.1 | KG | NA | NA |  | FB Electronic bell, FB Electronic bell | Fulleon | 1
500004FULL-0004 | FB/012/G/WP | 500004FULL-0004 | Weatherproof Electronic Solenoid Bell 12 Volts DC, Grey | 732 | cerere oferta | N | 1 | 0 | 1 | 0.1 | KG | NA | NA |  | FB Electronic bell WP, FB Electronic bell WP | Fulleon | 1
500003FULL-0003 | FB/012/R/WP BELL 6' ELEC SOLENIOD 12V | 500003FULL-0003 | FB Electronic Bell 12V | 732 | cerere oferta | N | 1 | 0 | 1 | 0.1 | KG | NA | NA |  | FB Electronic bell WP, FB Electronic bell WP | Fulleon | 1
502002FULL-2002 | FB/024/G | 502002FULL-2002 | Electronic Solenoid Bell 24 Volts DC, Grey | 732 | cerere oferta | N | 1 | 0 | 1 | 0.1 | KG | NA | NA |  | FB Electronic bell, FB Electronic bell | Fulleon | 1
506002FULL-6002 | FB/024/G/WP | 506002FULL-6002 | Weatherproof Electronic Solenoid Bell 24 Volts DC, Grey | 732 | cerere oferta | N | 1 | 0 | 1 | 0.1 | KG | NA | NA |  | FB Electronic bell WP, FB Electronic bell WP | Fulleon | 1
502001FULL-2001E | FB/024/R XPRS | 502001FULL-2001E | Electronic Solenoid Bell 24 Volts, Red | 732 | cerere oferta | N | 1 | 0 | 1 | 0.1 | KG | NA | NA |  | FB Electronic bell, FB Electronic bell | Fulleon | 1
506001FULL-6001 | FB/024/R/WP W/R ELEC SOLENOID 24V | 506001FULL-6001 | FB Electronic Bell 24V | 732 | cerere oferta | N | 1 | 0 | 1 | 0.1 | KG | NA | NA |  | FB Electronic bell WP, FB Electronic bell WP | Fulleon | 1
502001MED-8015X | FB/24/RED MARINE | 502001MED-8015X | Electronic Solenoid Bell 24 Volts DC, Red | 732 | cerere oferta | N | 1 | 0 | 1 | 0.1 | KG | NA | NA |  | FB Electronic bell, FB Electronic bell Marine | Fulleon | 1
506001MED-8016X | FB/24/RED/WP MARINE | 506001MED-8016X | Electronic Solenoid Bell 24 Volts, Red, Weatherproof | 732 | cerere oferta | N | 1 | 0 | 1 | 0.1 | KG | NA | NA |  | FB Electronic bell, FB Electronic bell WP Marine | Fulleon | 1
504002FULL-4002 | FB/240/G/L BELL 6' ELEC SOLENOID 240 | 504002FULL-4002 | FB Electronic Bell 24V | 732 | cerere oferta | N | 1 | 0 | 1 | 0.1 | KG | NA | NA |  | FB Electronic bell, FB Electronic bell | Fulleon | 1
508002FULL-8002 | FB/240/G/WP/L BELL 6' ELEC SOLENOID 240 | 508002FULL-8002 | FB Electronic Bell 24V | 732 | cerere oferta | N | 1 | 0 | 1 | 0.1 | KG | NA | NA |  | FB Electronic bell WP, FB Electronic bell WP | Fulleon | 1
504001FULL-4001 | FB/240/R/L BELL 6' ELEC SOLENOID 240 | 504001FULL-4001 | Electronic Solenoid Bell 230 Volts AC, Red | 732 | cerere oferta | N | 1 | 0 | 1 | 0.1 | KG | NA | NA |  | FB Electronic bell, FB Electronic bell | Fulleon | 1
508001FULL-8001 | FB/240/R/WP/L BELL 6' ELEC SOLENOID 240 | 508001FULL-8001 | Weatherproof Electronic Solenoid Bell 230 Volts AC, Red | 732 | cerere oferta | N | 1 | 0 | 1 | 0.1 | KG | NA | NA |  | FB Electronic bell WP, FB Electronic bell WP | Fulleon | 1
148599 | FCFBD02DI-1 | 148599 | Fuse-base | 82 | cerere oferta | S | 15 | 1.5 | 150 | 0.074 | KG | 68X27X58 | 4015081450473 |  | 667 | PDC | 1
148810 | FCFBD02DI-3 | 148810 | Fuse-base | 82 | cerere oferta | S | 5 | 4.5 | 50 | 0.213 | KG | 68X81X58 | 4015081450480 |  | 667 | PDC | 1
83839 | FD-Q25 | 83839 | 16MM-ACC.-OPERAT. DEVICES | 67 | cerere oferta | N | 20 | 0 | 1 | 0.001 | KG | 1X25X25 | 4015080838395 |  | 388 | ICD | 1
124900 | FER-FGT | 124900 | Ferrite ring assembly (6 cores/set) | 50 | cerere oferta | N | 1 | 0 | 1 | 1 | KG | 400X300X150 | 4015081225163 |  | 696 | ICD | 1
1380-15-D | FERMO ELETTROMAGNETICO 100 KG CON STAFFA | 1380-15-D | FERMO ELETTROMAGNETICO 100 KG CON STAFFA | 732 | cerere oferta | N | 1 | 0 | 1 | 0.1 | KG | NA | NA |  | Door Release, 100KG | Fulleon | 1
89103 | FHF-ID | 89103 | ACC.INS.ENCLOSURE CI3-CI49 | 94 | cerere oferta | N | 2 | 0 | 1 | 0.425 | KG | 200X40X60 | 4015080891031 |  | 277 | PDC | 1
178945 | FHW-KLV | 178945 | FHW-KLV | 84 | cerere oferta | S | 1 | 0 | 1 | 0.14 | KG | 0 001X0 001X0 001 | 4015081742622 |  | 272 | PDC | 1
279176 | FI-16/2/003 | 279176 | Residual Current Device | 76 | cerere oferta | N | 1 | 2 | 60 | 0.193 | KG | 80X35X73 | 4015082791766 |  | 657 | PDC | 1
279183 | FI-16/2/003-A | 279183 | Intreruptor diferential 16/2/003-A | 76 | cerere oferta | N | 1 | 2 | 60 | 0.189 | KG | 80X35X73 | 4015082791834 |  | 657 | PDC | 1
279177 | FI-25/2/003 | 279177 | Residual Current Device | 76 | cerere oferta | N | 1 | 2 | 60 | 0.193 | KG | 80X35X73 | 4015082791773 |  | 657 | PDC | 1
279184 | FI-25/2/003-A | 279184 | Intreruptor diferential 25/2/003-A | 76 | cerere oferta | N | 1 | 2 | 60 | 0.189 | KG | 80X35X73 | 4015082791841 |  | 657 | PDC | 1
279179 | FI-25/2/03 | 279179 | Residual Current Device | 76 | cerere oferta | N | 1 | 2 | 60 | 0.181 | KG | 80X35X73 | 4015082791797 |  | 657 | PDC | 1
279196 | FI-25/4/003 | 279196 | Residual Current Device | 76 | cerere oferta | N | 1 | 4 | 30 | 0.318 | KG | 80X70X73 | 4015082791964 |  | 657 | PDC | 1
279213 | FI-25/4/003-A | 279213 | Intreruptor diferential 25/4/003-A | 76 | cerere oferta | N | 1 | 4 | 30 | 0.318 | KG | 80X70X73 | 4015082792138 |  | 657 | PDC | 1
279198 | FI-25/4/03 | 279198 | Residual Current Device | 76 | cerere oferta | N | 1 | 4 | 30 | 0.296 | KG | 80X70X73 | 4015082791988 |  | 657 | PDC | 1
279180 | FI-40/2/003 | 279180 | Residual Current Device | 76 | cerere oferta | N | 1 | 2 | 60 | 0.19 | KG | 80X35X73 | 4015082791803 |  | 657 | PDC | 1
279187 | FI-40/2/003-A | 279187 | Intreruptor diferential 40A | 78 | cerere oferta | N | 1 | 2 | 60 | 0.193 | KG | 80X35X73 | 4015082791872 |  | 657 | PDC | 1
279182 | FI-40/2/03 | 279182 | Residual Current Device | 76 | cerere oferta | N | 1 | 2 | 60 | 0.181 | KG | 80X35X73 | 4015082791827 |  | 657 | PDC | 1
279200 | FI-40/4/003 | 279200 | Residual Current Device | 76 | cerere oferta | N | 1 | 4 | 30 | 0.318 | KG | 80X70X73 | 4015082792008 |  | 657 | PDC | 1
279217 | FI-40/4/003-A | 279217 | Intreruptor diferential 40/4/003-A | 76 | cerere oferta | N | 1 | 4 | 30 | 0.302 | KG | 80X70X73 | 4015082792176 |  | 657 | PDC | 1
279202 | FI-40/4/03 | 279202 | Residual Current Device | 76 | cerere oferta | N | 1 | 4 | 30 | 0.296 | KG | 80X70X73 | 4015082792022 |  | 657 | PDC | 1
279219 | FI-40/4/03-A | 279219 | Residual Current Device | 76 | cerere oferta | N | 1 | 4 | 30 | 0.318 | KG | 80X70X73 | 4015082792190 |  | 657 | PDC | 1
279190 | FI-63/2/003 | 279190 | Residual Current Device | 76 | cerere oferta | N | 1 | 2 | 60 | 0.21 | KG | 80X35X73 | 4015082791902 |  | 657 | PDC | 1
279204 | FI-63/4/003 | 279204 | Residual Current Device | 76 | cerere oferta | N | 1 | 4 | 30 | 0.361 | KG | 80X70X73 | 4015082792046 |  | 657 | PDC | 1
279221 | FI-63/4/003-A | 279221 | Residual Current Device | 78 | cerere oferta | N | 1 | 4 | 30 | 0.351 | KG | 80X70X73 | 4015082792213 |  | 657 | PDC | 1
279192 | FI-80/2/003 | 279192 | Residual Current Device | 76 | cerere oferta | N | 1 | 2 | 60 | 0.212 | KG | 80X35X73 | 4015082791926 |  | 657 | PDC | 1
279208 | FI-80/4/003 | 279208 | Residual Current Device | 76 | cerere oferta | N | 1 | 4 | 30 | 0.377 | KG | 80X70X73 | 4015082792084 |  | 657 | PDC | 1
240712 | FI-80/4/003-B | 240712 | Residual Current Device | 78 | cerere oferta | N | 1 | 4 | 30 | 0.5 | KG | 85X72X76 | 4015082407124 |  | 657 | PDC | 1
RO000FK5521300 | FILTRU 109x109 mm | RO000FK5521300 | FILTRU 109x109 mm | 732 | cerere oferta | N | 1 | 0 | 1 | 1 | KG | 0 001X0 001X0 001 | 9008790735547 |  | 279 | PDC | 1
ROFK0005523300 | FILTRU 204x204mm | ROFK0005523300 | FILTRU 204x204mm | 732 | cerere oferta | N | 1 | 0 | 1 | 1 | KG | 0 001X0 001X0 001 | 9008790735585 |  | 279 | PDC | 1
ROFK0005524300 | FILTRU 250x250 mm | ROFK0005524300 | FILTRU 250x250 mm | 732 | cerere oferta | N | 1 | 0 | 1 | 1 | KG | 0 001X0 001X0 001 | 9008790736308 |  | 279 | PDC | 1
ROFK0005526300 | FILTRU 325x325 mm | ROFK0005526300 | FILTRU 325x325 mm | 732 | cerere oferta | N | 1 | 0 | 1 | 1 | KG | 0 001X0 001X0 001 | 9008790736322 |  | 279 | PDC | 1
ROALF000000057 | Filtru antirezonanta 12,5KVAR | ROALF000000057 | Filtru antirezonanta 12,5KVAR | 70 | cerere oferta | N | 1 | 0 | 1 | 11 | KG | 0 001X0 001X0 001 | 9008790564604 |  | 393 | ICD | 1
ROALF000000027 | Filtru antirezonanta 25KVAR | ROALF000000027 | Filtru antirezonanta 25KVAR | 70 | cerere oferta | N | 1 | 0 | 1 | 19 | KG | 0 001X0 001X0 001 | 9008790133961 |  | 393 | ICD | 1
ROALF000000028 | Filtru antirezonanta 50KVAR | ROALF000000028 | Filtru antirezonanta 50KVAR | 70 | cerere oferta | N | 1 | 0 | 1 | 30 | KG | 0 001X0 001X0 001 | 9008790133978 |  | 393 | ICD | 1
ROCO7 | FILTRU STEGO 11800 | ROCO7 | Filtru ventilator 21 m3h | 732 | cerere oferta | N | 1 | 0 | 1 | 1 | KG | 0 001X0 001X0 001 | 9008790086014 |  | 279 | PDC | 1
ROCO000006 | FILTRU STEGO 11801 | ROCO000006 | Filtru ventilator 55 m3h | 732 | cerere oferta | N | 1 | 0 | 1 | 1 | KG | 0 001X0 001X0 001 | 9008790086236 |  | 279 | PDC | 1
ROCO000139 | FILTRU STEGO 11802 | ROCO000139 | FILTRU STEGO 11802 | 732 | cerere oferta | N | 1 | 0 | 1 | 1 | KG | 0 001X0 001X0 001 | 9008790086045 |  | 279 | PDC | 1
ROFK0005522300 | FILTRU 150x150mm | ROFK0005522300 | FILTRU 150x150mm | 732 | cerere oferta | N | 1 | 0 | 1 | 1 | KG | 0 001X0 001X0 001 | 9008790735561 |  | 279 | PDC | 1
278510 | FIM-40/2/0,03-A | 278510 | RCD-ADD. On Block=>FAZ | 76 | cerere oferta | N | 1 | 4 | 30 | 0.178 | KG | 90X70X71 | 4015082785109 |  | 657 | PDC | 1
278514 | FIM-40/4/0,03-A | 278514 | RCD-ADD. On Block=>FAZ | 76 | cerere oferta | N | 1 | 7 | 10 | 0.292 | KG | 90X126X71 | 4015082785147 |  | 657 | PDC | 1
278515 | FIM-40/4/0,3-A | 278515 | RCD-ADD. On Block=>FAZ | 76 | cerere oferta | N | 1 | 7 | 10 | 0.267 | KG | 90X126X71 | 4015082785154 |  | 657 | PDC | 1
225121 | FIP-XHI11 | 225121 | Contact auxiliar | 76 | cerere oferta | N | 10 | 0.5 | 100 | 0.04 | KG | 70X8X80 | 4015082251215 |  | 663 | PDC | 1
ROALF000000074 | FKD 15 kvar / 14 % | ROALF000000074 | Bobina reactanta 04.01.563 | 70 | cerere oferta | N | 1 | 0 | 1 | 1 | KG | 0 001X0 001X0 001 | 9008790731907 |  | 393 | ICD | 1
ROALF000000077 | FKD 30 kvar / 14 % | ROALF000000077 | Bobina reactanta 04.01.561 | 70 | cerere oferta | N | 1 | 0 | 1 | 1 | KG | 0 001X0 001X0 001 | 9008790731938 |  | 393 | ICD | 1
640454FULL-0296X | FL/AL/R/D/SEPERATE/SWITCH | 640454FULL-0296X | Flashni, Sounder/Beacon, Amber Lens, Red body, Deep base, Tone select switch, Separate conns for sounder and beacon | 732 | cerere oferta | N | 1 | 0 | 1 | 0.1 | KG | NA | NA |  | Flashni XE, Amber Flash | Fulleon | 1
640226FULL-0256 | FL/AL/R/S SWITCH 24V | 640226FULL-0256 | Flashni XE, Shallow Base, 24V, Red Base, Amber Lens, Switch | 732 | cerere oferta | N | 1 | 0 | 1 | 0.1 | KG | NA | NA |  | Flashni XE, Amber Flash | Fulleon | 1
640009FULL-0004 | FL/AL/R/S/24V FLASHING SOUNDER 24V | 640009FULL-0004 | Flashni Amber Flash, Red Shallow Base | 732 | cerere oferta | N | 1 | 0 | 1 | 0.1 | KG | NA | NA |  | Flashni XE, Amber Flash | Fulleon | 1
640012FULL-0033X | FL/AL/W/D | 640012FULL-0033X | Flashni XE, Deep Base, White Base, Amber Lens | 732 | cerere oferta | N | 1 | 0 | 1 | 0.1 | KG | NA | NA |  | Flashni XE, Amber Flash | Fulleon | 1
640471FULL-0298X | FL/AL/W/D SEPERATE SWITCH | 640471FULL-0298X | Flashni XE, Deep Base, White Base, Amber Lens, Separate | 732 | cerere oferta | N | 1 | 0 | 1 | 0.1 | KG | NA | NA |  | Flashni XE, Amber Flash | Fulleon | 1
640024FULL-0060X | FL/AL/W/D/SWITCH/24V | 640024FULL-0060X | Flashni, Sounder/Beacon, Amber lens, White body, Deep base, Tone select switch | 732 | cerere oferta | N | 1 | 0 | 1 | 0.1 | KG | NA | NA |  | Flashni XE, Amber Flash | Fulleon | 1
640463FULL-0264 | FL/AL/W/N/SEP/SW | 640463FULL-0264 | Flashni XE, No Base, White Base, Amber Lens, Separate | 732 | cerere oferta | N | 1 | 0 | 1 | 0.1 | KG | NA | NA |  | Flashni XE, Amber Flash | Fulleon | 1
640021FULL-0315 | FL/AL/W/S 12V SND 5 | 640021FULL-0315 | Flashni Amber Flash, White Shallow Base | 732 | cerere oferta | N | 1 | 0 | 1 | 0.1 | KG | NA | NA |  | Flashni XE, Amber Flash | Fulleon | 1
640465FULL-0268 | FL/AL/W/S/SWITCH/24V | 640465FULL-0268 | Flashni XE, Shallow Base, 24V, White Base, Amber Lens, Switch | 732 | cerere oferta | N | 1 | 0 | 1 | 0.1 | KG | NA | NA |  | Flashni XE, Amber Flash | Fulleon | 1
640453FULL-0295X | FL/BL/R/D/SEPERATE/SWITCH | 640453FULL-0295X | Flashni XE, Deep Base, Red Base, Blue Lens, Separate | 732 | cerere oferta | N | 1 | 0 | 1 | 0.1 | KG | NA | NA |  | Flashni XE, Blue Flash | Fulleon | 1
640013FULL-0035 | FL/BL/R/S | 640013FULL-0035 | Flashni XE, Shallow Base, Red Base, Blue Lens | 732 | cerere oferta | N | 1 | 0 | 1 | 0.1 | KG | NA | NA |  | Flashni XE, Blue Flash | Fulleon | 1
640016FULL-0011 | FL/BL/W/D 24v | 640016FULL-0011 | Flashni XE, Deep Base, 24V, White Base, Blue Lens | 732 | cerere oferta | N | 1 | 0 | 1 | 0.1 | KG | NA | NA |  | Flashni XE, Blue Flash | Fulleon | 1
640472FULL-0299X | FL/BL/W/D SWITCH SEPERATE | 640472FULL-0299X | Flashni XE, Deep Base, White Base, Blue Lens, Separate | 732 | cerere oferta | N | 1 | 0 | 1 | 0.1 | KG | NA | NA |  | Flashni XE, Blue Flash | Fulleon | 1
640083FULL-0167 | FL/BL/W/D/SWITCH/24V | 640083FULL-0167 | Flashni XE, Deep Base, 24V, White Base, Blue Lens, Switch | 732 | cerere oferta | N | 1 | 0 | 1 | 0.1 | KG | NA | NA |  | Flashni XE, Blue Flash | Fulleon | 1
640203FULL-0068 | FL/BL/W/S 12V SND5 | 640203FULL-0068 | Flashni, 12V, Sounder/Beacon, Blue lens, White body, Deep base, tone 5 | 732 | cerere oferta | N | 1 | 0 | 1 | 0.1 | KG | NA | NA |  | Flashni XE, Blue Flash | Fulleon | 1
640302FULL-0056 | FL/BL/W/S 12V SND5 SEPER | 640302FULL-0056 | Flashni 12V, Sounder/Beacon, Blue lens, White body, Deep base, tone 5. Separate conns for sounder and beacon | 732 | cerere oferta | N | 1 | 0 | 1 | 0.1 | KG | NA | NA |  | Flashni XE, Blue Flash | Fulleon | 1
640111FULL-0261 | FL/BL/W/S/12V/SWITCH | 640111FULL-0261 | Flashni XE, Shallow Base, 12V, White Base, Blue Lens, Switch | 732 | cerere oferta | N | 1 | 0 | 1 | 0.1 | KG | NA | NA |  | Flashni XE, Blue Flash | Fulleon | 1
640007MED-0311X | FL/CL/R/D MARINE | 640007MED-0311X | Flashni XE, Clear Lens, Red Deep Base | 732 | cerere oferta | N | 1 | 0 | 1 | 0.1 | KG | NA | NA |  | Flashni XE, White Flash Marine | Fulleon | 1
640007FULL-0030X | FL/CL/R/D SWITCH | 640007FULL-0030X | Flashni XE, Deep Base, Red Base, Clear Lens | 732 | cerere oferta | N | 1 | 0 | 1 | 0.1 | KG | NA | NA |  | Flashni XE, White Flash | Fulleon | 1
640466FULL-0282 | FL/CL/R/D/SEPARATE/SWITC | 640466FULL-0282 | Flashni XE, Deep Base, Red Base, Clear Lens, Separate | 732 | cerere oferta | N | 1 | 0 | 1 | 0.1 | KG | NA | NA |  | Flashni XE, White Flash | Fulleon | 1
640005MED-0312X | FL/CL/R/S MARINE | 640005MED-0312X | Flashni, Clear Lens, Red Shallow Base | 732 | cerere oferta | N | 1 | 0 | 1 | 0.1 | KG | NA | NA |  | Flashni XE, White Flash Marine | Fulleon | 1
640005FULL-0034 | FL/CL/R/S SWITCH | 640005FULL-0034 | Flashni XE, Shallow Base, Red Base, Clear Lens | 732 | cerere oferta | N | 1 | 0 | 1 | 0.1 | KG | NA | NA |  | Flashni XE, White Flash | Fulleon | 1
640474FULL-0303X | FL/CL/R/S/24V/SEPERATE/SWITCH | 640474FULL-0303X | ROLP SB, Shallow Base, Sounder/Beacon, 24V, Red Base, Clear Lens, Separate | 732 | cerere oferta | N | 1 | 0 | 1 | 0.1 | KG | NA | NA |  | ROLP SB, Clear Lens | Fulleon | 1
640008FULL-0048X | FL/CL/W/D FLASHNI CLEAR LENS DP BSE WT | 640008FULL-0048X | Flashni XE, Deep Base, White Base, Clear Lens | 732 | cerere oferta | N | 1 | 0 | 1 | 0.1 | KG | NA | NA |  | Flashni XE, White Flash | Fulleon | 1
640206FULL-0089 | FL/CL/W/S 12V SND 5 | 640206FULL-0089 | Flashni, 12V, Sounder/Beacon, Clear lens, White body, Deep base, tone 5 | 732 | cerere oferta | N | 1 | 0 | 1 | 0.1 | KG | NA | NA |  | Flashni XE, White Flash | Fulleon | 1
640006FULL-0007 | FL/CL/W/S FLASHNI SOUND/BEAC 24V | 640006FULL-0007 | Flashni Clear lens, White Shallow Base | 732 | cerere oferta | N | 1 | 0 | 1 | 0.1 | KG | NA | NA |  | Flashni XE, White Flash | Fulleon | 1
640034FULL-0259 | FL/CL/W/S SWITCH | 640034FULL-0259 | Flashni XE, Shallow Base, White Base, Clear Lens, Switch | 732 | cerere oferta | N | 1 | 0 | 1 | 0.1 | KG | NA | NA |  | Flashni XE, White Flash | Fulleon | 1
640105FULL-0260X | FL/CL/W/S/24V/SEPERATE | 640105FULL-0260X | Flashni XE, Shallow Base, 24V, White Base, Clear Lens, Separate | 732 | cerere oferta | N | 1 | 0 | 1 | 0.1 | KG | NA | NA |  | Flashni XE, White Flash | Fulleon | 1
640019FULL-0113 | FL/GL/R/D/24 | 640019FULL-0113 | Flashni XE, Green Lens, Red Deep Base, 24V | 732 | cerere oferta | N | 1 | 0 | 1 | 0.1 | KG | NA | NA |  | Flashni XE, Green Flash | Fulleon | 1
640003FULL-0002X | FL/RL/R/D | 640003FULL-0002X | Flashni XE, Deep Base, Red Base, Red Lens | 732 | cerere oferta | N | 1 | 0 | 1 | 0.1 | KG | NA | NA |  | Flashni XE, Red Flash | Fulleon | 1
640218FULL-0108 | FL/RL/R/D 12V SND5 FLASHNI SOUND/BEACON | 640218FULL-0108 | Flashni, Red Deep base, Red lens | 732 | cerere oferta | N | 1 | 0 | 1 | 0.1 | KG | NA | NA |  | Flashni XE, Red Flash | Fulleon | 1
640003MED-0313X | FL/RL/R/D MARINE | 640003MED-0313X | Flashni Sounder/Beacon, Red lens, Red body, Deep base. | 732 | cerere oferta | N | 1 | 0 | 1 | 0.1 | KG | NA | NA |  | Flashni XE, Red Flash Marine | Fulleon | 1
640452FULL-0281X | FL/RL/R/D/SEPARATE/SWITC | 640452FULL-0281X | Flashni XE, Deep Base, Red Base, Red Lens, Separate | 732 | cerere oferta | N | 1 | 0 | 1 | 0.1 | KG | NA | NA |  | Flashni XE, Red Flash | Fulleon | 1
640041FULL-0065X | FL/RL/R/NB SWITCH | 640041FULL-0065X | Flashni XE, No Base, Red Base, Red Lens, Switch | 732 | cerere oferta | N | 1 | 0 | 1 | 0.1 | KG | NA | NA |  | Flashni XE, Red Flash | Fulleon | 1
640204FULL-0067 | FL/RL/R/S 12V SND5 | 640204FULL-0067 | Flashni, 12V, Sounder/Beacon, Red lens, Red body, Shallow base, tone 5 | 732 | cerere oferta | N | 1 | 0 | 1 | 0.1 | KG | NA | NA |  | Flashni XE, Red Flash | Fulleon | 1
640023FULL-0058 | FL/RL/R/S 12V SWITCH | 640023FULL-0058 | Flashni 12V, Sounder/Beacon, Red lens, Red body, Shallow base, Tone select switch | 732 | cerere oferta | N | 1 | 0 | 1 | 0.1 | KG | NA | NA |  | Flashni XE, Red Flash | Fulleon | 1
640205FULL-0278X | FL/RL/R/S 12V TONE 8 SEPARATE | 640205FULL-0278X | Flashni XE, Red Lens, Red Shallow Base, 12V Tone 8 | 732 | cerere oferta | N | 1 | 0 | 1 | 0.1 | KG | NA | NA |  | Flashni XE, Red Flash | Fulleon | 1
640001MED-0314X | FL/RL/R/S MARINE | 640001MED-0314X | Flashni, Red Lens, Red Base, Shallow Base | 732 | cerere oferta | N | 1 | 0 | 1 | 0.1 | KG | NA | NA |  | Flashni XE, Red Flash Marine | Fulleon | 1
640001FULL-0003X | FL/RL/R/S/24V | 640001FULL-0003X | Flashni XE, Shallow Base, 24V, Red Base, Red Lens | 732 | cerere oferta | N | 1 | 0 | 1 | 0.1 | KG | NA | NA |  | Flashni XE, Red Flash | Fulleon | 1
640087FULL-0214 | FL/RL/R/S/SWITCH SEP | 640087FULL-0214 | Flashni XE, Shallow Base, Red Base, Red Lens, Separate | 732 | cerere oferta | N | 1 | 0 | 1 | 0.1 | KG | NA | NA |  | Flashni XE, Red Flash | Fulleon | 1
640041FULL-0325 | FL/RL/R/SWITCH + MAINS BASE | 640041FULL-0325 | Flashni Clear Lens, Red Shallow | 732 | cerere oferta | N | 1 | 0 | 1 | 0.1 | KG | NA | NA |  | Flashni XE, Red Flash | Fulleon | 1
640026FULL-0064X | FL/RL/R/U | 640026FULL-0064X | Flashni XE, U Base, Red Base, Red Lens | 732 | cerere oferta | N | 1 | 0 | 1 | 0.1 | KG | NA | NA |  | Flashni XE, Red Flash | Fulleon | 1
640004FULL-0006X | FL/RL/W/D | 640004FULL-0006X | Flashni XE, Deep Base, White Base, Red Lens | 732 | cerere oferta | N | 1 | 0 | 1 | 0.1 | KG | NA | NA |  | Flashni XE, Red Flash | Fulleon | 1
640217FULL-0063 | FL/RL/W/D 12V SND 5 | 640217FULL-0063 | Flashni XE, Deep Base, 12V, White Base, Red Lens, Tone 5 | 732 | cerere oferta | N | 1 | 0 | 1 | 0.1 | KG | NA | NA |  | Flashni XE, Red Flash | Fulleon | 1
640451FULL-0208X | FL/RL/W/D SEPARATE SWTCH | 640451FULL-0208X | Flashni, Sounder/Beacon, Red Lens, White body, Deep base, Tone select switch, Separate conns for sounder and beacon | 732 | cerere oferta | N | 1 | 0 | 1 | 0.1 | KG | NA | NA |  | Flashni XE, Red Flash | Fulleon | 1
640303FULL-0280X | FL/RL/W/S 12V TONE 8 SEPERATE | 640303FULL-0280X | Flashni XE, Shallow Base, 12V, White Base, Red Lens, Separate, Tone 8 | 732 | cerere oferta | N | 1 | 0 | 1 | 0.1 | KG | NA | NA |  | Flashni XE, Red Flash | Fulleon | 1
640002FULL-0005X | FL/RL/W/S FLASHNI SOUND/BEAC 24V RE | 640002FULL-0005X | Flashni Red Flash, White Shallow | 732 | cerere oferta | N | 1 | 0 | 1 | 0.1 | KG | NA | NA |  | Flashni XE, Red Flash | Fulleon | 1
640027FULL-0297 | FL/RL/W/S SWITCH | 640027FULL-0297 | Flashni XE, Shallow Base, White Base, Red Lens, Switch | 732 | cerere oferta | N | 1 | 0 | 1 | 0.1 | KG | NA | NA |  | Flashni XE, Red Flash | Fulleon | 1
640476FULL-0307 | FL/SV/GL/W/D/SWITCH 24V | 640476FULL-0307 | Flashni XE, Deep Base, 24V, White Base, Green Lens, Switch | 732 | cerere oferta | N | 1 | 0 | 1 | 0.1 | KG | NA | NA |  | Flashni XE, Green Lens | Fulleon | 1
640031FULL-0111X | FL/SV/RL/R/D SWITCH | 640031FULL-0111X | Flashni, Sounder/Beacon, Red lens, Red body, Deep base, Tone select switch. | 732 | cerere oferta | N | 1 | 0 | 1 | 0.1 | KG | NA | NA |  | Flashni XE, Red Flash | Fulleon | 1
640031FULL-0111XE | FL/SV/RL/R/D SWITCH XPRS | 640031FULL-0111XE | Flashni XE, Deep Base, Red Base, Red Lens, Switch | 732 | cerere oferta | N | 1 | 0 | 1 | 0.1 | KG | NA | NA |  | Flashni XE, Red Flash | Fulleon | 1
640025FULL-0061X | FL/SV/RL/R/S SWITCH | 640025FULL-0061X | Flashni, Sounder/Beacon, Red lens, Red body, Shallow base, Tone select switch. | 732 | cerere oferta | N | 1 | 0 | 1 | 0.1 | KG | NA | NA |  | Flashni XE, Red Flash | Fulleon | 1
640025FULL-0061XE | FL/SV/RL/R/S/SWITCH XPRS | 640025FULL-0061XE | Flashni XE, Shallow Base, Red Base, Red Lens, Switch | 732 | cerere oferta | N | 1 | 0 | 1 | 0.1 | KG | NA | NA |  | Flashni XE, Red Flash | Fulleon | 1
78933 | FL1-X | 78933 | INSULATING FLANGE PLATE FL1 | 94 | cerere oferta | N | 10 | 0 | 1 | 0.104 | KG | 23X79X116 | 4015080789338 |  | 277 | PDC | 1
17898 | FL2-2 | 17898 | INSULATING FLANGE PLATE FL2 | 94 | cerere oferta | N | 10 | 0 | 1 | 0.141 | KG | 23X142X116 | 4015080178989 |  | 277 | PDC | 1
20271 | FL2-3 | 20271 | INSULATING FLANGE PLATE FL2 | 94 | cerere oferta | N | 10 | 0 | 1 | 0.14 | KG | 23X142X116 | 4015080202714 |  | 277 | PDC | 1
86052 | FL2-X | 86052 | INSULATING FLANGE PLATE FL2 | 94 | cerere oferta | N | 10 | 0 | 1 | 0.148 | KG | 23X142X116 | 4015080860525 |  | 277 | PDC | 1
208310 | FL2-X-NA | 208310 | nsulated flange FL2 | 94 | cerere oferta | N | 10 | 0 | 1 | 0.21 | KG | 23X116X204 | 4015082083106 |  | 277 | PDC | 1
88425 | FL3-1 | 88425 | INSULATING FLANGE PLATE FL3 | 94 | cerere oferta | N | 10 | 0 | 1 | 0.18 | KG | 23X204X116 | 4015080884255 |  | 277 | PDC | 1
90798 | FL3-2 | 90798 | INSULATING FLANGE PLATE FL3 | 94 | cerere oferta | N | 10 | 0 | 1 | 0.184 | KG | 23X204X116 | 4015080907985 |  | 277 | PDC | 1
22644 | FL3-3 | 22644 | INSULATING FLANGE PLATE FL3 | 94 | cerere oferta | N | 10 | 0 | 1 | 0.187 | KG | 23X204X116 | 4015080226444 |  | 277 | PDC | 1
93171 | FL3-X | 93171 | INSULATING FLANGE PLATE FL3 | 94 | cerere oferta | N | 10 | 0 | 1 | 0.192 | KG | 23X204X116 | 4015080931713 |  | 277 | PDC | 1
12462 | FL3-X-NA | 12462 | INSULATING FLANGE PLATE FL3 | 94 | cerere oferta | N | 10 | 0 | 1 | 0.21 | KG | 23X116X204 | 4015080124627 |  | 277 | PDC | 1
14863 | FL4-2 | 14863 | INSULATING FLANGE PLATE FL4 | 94 | cerere oferta | N | 10 | 0 | 1 | 0.267 | KG | 23X329X116 | 4015080148630 |  | 277 | PDC | 1
17236 | FL4-3 | 17236 | INSULATING FLANGE PLATE FL4 | 94 | cerere oferta | N | 10 | 0 | 1 | 0.274 | KG | 23X329X116 | 4015080172369 |  | 277 | PDC | 1
19609 | FL4-4 | 19609 | INSULATING FLANGE PLATE FL4 | 94 | cerere oferta | N | 10 | 0 | 1 | 0.268 | KG | 23X329X116 | 4015080196099 |  | 277 | PDC | 1
21982 | FL4-5 | 21982 | INSULATING FLANGE PLATE FL4 | 94 | cerere oferta | N | 10 | 0 | 1 | 0.272 | KG | 23X329X116 | 4015080219828 |  | 277 | PDC | 1
44879 | FL4-D | 44879 | ACC.INS.ENCLOSURE CI3-CI49 | 94 | cerere oferta | N | 10 | 0 | 1 | 0.344 | KG | 25X375X120 | 4015080448792 |  | 277 | PDC | 1
24355 | FL4-X | 24355 | INSULATING FLANGE PLATE FL4 | 94 | cerere oferta | N | 10 | 0 | 1 | 0.284 | KG | 23X329X116 | 4015080243557 |  | 277 | PDC | 1
208309 | FL4-X-NA | 208309 | Insulated flange FL4 | 94 | cerere oferta | N | 10 | 0 | 1 | 0.21 | KG | 23X116X204 | 4015082083090 |  | 277 | PDC | 1
ROMZ16 | F-MUE:45-55HZA:4-20MA/2-10V | ROMZ16 | F-MUE:45-55HZA:4-20MA/2-10V | 701 | cerere oferta | N | 1 | 0 | 1 | 1 | KG | 0 001X0 001X0 001 | 9008790083457 |  | 393 | ICD | 1
98595 | FP25-ID | 98595 | ACC.INS.ENCLOSURE CI3-CI49 | 94 | cerere oferta | N | 4 | 0 | 1 | 0.608 | KG | 300X375X250 | 4015080985952 |  | 277 | PDC | 1
10795 | FP50-ID | 10795 | ACC.INS.ENCLOSURE CI3-CI49 | 94 | cerere oferta | N | 4 | 0 | 1 | 1.476 | KG | 300X375X500 | 4015080107958 |  | 277 | PDC | 1
13168 | FP75-ID | 13168 | ACC.INS.ENCLOSURE CI3-CI49 | 94 | cerere oferta | N | 2 | 0 | 1 | 6 | KG | 300X375X750 | 4015080131687 |  | 277 | PDC | 1
275416 | FPK | 275416 | Front Plate Sealing Cap | 81 | cerere oferta | N | 10 | 4 | 1 | 0.008 | KG | 0 001X0 001X0 001 | 4015082754167 |  | 273 | PDC | 1
25415 | FR25 | 25415 | 16MM-ACC.-OPERAT. DEVICES | 67 | cerere oferta | N | 10 | 0 | 1 | 0.003 | KG | 3X25X25 | 4015080254157 |  | 388 | ICD | 1
170995 | FRBM4-C32/3N/003 | 170995 | FRBM4-C32/3N/003 | 79 | cerere oferta | N | 1 | 0 | 30 | 0.445 | KG | 0 001X0 001X0 001 | 4015081675050 |  | 658 | PDC | 1
170996 | FRBM6-C6/3N/003-A | 170996 | FRBM6-C6/3N/003-A | 78 | cerere oferta | N | 1 | 0 | 30 | 0.445 | KG | 0 001X0 001X0 001 | 4015081671175 |  | 658 | PDC | 1
170537 | FRBMM-C16/1N/003 | 170537 | FRBMM-C16/1N/003 | 79 | cerere oferta | N | 1 | 1 | 60 | 0.193 | KG | 0 001X0 001X0 001 | 4015081671366 |  | 658 | PDC | 1
179532 | FRCDM-63/4/003-G/BFQ | 179532 | FRCDM-63/4/003-G/BFQ | 76 | cerere oferta | N | 1 | 4 | 30 | 0.368 | KG | 0 001X0 001X0 001 | 4015081746170 |  | 657 | PDC | 1
167120 | FRCMM-40/2/003-G/A-NA | 167120 | FRCMM-40/2/003-G/A-NA | 78 | cerere oferta | N | 1 | 0 | 60 | 0.22 | KG | 80X35X71 | 4015081636136 |  | 657 | PDC | 1
170366 | FRCMM-40/2/03-G | 170366 | Interruptor Diferencial | 78 | cerere oferta | N | 1 | 0 | 60 | 0.201 | KG | 0 001X0 001X0 001 | 4015081668588 |  | 657 | PDC | 1
1314344 | FRONTKITDCM | 1314344 | Front Mounting Kit DCM/DMM | 73 | cerere oferta | N | 1 | 0 | 1 | 0.02 | KG | 170X100X5 | 8711426502345 |  | 761 | ICD | 1
231895 | FS(*)-P3 | 231895 | Front plate | 54 | cerere oferta | N | 10 | 0 | 1 | 0.003 | KG | 1X84X84 | 1004195 |  | 291 | ICD | 1
231893 | FS(*)-T0 | 231893 | Front plate | 55 | cerere oferta | N | 10 | 0 | 1 | 0.003 | KG | 1X45X45 | 1004196 |  | 292 | ICD | 1
31475 | FS908GE-P3 | 31475 | FRONT PLATES FS | 54 | cerere oferta | S | 5 | 0 | 1 | 0.003 | KG | 86X86X1 | 4015080314752 |  | 291 | ICD | 1
3198 | FS908GE-T0 | 3198 | FRONT PLATE FS | 55 | cerere oferta | S | 10 | 0 | 1 | 0.003 | KG | 47X47X1 | 4015080031987 |  | 292 | ICD | 1
54133 | FS908-T0 | 54133 | FRONT PLATE FS | 55 | cerere oferta | S | 10 | 0 | 1 | 0.003 | KG | 1X45X45 | 4015080541332 |  | 292 | ICD | 1
71438 | FS980-TM-E | 71438 | FRONT PLATE FS | 55 | cerere oferta | S | 10 | 0 | 1 | 0.001 | KG | 28X28X1 | 4015080714385 |  | 292 | ICD | 1
73811 | FS980-TM-EZ | 73811 | FRONT PLATE FS | 55 | cerere oferta | S | 50 | 0 | 1 | 0.001 | KG | 28X28X1 | 4015080738114 |  | 292 | ICD | 1
249040 | FS-ALU(*)-P3 | 249040 | Front plate, colour alu | 54 | cerere oferta | N | 10 | 0 | 1 | 0.003 | KG | 1X84X84 | 1004189 |  | 291 | ICD | 1
249039 | FS-ALU(*)-T0 | 249039 | Front plate, colour alu | 55 | cerere oferta | N | 10 | 0 | 1 | 0.003 | KG | 1X45X45 | 1004190 |  | 292 | ICD | 1
266906 | FS-ALU980-P3 | 266906 | FRONT LABELS FS (ALU) | 54 | cerere oferta | S | 10 | 0 | 1 | 0.005 | KG | 86X86X1 | 4015082669065 |  | 291 | ICD | 1
266905 | FS-ALU980-T0 | 266905 | FRONT LABEL FS (ALU) | 55 | cerere oferta | S | 50 | 0 | 1 | 0.002 | KG | 47X47X1 | 4015082669058 |  | 292 | ICD | 1
1380-30-D | FSMD/024/100/UA/LONG | 1380-30-D | FSMD/024/100/UA/LONG | 732 | cerere oferta | N | 1 | 0 | 1 | 0.1 | KG | NA | NA |  | Door Release, 100KG | Fulleon | 1
1350-CSA | FSMD/024/40/W/DIODE | 1350-CSA | FSMD/024/40/W/DIODE | 732 | cerere oferta | N | 1 | 0 | 1 | 0.1 | KG | NA | NA |  | Door Release, 40KG | Fulleon | 1
1369-CSA | FSMD/024/50/FL | 1369-CSA | FSMD/024/50/FL | 732 | cerere oferta | N | 1 | 0 | 1 | 0.1 | KG | NA | NA |  | Door Release, 50KG | Fulleon | 1
1320-240 | FSMD/230/40W | 1320-240 | FSMD/230/40W | 732 | cerere oferta | N | 1 | 0 | 1 | 0.1 | KG | NA | NA |  | Door Release, 40KG | Fulleon | 1
225356 | FS-SOND-ERSTBESTELLUNG-P3 | 225356 | FS front plate | 54 | cerere oferta | S | 10 | 0 | 1 | 0.003 | KG | 84X84X2 | 4015082253561 |  | 291 | ICD | 1
225355 | FS-SOND-ERSTBESTELLUNG-T0 | 225355 | FS front plate | 55 | cerere oferta | S | 10 | 0 | 1 | 0.001 | KG | 45X45X2 | 4015082253554 |  | 292 | ICD | 1
2319 | FT-CI | 2319 | BT ASSEMBLY PARTS | 94 | cerere oferta | S | 10 | 0 | 1 | 0.063 | KG | 7X94X103 | 4015080023197 |  | 277 | PDC | 1
178944 | FUP-KLV | 178944 | FUP-KLV | 84 | cerere oferta | S | 1 | 0 | 1 | 0.14 | KG | 0 001X0 001X0 001 | 4015081742615 |  | 272 | PDC | 1
ROCO0000000293 | FUS NH-3 630A gG/gL 500V | ROCO0000000293 | FUS NH-3 630A gG/gL 500V | 82 | cerere oferta | N | 1 | 0 | 1 | 1 | KG | 0 001X0 001X0 001 | 9008790470196 |  | 667 | PDC | 1
400NHM2B | FUSE NH 2 AM 400A 500V D.I. | 400NHM2B | FUSE NH 2 AM 400A 500V D.I. | 82 | cerere oferta | N | 3 | 0 | 1 | 0.001 | KG | 0 001X0 001X0 001 | 5027590255363 |  | 951 | BUSSMAN | 1
35NZ02 | FUSE-D02 35A T GL/GG 400VAC E18 | 35NZ02 | FUSE-D02 35A T GL/GG 400VAC E18 | 82 | cerere oferta | N | 10 | 0 | 1 | 0.014 | KG | 0 001X0 001X0 001 | 3838895306825 |  | 951 | BUSSMAN | 1
50NZ02 | FUSE-D02 50A T GL/GG 400VAC E18 | 50NZ02 | FUSE-D02 50A T GL/GG 400VAC E18 | 82 | cerere oferta | N | 10 | 0 | 1 | 0.014 | KG | 0 001X0 001X0 001 | 3838895306849 |  | 951 | BUSSMAN | 1
63NZ02 | FUSE-D02 63A T GL/GG 400VAC E18 | 63NZ02 | FUSE-D02 63A T GL/GG 400VAC E18 | 82 | cerere oferta | N | 10 | 0 | 1 | 0.015 | KG | 0 001X0 001X0 001 | 3838895306856 |  | 951 | BUSSMAN | 10
35D33R | FUSE-D2 35A F GR 500VAC E33 | 35D33R | FUSE-D2 35A F GR 500VAC E33 | 82 | cerere oferta | N | 25 | 0 | 1 | 0.05 | KG | 0 001X0 001X0 001 | 5027590081832 |  | 951 | BUSSMAN | 1
63D33R | FUSE-D2 63A F GR 500VAC E33 | 63D33R | FUSE-D2 63A F GR 500VAC E33 | 82 | cerere oferta | N | 5 | 0 | 1 | 0.054 | KG | 0 001X0 001X0 001 | 5027590084727 |  | 951 | BUSSMAN | 1
50D33R | FUSE-D3 50A GR ULTRA RAPID 500VAC E33 | 50D33R | FUSE-D3 50A GR ULTRA RAPID 500VAC E33 | 82 | cerere oferta | N | 25 | 0 | 1 | 0.052 | KG | 0 001X0 001X0 001 | 5027590084093 |  | 951 | BUSSMAN | 1
215033 | FZK011 | 215033 | termostat tablou 1ND+1NI 10-60 C | 73 | cerere oferta | N | 1 | 0 | 1 | 0.071 | KG | 37X50X67 | 4015082150334 |  | 279 | PDC | 1
20280 | GA-1-I43-G | 20280 | ACC.INS.ENCLOSURE CI3-CI49 | 94 | cerere oferta | N | 4 | 0 | 1 | 0.326 | KG | 50X250X375 | 4015080202806 |  | 277 | PDC | 1
25026 | GA-1-I44 | 25026 | ACC.INS.ENCLOSURE CI3-CI49 | 94 | cerere oferta | N | 2 | 0 | 1 | 0.543 | KG | 50X375X375 | 4015080250265 |  | 277 | PDC | 1
27399 | GA-2-I44 | 27399 | ACC.INS.ENCLOSURE CI3-CI49 | 94 | cerere oferta | N | 2 | 0 | 1 | 0.511 | KG | 50X375X375 | 4015080273998 |  | 277 | PDC | 1
178965 | GAH1-KLV | 178965 | GAH1-KLV | 84 | cerere oferta | S | 1 | 0 | 1 | 0.34 | KG | 0 001X0 001X0 001 | 4015081742820 |  | 272 | PDC | 1
178912 | GAH2-KLV | 178912 | GAH2-KLV | 84 | cerere oferta | S | 1 | 0 | 1 | 0.47 | KG | 0 001X0 001X0 001 | 4015081742295 |  | 272 | PDC | 1
178913 | GAH3-KLV | 178913 | GAH3-KLV | 84 | cerere oferta | S | 1 | 0 | 1 | 0.56 | KG | 0 001X0 001X0 001 | 4015081742301 |  | 272 | PDC | 1
178914 | GAH4-KLV | 178914 | GAH4-KLV | 84 | cerere oferta | S | 1 | 0 | 1 | 0.67 | KG | 0 001X0 001X0 001 | 4015081742318 |  | 272 | PDC | 1
53502 | GA-MS-I43 | 53502 | ACC.INS.ENCLOSURE CI3-CI49 | 94 | cerere oferta | N | 1 | 0 | 1 | 0.621 | KG | 100X375X250 | 4015080535027 |  | 277 | PDC | 1
55875 | GA-MS-I44 | 55875 | ACC.INS.ENCLOSURE CI3-CI49 | 94 | cerere oferta | N | 1 | 0 | 1 | 1.097 | KG | 100X375X375 | 4015080558750 |  | 277 | PDC | 1
51123 | GA-O/I23 | 51123 | ACC.INS.ENCLOSURE CI3-CI49 | 94 | cerere oferta | N | 5 | 0 | 1 | 0.1 | KG | 20X250X188 | 4015080511236 |  | 277 | PDC | 1
53496 | GA-O/I43 | 53496 | ACC.INS.ENCLOSURE CI3-CI49 | 94 | cerere oferta | N | 5 | 0 | 1 | 0.19 | KG | 20X250X375 | 4015080534969 |  | 277 | PDC | 1
55869 | GA-O/I44 | 55869 | ACC.INS.ENCLOSURE CI3-CI49 | 94 | cerere oferta | N | 5 | 0 | 1 | 0.261 | KG | 20X375X375 | 4015080558699 |  | 277 | PDC | 1
46378 | GA-RS-I23 | 46378 | ACC.FUSE S + RS | 94 | cerere oferta | N | 2 | 0 | 1 | 0.13 | KG | 20X188X250 | 4015080463788 |  | 277 | PDC | 1
48751 | GA-RS-I43 | 48751 | ACC.FUSE S + RS | 94 | cerere oferta | N | 1 | 0 | 1 | 0.153 | KG | 20X375X250 | 4015080487517 |  | 277 | PDC | 1
17907 | GA-RS-I43-G | 17907 | ACC.FUSE S + RS | 94 | cerere oferta | N | 1 | 0 | 1 | 0.173 | KG | 20X375X250 | 4015080179078 |  | 277 | PDC | 1
22653 | GA-RS-I44 | 22653 | ACC.FUSE S + RS | 94 | cerere oferta | N | 2 | 0 | 1 | 0.259 | KG | 20X375X375 | 4015080226536 |  | 277 | PDC | 1
178961 | GAU1-KLV | 178961 | GAU1-KLV | 84 | cerere oferta | S | 1 | 0 | 1 | 0.34 | KG | 0 001X0 001X0 001 | 4015081742783 |  | 272 | PDC | 1
178962 | GAU2-KLV | 178962 | GAU2-KLV | 84 | cerere oferta | S | 1 | 0 | 1 | 0.47 | KG | 0 001X0 001X0 001 | 4015081742790 |  | 272 | PDC | 1
178963 | GAU3-KLV | 178963 | GAU3-KLV | 84 | cerere oferta | S | 1 | 0 | 1 | 0.56 | KG | 0 001X0 001X0 001 | 4015081742806 |  | 272 | PDC | 1
178964 | GAU4-KLV | 178964 | GAU4-KLV | 84 | cerere oferta | S | 1 | 0 | 1 | 0.67 | KG | 0 001X0 001X0 001 | 4015081742813 |  | 272 | PDC | 1
200007 | GD4-050-BD3 | 200007 | Power supply unit,24VDC,3-phas,non-stab | 3 | cerere oferta | N | 1 | 0 | 1 | 2.4 | KG | 140X125X73 | 4015082000073 |  | 209 | IAB | 1
200009 | GD4-100-BD3 | 200009 | Power supply unit,24VDC,3-phas,non-stab | 3 | cerere oferta | N | 1 | 0 | 1 | 4.45 | KG | 170X155X82 | 4015082000097 |  | 209 | IAB | 1
200011 | GD4-150-BD3 | 200011 | Power supply unit,24VDC,3-phas,non-stab | 3 | cerere oferta | N | 1 | 0 | 1 | 5.8 | KG | 170X155X97 | 4015082000110 |  | 209 | IAB | 1
200012 | GD4-200-BD3 | 200012 | Power supply unit,24VDC,3-phas,non-stab | 3 | cerere oferta | N | 1 | 0 | 1 | 7.566 | KG | 225X190X105 | 4015082000127 |  | 209 | IAB | 1
200014 | GD4-300-BD3 | 200014 | Power supply unit,24VDC,3-phas,non-stab | 3 | cerere oferta | N | 1 | 0 | 1 | 11.2 | KG | 240X190X115 | 4015082000141 |  | 209 | IAB | 1
285825 | GFX-COMBINATION-* | 285825 | GFX-Combination | 63 | cerere oferta | N | 1 | 5 | 1 | 0.125 | KG | 86X86X43 | 1001324 |  | 204 | IAB | 1
178969 | GH-KLV | 178969 | GH-KLV | 84 | cerere oferta | S | 1 | 0 | 1 | 0.07 | KG | 0 001X0 001X0 001 | 4015081742868 |  | 272 | PDC | 1
ROALF000000065 | Grid serv-Kit soft gridvis service | ROALF000000065 | Grid serv-Kit soft gridvis service | 70 | cerere oferta | N | 1 | 0 | 1 | 1 | KG | 0 001X0 001X0 001 | 9008790682124 |  | 393 | ICD | 1
101474 | GR-PKZ0 | 101474 | Cutie pt.montaj incastrat | 57 | cerere oferta | S | 1 | 0 | 1 | 0.035 | KG | 74X56X31 | 4015081013944 |  | 293 | ICD | 1
26741 | GS00-160 | 26741 | soclu fuzibili tip MPR marimea 00 | 73 | cerere oferta | N | 1 | 0 | 1 | 0.53 | KG | 86X104X135 | 4015080267416 |  | 667 | PDC | 1
224550 | GST00-160-40-60-AOU | 224550 | soclu fuzibili tip MPR marimea 00 montaj | 73 | cerere oferta | N | 1 | 0 | 1 | 1 | KG | 96X106X169 | 4015082245504 |  | 279 | PDC | 1
289016 | GSU1 | 289016 | soclu fuzibili tip MPR marimea 1 | 73 | cerere oferta | N | 1 | 0 | 60 | 1.6 | KG | 107X196X254 | 4015082890162 |  | 279 | PDC | 1
289017 | GSU2 | 289017 | GSU2 | 82 | cerere oferta | N | 1 | 0 | 60 | 2.1 | KG | 115X196X254 | 4015082890179 |  | 667 | PDC | 1
289018 | GSU3 | 289018 | soclu fuzibili tip MPR marimea 3 | 73 | cerere oferta | N | 1 | 0 | 60 | 3.035 | KG | 133X254X272 | 4015082890186 |  | 667 | PDC | 1
RODDS000000312 | GW 62535-PRIZA | RODDS000000312 | GW 62535-PRIZA | 100 | cerere oferta | N | 1 | 0 | 1 | 1 | KG | 0 001X0 001X0 001 | 9008790615535 |  | 278 | PDC | 1
200016 | GW4-030-BA3 | 200016 | Power supply unit,24VDC,1-phas,non-stab | 3 | cerere oferta | N | 1 | 0 | 1 | 2.149 | KG | 122X85X90 | 4015082000165 |  | 209 | IAB | 1
200017 | GW4-050-BA3 | 200017 | Power supply unit,24VDC,1-phas,non-stab | 3 | cerere oferta | N | 1 | 0 | 1 | 2.673 | KG | 135X85X98 | 4015082000172 |  | 209 | IAB | 1
200018 | GW4-080-BA3 | 200018 | Power supply unit,24VDC,1-phas,non-stab | 3 | cerere oferta | N | 1 | 0 | 1 | 3.783 | KG | 151X106X100 | 4015082000189 |  | 209 | IAB | 1
200019 | GW4-100-BA3 | 200019 | Power supply unit,24VDC,1-phas,non-stab | 3 | cerere oferta | N | 1 | 0 | 1 | 4.48 | KG | 169X121X105 | 4015082000196 |  | 209 | IAB | 1
ROWD901901 | H0,5/14DWEISS/500-WD | ROWD901901 | H0,5/14DWEISS/500-WD | 731 | cerere oferta | N | 1 | 0 | 1 | 0.01 | KG | 0 001X0 001X0 001 | 9008790082092 |  | 306 | ICD | 1
ROWD9004300000 | H0,75/14D GR BD | ROWD9004300000 | H0,75/14D GR BD | 731 | cerere oferta | N | 1 | 0 | 1 | 1 | KG | 0 001X0 001X0 001 | 9008790486760 |  | 306 | ICD | 1
ROWD9019080000 | H1,0/14D R | ROWD9019080000 | H1,0/14D R | 731 | cerere oferta | N | 1 | 0 | 1 | 1 | KG | 0 001X0 001X0 001 | 9008790308147 |  | 306 | ICD | 1
ROWD901912 | H1,5/14DSCHWARZ-WD | ROWD901912 | H1,5/14DSCHWARZ-WD | 731 | cerere oferta | N | 1 | 0 | 1 | 0.011 | KG | 0 001X0 001X0 001 | 9008790082085 |  | 306 | ICD | 1
ROWD901924 | H10/22DROT-WD | ROWD901924 | H10/22DROT-WD | 731 | cerere oferta | N | 1 | 0 | 1 | 0.01 | KG | 0 001X0 001X0 001 | 9008790082054 |  | 306 | ICD | 1
45062 | H1-T5 | 45062 | Acc. Cam Switches (UK) | 55 | cerere oferta | S | 1 | 0 | 1 | 0.07 | KG | 70X90X90 | 4015080450627 |  | 292 | ICD | 1
ROWD901916 | H2,5/14DBLAU-WD | ROWD901916 | H2,5/14DBLAU-WD | 731 | cerere oferta | N | 1 | 0 | 1 | 0.01 | KG | 0 001X0 001X0 001 | 9008790082078 |  | 306 | ICD | 1
ROWD9019160000 | H2,5/15D BL | ROWD9019160000 | H2,5/15D BL | 731 | cerere oferta | N | 1 | 0 | 1 | 1 | KG | 0 001X0 001X0 001 | 9008790308154 |  | 306 | ICD | 1
93828 | H3-T0 | 93828 | Acc. Cam Switches (UK) | 55 | cerere oferta | S | 1 | 0 | 1 | 0.06 | KG | 101X75X90 | 4015080938286 |  | 292 | ICD | 1
ROWD9019190000 | H4,0/17D GR | ROWD9019190000 | H4,0/17D GR | 731 | cerere oferta | N | 1 | 0 | 1 | 0.01 | KG | 0 001X0 001X0 001 | 9008790308161 |  | 306 | ICD | 1
ROWD901919 | H4/18DGRAU-WD | ROWD901919 | H4/18DGRAU-WD | 731 | cerere oferta | N | 1 | 0 | 1 | 0.013 | KG | 0 001X0 001X0 001 | 9008790082061 |  | 306 | ICD | 1
ROWD9019220000 | H6,0/20D GE | ROWD9019220000 | H6,0/20D GE | 731 | cerere oferta | N | 1 | 0 | 1 | 0.01 | KG | 0 001X0 001X0 001 | 9008790308178 |  | 306 | ICD | 1
RORTS0L8550017 | HA/HO-SL00/185 | RORTS0L8550017 | HA/HO-SL00/185 | 732 | cerere oferta | N | 1 | 0 | 1 | 1 | KG | 0 001X0 001X0 001 | 9008790598227 |  | 279 | PDC | 1
178972 | HA-KLV | 178972 | HA-KLV | 84 | cerere oferta | S | 1 | 0 | 1 | 0.13 | KG | 0 001X0 001X0 001 | 4015081742899 |  | 272 | PDC | 1
ROL8550017 | HA-SL00+HO-SL00 | ROL8550017 | HA-SL00+HO-SL00 | 732 | cerere oferta | N | 1 | 0 | 1 | 1 | KG | 0 001X0 001X0 001 | 9008790084669 |  | 279 | PDC | 1
RORTS0L8950666 | HA-SL123/10 | RORTS0L8950666 | HA-SL123/10 | 732 | cerere oferta | N | 1 | 0 | 1 | 1 | KG | 0 001X0 001X0 001 | 9008790425615 |  | 667 | PDC | 1
RORTS0L8950675 | HA-SL3X2/10 | RORTS0L8950675 | HA-SL3X2/10 | 732 | cerere oferta | N | 1 | 0 | 1 | 1 | KG | 0 001X0 001X0 001 | 9008790565717 |  | 279 | PDC | 1
32721 | H-B3-PKZ0 | 32721 | accesorii PKZ0 | 33 | cerere oferta | S | 20 | 2.5 | 1 | 0.004 | KG | 12X45X26 | 4015080327219 |  | 701 | ICD | 1
220228 | H-B3-PKZ4 | 220228 | capac protectie borne PKZM4 | 33 | cerere oferta | S | 10 | 2 | 1 | 0.005 | KG | 40X35X9 | 4015082202286 |  | 701 | ICD | 1
2316 | HBA-4344 | 2316 | BT ASSEMBLY PARTS | 94 | cerere oferta | N | 10 | 0 | 1 | 0.03 | KG | 0X0X0 | 4015080023166 |  | 277 | PDC | 1
256581 | HB-PKZ4 | 256581 | accesorii PKZM4 | 33 | cerere oferta | S | 1 | 3.2 | 1 | 0.024 | KG | 65X55X22 6 | 4015082565817 |  | 701 | ICD | 1
174167 | HCAP-IKA | 174167 | HCAP-IKA | 84 | cerere oferta | S | 20 | 0 | 1 | 0.004 | KG | 0 001X0 001X0 001 | 4015081706297 |  | 272 | PDC | 1
10482 | HDILE | 10482 | capac plastic DILEM/DILER | 36 | cerere oferta | S | 1 | 2.5 | 1 | 0.007 | KG | 23X45X55 | 4015080104827 |  | 703 | ICD | 1
93849 | HDP-ID | 93849 | ACC.INS.ENCLOSURE CI3-CI49 | 94 | cerere oferta | N | 5 | 0 | 1 | 0.117 | KG | 10X100X50 | 4015080938491 |  | 277 | PDC | 1
215037 | HG040AC/DC110-250V100W | 215037 | rezistenta incalzire tablou | 73 | cerere oferta | N | 1 | 0 | 1 | 0.46 | KG | 200X100X100 | 4015082150372 |  | 279 | PDC | 1
215034 | HG040AC/DC110-250V15W | 215034 | rezistenta incalzire tablou | 73 | cerere oferta | N | 1 | 0 | 1 | 1 | KG | 200X100X100 | 4015082150341 |  | 279 | PDC | 1
215036 | HG040AC/DC110-250V45W | 215036 | rezistenta incalzire tablou | 73 | cerere oferta | N | 1 | 0 | 1 | 1 | KG | 200X100X100 | 4015082150365 |  | 279 | PDC | 1
46382 | HG-CI | 46382 | ACC.INS.ENCLOSURE CI3-CI49 | 94 | cerere oferta | S | 20 | 0 | 1 | 0.004 | KG | 10X20X20 | 4015080463825 |  | 277 | PDC | 1
61813 | HI11-P1/P3E | 61813 | Acc. Circuit Interrupter (UK) | 54 | cerere oferta | S | 5 | 0 | 1 | 0.04 | KG | 41X15X83 | 4015080618133 |  | 291 | ICD | 1
62031 | HI11-P1/P3Z | 62031 | Acc. Circuit Interrupter (UK) | 54 | cerere oferta | S | 5 | 0 | 1 | 0.04 | KG | 41X15X83 | 4015080620310 |  | 291 | ICD | 1
280963 | HI21-P5-125/160E | 280963 | Aux.cont. 2M,1B p.P5-125/160,Form E | 54 | cerere oferta | S | 1 | 0 | 1 | 0.045 | KG | 50X130X75 | 4015082809638 |  | 291 | ICD | 1
280964 | HI21-P5-125/160Z | 280964 | Aux.cont. 2M,1B p.P5-125/160,Form Z | 54 | cerere oferta | S | 1 | 0 | 1 | 0.045 | KG | 50X130X75 | 4015082809645 |  | 291 | ICD | 1
280965 | HI21-P5-250/315E | 280965 | Aux.cont. 2M,1B p.P5-250/315,Form E | 54 | cerere oferta | S | 1 | 0 | 1 | 0.045 | KG | 50X130X75 | 4015082809652 |  | 291 | ICD | 1
280966 | HI21-P5-250/315Z | 280966 | Aux.cont. 2M,1B p.P5-250/315,Form Z | 54 | cerere oferta | S | 1 | 0 | 1 | 0.045 | KG | 50X130X75 | 4015082809669 |  | 291 | ICD | 1
174186 | HINGE-IKA | 174186 | HINGE-IKA | 84 | cerere oferta | S | 20 | 0 | 1 | 0.019 | KG | 0 001X0 001X0 001 | 4015081706488 |  | 272 | PDC | 1
39261 | H-K150/5 | 39261 | accesorii cleme | 73 | cerere oferta | N | 1 | 0 | 1 | 0.16 | KG | 50X160X115 | 4015080392613 |  | 279 | PDC | 1
41634 | H-K240/5 | 41634 | accesorii cleme | 73 | cerere oferta | N | 1 | 0 | 1 | 0.215 | KG | 70X316X140 | 4015080416340 |  | 279 | PDC | 1
44007 | H-K2X240/5 | 44007 | accesorii cleme | 73 | cerere oferta | N | 1 | 0 | 1 | 0.327 | KG | 70X316X140 | 4015080440079 |  | 279 | PDC | 1
48753 | H-K3X185/5 | 48753 | accesorii cleme | 73 | cerere oferta | N | 1 | 0 | 1 | 0.371 | KG | 70X366X140 | 4015080487531 |  | 279 | PDC | 1
46380 | H-K3X240/5 | 46380 | accesorii cleme | 73 | cerere oferta | N | 1 | 0 | 1 | 0.49 | KG | 70X416X140 | 4015080463801 |  | 279 | PDC | 1
51126 | H-K4X185/5 | 51126 | accesorii cleme | 73 | cerere oferta | N | 1 | 0 | 1 | 0.488 | KG | 70X416X140 | 4015080511267 |  | 279 | PDC | 1
36888 | H-K95/5 | 36888 | accesorii cleme | 73 | cerere oferta | N | 4 | 0 | 1 | 0.099 | KG | 50X161X115 | 4015080368885 |  | 279 | PDC | 1
98585 | HK-K240 | 98585 | accesorii cleme | 73 | cerere oferta | N | 1 | 0 | 1 | 0.001 | KG | 50X50X50 | 4015080985853 |  | 279 | PDC | 1
15531 | HK-K3X185 | 15531 | ACC.TERMINALS | 94 | cerere oferta | N | 1 | 0 | 1 | 0.001 | KG | 50X50X50 | 4015080155317 |  | 279 | PDC | 1
13158 | HK-K3X240 | 13158 | accesorii cleme | 73 | cerere oferta | N | 1 | 0 | 1 | 0.001 | KG | 50X50X50 | 4015080131588 |  | 279 | PDC | 1
1917 | HK-K3X240-K4X185 | 1917 | accesorii cleme | 73 | cerere oferta | N | 1 | 0 | 1 | 0.001 | KG | 50X50X50 | 4015080019176 |  | 279 | PDC | 1
1916 | HK-K95-K150 | 1916 | accesorii cleme | 73 | cerere oferta | N | 1 | 0 | 1 | 0.042 | KG | 50X50X50 | 4015080019169 |  | 279 | PDC | 1
48101 | H-MCSN | 48101 | Accesoriu MCS(N) | 60 | cerere oferta | S | 1 | 0 | 1 | 0.089 | KG | 61X97X71 | 4015080481010 |  | 296 | ICD | 1
17253 | H-P1 | 17253 | Acc. Cam Switches (UK) | 54 | cerere oferta | S | 5 | 0 | 1 | 0.009 | KG | 49X35X24 | 4015080172536 |  | 291 | ICD | 1
19626 | H-P14 | 19626 | Acc. Circuit Interrupter (UK) | 54 | cerere oferta | S | 5 | 0 | 1 | 0.022 | KG | 0 001X0 001X0 001 | 4015080196266 |  | 291 | ICD | 1
21999 | H-P3 | 21999 | Acc. Circuit Interrupter (UK) | 54 | cerere oferta | S | 5 | 0 | 1 | 0.036 | KG | 0 001X0 001X0 001 | 4015080219996 |  | 291 | ICD | 1
293977 | H-P5-125/160 | 293977 | Terminal shroud, 1-pole | 54 | cerere oferta | S | 1 | 0 | 1 | 0.009 | KG | 5X5X20 | 4015082939779 |  | 291 | ICD | 1
293978 | H-P5-250/315 | 293978 | Terminal shroud, 1-pole | 54 | cerere oferta | S | 1 | 0 | 1 | 0.012 | KG | 10X10X25 | 4015082939786 |  | 291 | ICD | 1
178946 | HP-KLV | 178946 | HP-KLV | 84 | cerere oferta | S | 1 | 0 | 1 | 0.02 | KG | 0 001X0 001X0 001 | 4015081742639 |  | 272 | PDC | 1
ROEAT000000534 | HPO-1041073 | ROEAT000000534 | HPO-1041073 | 55 | cerere oferta | N | 1 | 0 | 1 | 1 | KG | 0 001X0 001X0 001 | 9008790670671 |  | 292 | ICD | 1
2291 | HS25-CI | 2291 | BT ASSEMBLY PARTS | 94 | cerere oferta | S | 25 | 0 | 1 | 0.013 | KG | 20X20X50 | 4015080022916 |  | 277 | PDC | 1
29118 | H-S27-1 | 29118 | accesorii soclu fuzibili | 73 | cerere oferta | N | 10 | 0 | 1 | 0.035 | KG | 53X43X63 | 4015080291183 |  | 667 | PDC | 1
2292 | HS50-CI | 2292 | BT ASSEMBLY PARTS | 94 | cerere oferta | S | 25 | 0 | 1 | 0.02 | KG | 157X142X68 | 4015080022923 |  | 277 | PDC | 1
2321 | HSH0632 | 2321 | BT ASSEMBLY PARTS | 94 | cerere oferta | N | 5 | 0 | 1 | 0.034 | KG | 50X200X50 | 4015080023210 |  | 277 | PDC | 1
2320 | HSH-CI | 2320 | BT ASSEMBLY PARTS | 94 | cerere oferta | S | 5 | 0 | 1 | 0.027 | KG | 30X15X40 | 4015080023203 |  | 277 | PDC | 1
178931 | HS-KLV | 178931 | HS-KLV | 84 | cerere oferta | S | 1 | 0 | 1 | 0.05 | KG | 0 001X0 001X0 001 | 4015081742486 |  | 272 | PDC | 1
256151 | HS-SA(*)-T0 | 256151 | Main key for lock mechanism | 55 | cerere oferta | N | 10 | 0 | 1 | 0.005 | KG | 47X21X4 | 1004187 |  | 292 | ICD | 1
200183 | H-T6-160 | 200183 | Terminal shroud | 55 | cerere oferta | S | 6 | 0 | 1 | 0.035 | KG | 58X144X34 | 4015082001834 |  | 292 | ICD | 1
200184 | H-T8 | 200184 | Terminal shroud | 55 | cerere oferta | S | 6 | 0 | 1 | 0.16 | KG | 81X228X53 | 4015082001841 |  | 292 | ICD | 1
178953 | HW1-KLV | 178953 | HW1-KLV | 84 | cerere oferta | S | 1 | 0 | 1 | 0.75 | KG | 0 001X0 001X0 001 | 4015081742707 |  | 272 | PDC | 1
178954 | HW2-KLV | 178954 | HW2-KLV | 84 | cerere oferta | S | 1 | 0 | 1 | 0.9 | KG | 0 001X0 001X0 001 | 4015081742714 |  | 272 | PDC | 1
178955 | HW3-KLV | 178955 | HW3-KLV | 84 | cerere oferta | S | 1 | 0 | 1 | 1.1 | KG | 0 001X0 001X0 001 | 4015081742721 |  | 272 | PDC | 1
178956 | HW4-KLV | 178956 | HW4-KLV | 84 | cerere oferta | S | 1 | 0 | 1 | 1.3 | KG | 0 001X0 001X0 001 | 4015081742738 |  | 272 | PDC | 1
F91230110 | HWB/200/GG/BB/230VAC | F91230110 | Ex Signalling bell dWG21 200mm grey gong, black body, 230Vac | 732 | cerere oferta | N | 1 | 0 | 1 | 0.1 | KG | NA | NA |  | FHF , HWB | Fulleon | 1
F91024210 | HWB/200/GG/BB/24VDC | F91024210 | Ex Signalling bell dWG21 200mm grey gong, black body, 24Vdc | 732 | cerere oferta | N | 1 | 0 | 1 | 0.1 | KG | NA | NA |  | FHF , HWB | Fulleon | 1
178941 | HWS-KLV | 178941 | HWS-KLV | 84 | cerere oferta | S | 1 | 0 | 1 | 0.06 | KG | 0 001X0 001X0 001 | 4015081742585 |  | 272 | PDC | 1
45063 | HZ-T5 | 45063 | Acc. Cam Switches (UK) | 55 | cerere oferta | S | 10 | 0 | 1 | 0.012 | KG | 170X160X122 | 4015080450634 |  | 292 | ICD | 1
812023FULL-0124X | I SOL-LX-C/RF/W1/D | 812023FULL-0124X | Solista LX, White Base, Red Flash, Deep | 732 | cerere oferta | N | 1 | 0 | 1 | 0.1 | KG | NA | NA |  | Solista LX, Red Flash | Fulleon | 1
812021FULL-0122X | I SOL-LX-C/WF/W1/D | 812021FULL-0122X | Solista LX, White Base, White Flash, Deep | 732 | cerere oferta | N | 1 | 0 | 1 | 0.1 | KG | NA | NA |  | Solista LX, White Flash | Fulleon | 1
812020FULL-0121X | I SOL-LX-C/WF/W1/S | 812020FULL-0121X | Solista LX, White Base, White Flash, Shallow | 732 | cerere oferta | N | 1 | 0 | 1 | 0.1 | KG | NA | NA |  | Solista LX, White Flash | Fulleon | 1
812005FULL-0107X | I SOL-LX-W/RF/R1/D RED FLASH | 812005FULL-0107X | Solista LX, Red Base, Red Flash, Deep | 732 | cerere oferta | N | 1 | 0 | 1 | 0.1 | KG | NA | NA |  | Solista LX, Red Flash | Fulleon | 1
812014FULL-0115X | I SOL-LX-W/RF/R1/U | 812014FULL-0115X | Solista LX, Red Base, Red Flash, U | 732 | cerere oferta | N | 1 | 0 | 1 | 0.1 | KG | NA | NA |  | Solista LX, Red Flash | Fulleon | 1
812016FULL-0117X | I SOL-LX-W/RF/W1/D | 812016FULL-0117X | Solista LX, White Base, Red Flash, Deep | 732 | cerere oferta | N | 1 | 0 | 1 | 0.1 | KG | NA | NA |  | Solista LX, Red Flash | Fulleon | 1
812015FULL-0116X | I SOL-LX-W/RF/W1/S | 812015FULL-0116X | Solista LX, White Base, Red Flash, Shallow | 732 | cerere oferta | N | 1 | 0 | 1 | 0.1 | KG | NA | NA |  | Solista LX, Red Flash | Fulleon | 1
812017FULL-0118X | I SOL-LX-W/RF/W1/U | 812017FULL-0118X | Solista LX, White Base, Red Flash, U | 732 | cerere oferta | N | 1 | 0 | 1 | 0.1 | KG | NA | NA |  | Solista LX, Red Flash | Fulleon | 1
812008FULL-0109X | I SOL-LX-W/WF/R1/D | 812008FULL-0109X | Solista LX, Red Base, White Flash, Deep | 732 | cerere oferta | N | 1 | 0 | 1 | 0.1 | KG | NA | NA |  | Solista LX, White Flash | Fulleon | 1
812007FULL-0108X | I SOL-LX-W/WF/R1/S | 812007FULL-0108X | Solista LX, Red Base, White Flash, Shallow | 732 | cerere oferta | N | 1 | 0 | 1 | 0.1 | KG | NA | NA |  | Solista LX, White Flash | Fulleon | 1
812011FULL-0112X | I SOL-LX-W/WF/W1/D | 812011FULL-0112X | Solista LX, White Base, White Flash, Deep | 732 | cerere oferta | N | 1 | 0 | 1 | 0.1 | KG | NA | NA |  | Solista LX, White Flash | Fulleon | 1
812010FULL-0111X | I SOL-LX-W/WF/W1/S | 812010FULL-0111X | Solista LX, White Base, White Flash, Shallow | 732 | cerere oferta | N | 1 | 0 | 1 | 0.1 | KG | NA | NA |  | Solista LX, White Flash | Fulleon | 1
812012FULL-0113X | I SOL-LX-W/WF/W1/U | 812012FULL-0113X | Solista LX, White Base, White Flash, U | 732 | cerere oferta | N | 1 | 0 | 1 | 0.1 | KG | NA | NA |  | Solista LX, White Flash | Fulleon | 1
46299 | I8 | 46299 | 16 MM ENCLOSURES | 67 | cerere oferta | N | 2 | 0 | 1 | 0.335 | KG | 100X153X75 | 4015080462996 |  | 388 | ICD | 1
ROCO0000000201 | IK9172.11/001/230V/0,9-1,3 | ROCO0000000201 | IK9172.11/001/230V/0,9-1,3 | 70 | cerere oferta | N | 1 | 0 | 1 | 1 | KG | 0 001X0 001X0 001 | 9008790216824 |  | 393 | ICD | 1
174197 | IKA-1/12-ST | 174197 | IKA-1/12-ST | 84 | cerere oferta | S | 1 | 0 | 1 | 1.41 | KG | 0 001X0 001X0 001 | 4015081706594 |  | 272 | PDC | 1
174200 | IKA-1/18-ST | 174200 | IKA-1/18-ST | 84 | cerere oferta | S | 1 | 0 | 1 | 1.83 | KG | 0 001X0 001X0 001 | 4015081706624 |  | 272 | PDC | 1
174221 | IKA-1/4-ST | 174221 | IKA-1/4-ST | 84 | cerere oferta | S | 1 | 0 | 1 | 0.72 | KG | 0 001X0 001X0 001 | 4015081706839 |  | 272 | PDC | 1
174222 | IKA-1/6-ST | 174222 | IKA-1/6-ST | 84 | cerere oferta | S | 1 | 0 | 1 | 0.79 | KG | 0 001X0 001X0 001 | 4015081706846 |  | 272 | PDC | 1
174196 | IKA-1/8-ST | 174196 | IKA-1/8-ST | 84 | cerere oferta | S | 1 | 0 | 1 | 0.92 | KG | 0 001X0 001X0 001 | 4015081706587 |  | 272 | PDC | 1
174198 | IKA-2/24-ST | 174198 | IKA-2/24-ST | 84 | cerere oferta | S | 1 | 0 | 1 | 2.7 | KG | 0 001X0 001X0 001 | 4015081706600 |  | 272 | PDC | 1
174201 | IKA-2/36-ST | 174201 | IKA-2/36-ST | 84 | cerere oferta | S | 1 | 0 | 1 | 3.88 | KG | 0 001X0 001X0 001 | 4015081706631 |  | 272 | PDC | 1
174199 | IKA-3/36-ST | 174199 | IKA-3/36-ST | 84 | cerere oferta | S | 1 | 0 | 1 | 3.92 | KG | 0 001X0 001X0 001 | 4015081706617 |  | 272 | PDC | 1
174202 | IKA-3/54-ST | 174202 | IKA-3/54-ST | 84 | cerere oferta | S | 1 | 0 | 1 | 3.91 | KG | 0 001X0 001X0 001 | 4015081706648 |  | 272 | PDC | 1
86081 | IM4-CI23 | 86081 | ACC.INS.ENCLOSURE CI3-CI49 | 94 | cerere oferta | S | 10 | 0 | 1 | 0.225 | KG | 3X188X250 | 4015080860815 |  | 277 | PDC | 1
88454 | IM4-CI43 | 88454 | ACC.INS.ENCLOSURE CI3-CI49 | 94 | cerere oferta | S | 5 | 0 | 1 | 0.503 | KG | 3X375X250 | 4015080884545 |  | 277 | PDC | 1
90827 | IM4-CI44 | 90827 | ACC.INS.ENCLOSURE CI3-CI49 | 94 | cerere oferta | S | 5 | 0 | 1 | 0.81 | KG | 3X375X375 | 4015080908272 |  | 277 | PDC | 1
93200 | IM4-CI48 | 93200 | ACC.INS.ENCLOSURE CI3-CI49 | 94 | cerere oferta | S | 5 | 0 | 1 | 1.71 | KG | 3X375X750 | 4015080932000 |  | 277 | PDC | 1
124336 | IN63H3-40F | 124336 | IN63H, 3-pole, 4000 A, fixed | 21 | cerere oferta | N | 1 | 0 | 1 | 107.5 | KG | 372X887X426 | 4015081219414 |  | 636 | PDC | 1
124226 | IN63H3-40W | 124226 | IN63H, 3-pole, 4000 A, drawout | 21 | cerere oferta | N | 1 | 0 | 1 | 138.8 | KG | 474X909X524 | 4015081218318 |  | 636 | PDC | 1
124337 | IN63H3-50F | 124337 | IN63H, 3-pole, 5000 A, fixed | 21 | cerere oferta | N | 1 | 0 | 1 | 125.2 | KG | 372X887X426 | 4015081219421 |  | 636 | PDC | 1
124227 | IN63H3-50W | 124227 | IN63H, 3-pole, 5000 A, drawout | 21 | cerere oferta | N | 1 | 0 | 1 | 157.4 | KG | 474X909X524 | 4015081218325 |  | 636 | PDC | 1
124338 | IN63H3-63F | 124338 | IN63H, 3-pole, 6300 A, fixed | 21 | cerere oferta | N | 1 | 0 | 1 | 125.2 | KG | 372X887X426 | 4015081219438 |  | 636 | PDC | 1
124228 | IN63H3-63W | 124228 | IN63H, 3-pole, 6300 A, drawout | 21 | cerere oferta | N | 1 | 0 | 1 | 157.4 | KG | 474X909X524 | 4015081218332 |  | 636 | PDC | 1
124391 | IN63H4-40F | 124391 | IN63H, 4-pole, 4000 A, fixed | 21 | cerere oferta | N | 1 | 0 | 1 | 144.7 | KG | 372X1120X426 | 4015081219964 |  | 636 | PDC | 1
124281 | IN63H4-40W | 124281 | IN63H, 4-pole, 4000 A, drawout | 21 | cerere oferta | N | 1 | 0 | 1 | 166 | KG | 474X1036X524 | 4015081218868 |  | 636 | PDC | 1
124392 | IN63H4-50F | 124392 | IN63H, 4-pole, 5000 A, fixed | 21 | cerere oferta | N | 1 | 0 | 1 | 163.3 | KG | 372X1120X426 | 4015081219971 |  | 636 | PDC | 1
124282 | IN63H4-50W | 124282 | IN63H, 4-pole, 5000 A, drawout | 21 | cerere oferta | N | 1 | 0 | 1 | 200 | KG | 474X1036X524 | 4015081218875 |  | 636 | PDC | 1
124393 | IN63H4-63F | 124393 | IN63H, 4-pole, 6300 A, fixed | 21 | cerere oferta | N | 1 | 0 | 1 | 163.3 | KG | 372X1120X426 | 4015081219988 |  | 636 | PDC | 1
124283 | IN63H4-63W | 124283 | IN63H, 4-pole, 6300 A, drawout | 21 | cerere oferta | N | 1 | 0 | 1 | 200 | KG | 474X1036X524 | 4015081218882 |  | 636 | PDC | 1
124316 | IN63N3-40F | 124316 | IN63N, 3-pole, 4000 A, fixed | 21 | cerere oferta | N | 1 | 0 | 1 | 107.5 | KG | 372X887X426 | 4015081219216 |  | 636 | PDC | 1
124206 | IN63N3-40W | 124206 | IN63N, 3-pole, 4000 A, drawout | 21 | cerere oferta | N | 1 | 0 | 1 | 138.8 | KG | 474X909X524 | 4015081218110 |  | 636 | PDC | 1
124317 | IN63N3-50F | 124317 | IN63N, 3-pole, 5000 A, fixed | 21 | cerere oferta | N | 1 | 0 | 1 | 125.2 | KG | 372X887X426 | 4015081219223 |  | 636 | PDC | 1
124207 | IN63N3-50W | 124207 | IN63N, 3-pole, 5000 A, drawout | 21 | cerere oferta | N | 1 | 0 | 1 | 157.4 | KG | 474X909X524 | 4015081218127 |  | 636 | PDC | 1
124318 | IN63N3-63F | 124318 | IN63N, 3-pole, 6300 A, fixed | 21 | cerere oferta | N | 1 | 0 | 1 | 125.2 | KG | 372X887X426 | 4015081219230 |  | 636 | PDC | 1
124208 | IN63N3-63W | 124208 | IN63N, 3-pole, 6300 A, drawout | 21 | cerere oferta | N | 1 | 0 | 1 | 157.4 | KG | 474X909X524 | 4015081218134 |  | 636 | PDC | 1
124371 | IN63N4-40F | 124371 | IN63N, 4-pole, 4000 A, fixed | 21 | cerere oferta | N | 1 | 0 | 1 | 144.7 | KG | 372X1120X426 | 4015081219766 |  | 636 | PDC | 1
124261 | IN63N4-40W | 124261 | IN63N, 4-pole, 4000 A, drawout | 21 | cerere oferta | N | 1 | 0 | 1 | 166 | KG | 474X1036X524 | 4015081218660 |  | 636 | PDC | 1
124372 | IN63N4-50F | 124372 | IN63N, 4-pole, 5000 A, fixed | 21 | cerere oferta | N | 1 | 0 | 1 | 163.3 | KG | 372X1120X426 | 4015081219773 |  | 636 | PDC | 1
124262 | IN63N4-50W | 124262 | IN63N, 4-pole, 5000 A, drawout | 21 | cerere oferta | N | 1 | 0 | 1 | 200 | KG | 474X1036X524 | 4015081218677 |  | 636 | PDC | 1
124373 | IN63N4-63F | 124373 | IN63N, 4-pole, 6300 A, fixed | 21 | cerere oferta | N | 1 | 0 | 1 | 163.3 | KG | 372X1120X426 | 4015081219780 |  | 636 | PDC | 1
124263 | IN63N4-63W | 124263 | IN63N, 4-pole, 6300 A, drawout | 21 | cerere oferta | N | 1 | 0 | 1 | 200 | KG | 474X1036X524 | 4015081218684 |  | 636 | PDC | 1
ROSOB000009503 | INCUIETOARE CS | ROSOB000009503 | INCUIETOARE CS | 100 | cerere oferta | N | 1 | 0 | 1 | 1 | KG | 0 001X0 001X0 001 | 9008790568558 |  | 278 | PDC | 1
ROSOB000000007 | Incuietoare CS tip fluture | ROSOB000000007 | Incuietoare CS tip fluture | 100 | cerere oferta | N | 1 | 0 | 1 | 1 | KG | 0 001X0 001X0 001 | 9008790636769 |  | 278 | PDC | 1
ROSOB000000001 | Incuietoare standard CS | ROSOB000000001 | incuietoare CS | 100 | cerere oferta | N | 1 | 0 | 1 | 1 | KG | 0 001X0 001X0 001 | 9008790314636 |  | 278 | PDC | 1
CH143BNMS-F | IND FUSEHOLDER PMX-14 14 X 51MM | CH143BNMS-F | IND FUSEHOLDER PMX-14 14 X 51MM | 82 | cerere oferta | N | 1 | 0 | 1 | 0.001 | KG | 0 001X0 001X0 001 |  |  | 951 | BUSSMAN | 1
CH143BNMS | IND FUSEHOLDER PMX-14 14 X51MM | CH143BNMS | IND FUSEHOLDER PMX-14 14 X51MM | 82 | cerere oferta | N | 1 | 0 | 1 | 0.397 | KG | 0 001X0 001X0 001 | 51712390255 |  | 951 | BUSSMAN | 1
123361 | INX16B3-06F | 123361 | INX16B, 3-pole, 630 A, fixed | 21 | cerere oferta | N | 1 | 0 | 1 | 18.715 | KG | 584X521X597 | 4015081209668 |  | 637 | PDC | 1
123073 | INX16B3-06W | 123073 | INX16B, 3-pole, 630 A, drawout | 21 | cerere oferta | N | 1 | 0 | 1 | 27.74 | KG | 584X521X597 | 4015081206780 |  | 637 | PDC | 1
123362 | INX16B3-08F | 123362 | INX16B, 3-pole, 800 A, fixed | 21 | cerere oferta | N | 1 | 0 | 1 | 18.715 | KG | 584X521X597 | 4015081209675 |  | 637 | PDC | 1
123076 | INX16B3-08W | 123076 | INX16B, 3-pole, 800 A, drawout | 21 | cerere oferta | N | 1 | 0 | 1 | 27.74 | KG | 584X521X597 | 4015081206810 |  | 637 | PDC | 1
123363 | INX16B3-10F | 123363 | INX16B, 3-pole, 1000 A, fixed | 21 | cerere oferta | N | 1 | 0 | 1 | 18.715 | KG | 584X521X597 | 4015081209682 |  | 637 | PDC | 1
123078 | INX16B3-10W | 123078 | INX16B, 3-pole, 1000 A, drawout | 21 | cerere oferta | N | 1 | 0 | 1 | 27.74 | KG | 584X521X597 | 4015081206834 |  | 637 | PDC | 1
123364 | INX16B3-12F | 123364 | INX16B, 3-pole, 1250 A, fixed | 21 | cerere oferta | N | 1 | 0 | 1 | 18.715 | KG | 584X521X597 | 4015081209699 |  | 637 | PDC | 1
123080 | INX16B3-12W | 123080 | INX16B, 3-pole, 1250 A, drawout | 21 | cerere oferta | N | 1 | 0 | 1 | 27.74 | KG | 584X521X597 | 4015081206858 |  | 637 | PDC | 1
123365 | INX16B3-16F | 123365 | INX16B, 3-pole, 1600 A, fixed | 21 | cerere oferta | N | 1 | 0 | 1 | 18.715 | KG | 584X521X597 | 4015081209705 |  | 637 | PDC | 1
123083 | INX16B3-16W | 123083 | INX16B, 3-pole, 1600 A, drawout | 21 | cerere oferta | N | 1 | 0 | 1 | 27.74 | KG | 584X521X597 | 4015081206889 |  | 637 | PDC | 1
123486 | INX16B4-06F | 123486 | INX16B, 4-pole, 630 A, fixed | 21 | cerere oferta | N | 1 | 0 | 1 | 23.37 | KG | 584X521X597 | 4015081210916 |  | 637 | PDC | 1
123236 | INX16B4-06W | 123236 | INX16B, 4-pole, 630 A, drawout | 21 | cerere oferta | N | 1 | 0 | 1 | 32.49 | KG | 584X521X597 | 4015081208418 |  | 637 | PDC | 1
123487 | INX16B4-08F | 123487 | INX16B, 4-pole, 800 A, fixed | 21 | cerere oferta | N | 1 | 0 | 1 | 23.37 | KG | 584X521X597 | 4015081210923 |  | 637 | PDC | 1
123237 | INX16B4-08W | 123237 | INX16B, 4-pole, 800 A, drawout | 21 | cerere oferta | N | 1 | 0 | 1 | 32.49 | KG | 584X521X597 | 4015081208425 |  | 637 | PDC | 1
123488 | INX16B4-10F | 123488 | INX16B, 4-pole, 1000 A, fixed | 21 | cerere oferta | N | 1 | 0 | 1 | 23.37 | KG | 584X521X597 | 4015081210930 |  | 637 | PDC | 1
123238 | INX16B4-10W | 123238 | INX16B, 4-pole, 1000 A, drawout | 21 | cerere oferta | N | 1 | 0 | 1 | 32.49 | KG | 584X521X597 | 4015081208432 |  | 637 | PDC | 1
123489 | INX16B4-12F | 123489 | INX16B, 4-pole, 1250 A, fixed | 21 | cerere oferta | N | 1 | 0 | 1 | 23.37 | KG | 584X521X597 | 4015081210947 |  | 637 | PDC | 1
123239 | INX16B4-12W | 123239 | INX16B, 4-pole, 1250 A, drawout | 21 | cerere oferta | N | 1 | 0 | 1 | 32.49 | KG | 584X521X597 | 4015081208449 |  | 637 | PDC | 1
123490 | INX16B4-16F | 123490 | INX16B, 4-pole, 1600 A, fixed | 21 | cerere oferta | N | 1 | 0 | 1 | 23.37 | KG | 584X521X597 | 4015081210954 |  | 637 | PDC | 1
123240 | INX16B4-16W | 123240 | INX16B, 4-pole, 1600 A, drawout | 21 | cerere oferta | N | 1 | 0 | 1 | 32.49 | KG | 584X521X597 | 4015081208456 |  | 637 | PDC | 1
150045 | INX40B3-08F | 150045 | INX40B, 3-pole, 800 A, fixed | 21 | cerere oferta | N | 1 | 0 | 1 | 45 | KG | 584X521X597 | 4015081461097 |  | 851 | PDC | 1
150069 | INX40B3-08W | 150069 | INX40B, 3-pole, 800 A, withdrawable | 21 | cerere oferta | N | 1 | 0 | 1 | 69 | KG | 584X521X597 | 4015081460854 |  | 851 | PDC | 1
150046 | INX40B3-10F | 150046 | INX40B, 3-pole, 1000 A, fixed | 21 | cerere oferta | N | 1 | 0 | 1 | 45 | KG | 584X521X597 | 4015081461080 |  | 851 | PDC | 1
150070 | INX40B3-10W | 150070 | INX40B, 3-pole, 1000 A, withdrawable | 21 | cerere oferta | N | 1 | 0 | 1 | 69 | KG | 584X521X597 | 4015081460847 |  | 851 | PDC | 1
150049 | INX40B3-20F | 150049 | INX40B, 3-pole, 2000 A, fixed | 21 | cerere oferta | N | 1 | 0 | 1 | 45 | KG | 584X521X597 | 4015081461059 |  | 851 | PDC | 1
150073 | INX40B3-20W | 150073 | INX40B, 3-pole, 2000 A, withdrawable | 21 | cerere oferta | N | 1 | 0 | 1 | 69 | KG | 584X521X597 | 4015081460816 |  | 851 | PDC | 1
150050 | INX40B3-25F | 150050 | INX40B, 3-pole, 2500 A, fixed | 21 | cerere oferta | N | 1 | 0 | 1 | 45 | KG | 584X521X597 | 4015081461042 |  | 851 | PDC | 1
150074 | INX40B3-25W | 150074 | INX40B, 3-pole, 2500 A, withdrawable | 21 | cerere oferta | N | 1 | 0 | 1 | 69 | KG | 584X521X597 | 4015081460809 |  | 851 | PDC | 1
150051 | INX40B3-32F | 150051 | INX40B, 3-pole, 3200 A, fixed | 21 | cerere oferta | N | 1 | 0 | 1 | 45 | KG | 584X521X597 | 4015081461035 |  | 851 | PDC | 1
150093 | INX40B4-08F | 150093 | INX40B, 4-pole, 800 A, fixed | 21 | cerere oferta | N | 1 | 0 | 1 | 56 | KG | 584X521X597 | 4015081460618 |  | 851 | PDC | 1
150117 | INX40B4-08W | 150117 | INX40B, 4-pole, 800 A, withdrawable | 21 | cerere oferta | N | 1 | 0 | 1 | 86 | KG | 584X521X597 | 4015081460373 |  | 851 | PDC | 1
150094 | INX40B4-10F | 150094 | INX40B, 4-pole, 1000 A, fixed | 21 | cerere oferta | N | 1 | 0 | 1 | 56 | KG | 584X521X597 | 4015081460601 |  | 851 | PDC | 1
150118 | INX40B4-10W | 150118 | INX40B, 4-pole, 1000 A, withdrawable | 21 | cerere oferta | N | 1 | 0 | 1 | 86 | KG | 584X521X597 | 4015081460366 |  | 851 | PDC | 1
150095 | INX40B4-12F | 150095 | INX40B, 4-pole, 1250 A, fixed | 21 | cerere oferta | N | 1 | 0 | 1 | 56 | KG | 584X521X597 | 4015081460595 |  | 851 | PDC | 1
150097 | INX40B4-20F | 150097 | INX40B, 4-pole, 2000 A, fixed | 21 | cerere oferta | N | 1 | 0 | 1 | 56 | KG | 584X521X597 | 4015081460571 |  | 851 | PDC | 1
150121 | INX40B4-20W | 150121 | INX40B, 4-pole, 2000 A, withdrawable | 21 | cerere oferta | N | 1 | 0 | 1 | 86 | KG | 584X521X597 | 4015081460335 |  | 851 | PDC | 1
150098 | INX40B4-25F | 150098 | INX40B, 4-pole, 2500 A, fixed | 21 | cerere oferta | N | 1 | 0 | 1 | 56 | KG | 584X521X597 | 4015081460564 |  | 851 | PDC | 1
150122 | INX40B4-25W | 150122 | INX40B, 4-pole, 2500 A, withdrawable | 21 | cerere oferta | N | 1 | 0 | 1 | 86 | KG | 584X521X597 | 4015081460328 |  | 851 | PDC | 1
150100 | INX40B4-40F | 150100 | INX40B, 4-pole, 4000 A, fixed | 21 | cerere oferta | N | 1 | 0 | 1 | 56 | KG | 584X521X597 | 4015081460540 |  | 851 | PDC | 1
150053 | INX40N3-08F | 150053 | INX40N, 3-pole, 800 A, fixed | 21 | cerere oferta | N | 1 | 0 | 1 | 45 | KG | 584X521X597 | 4015081461011 |  | 851 | PDC | 1
150077 | INX40N3-08W | 150077 | INX40N, 3-pole, 800 A, withdrawable | 21 | cerere oferta | N | 1 | 0 | 1 | 69 | KG | 584X521X597 | 4015081460779 |  | 851 | PDC | 1
150054 | INX40N3-10F | 150054 | INX40N, 3-pole, 1000 A, fixed | 21 | cerere oferta | N | 1 | 0 | 1 | 45 | KG | 584X521X597 | 4015081461004 |  | 851 | PDC | 1
150078 | INX40N3-10W | 150078 | INX40N, 3-pole, 1000 A, withdrawable | 21 | cerere oferta | N | 1 | 0 | 1 | 69 | KG | 584X521X597 | 4015081460762 |  | 851 | PDC | 1
150058 | INX40N3-25F | 150058 | INX40N, 3-pole, 2500 A, fixed | 21 | cerere oferta | N | 1 | 0 | 1 | 45 | KG | 584X521X597 | 4015081460960 |  | 851 | PDC | 1
150059 | INX40N3-32F | 150059 | INX40N, 3-pole, 3200 A, fixed | 21 | cerere oferta | N | 1 | 0 | 1 | 45 | KG | 584X521X597 | 4015081460953 |  | 851 | PDC | 1
150060 | INX40N3-40F | 150060 | INX40N, 3-pole, 4000 A, fixed | 21 | cerere oferta | N | 1 | 0 | 1 | 45 | KG | 584X521X597 | 4015081460946 |  | 851 | PDC | 1
150084 | INX40N3-40W | 150084 | INX40N, 3-pole, 4000 A, withdrawable | 21 | cerere oferta | N | 1 | 0 | 1 | 69 | KG | 584X521X597 | 4015081460700 |  | 851 | PDC | 1
150101 | INX40N4-08F | 150101 | INX40N, 4-pole, 800 A, fixed | 21 | cerere oferta | N | 1 | 0 | 1 | 56 | KG | 584X521X597 | 4015081460533 |  | 851 | PDC | 1
150125 | INX40N4-08W | 150125 | INX40N, 4-pole, 800 A, withdrawable | 21 | cerere oferta | N | 1 | 0 | 1 | 86 | KG | 584X521X597 | 4015081460298 |  | 851 | PDC | 1
150102 | INX40N4-10F | 150102 | INX40N, 4-pole, 1000 A, fixed | 21 | cerere oferta | N | 1 | 0 | 1 | 56 | KG | 584X521X597 | 4015081460526 |  | 851 | PDC | 1
150126 | INX40N4-10W | 150126 | INX40N, 4-pole, 1000 A, withdrawable | 21 | cerere oferta | N | 1 | 0 | 1 | 86 | KG | 584X521X597 | 4015081460281 |  | 851 | PDC | 1
150106 | INX40N4-25F | 150106 | INX40N, 4-pole, 2500 A, fixed | 21 | cerere oferta | N | 1 | 0 | 1 | 56 | KG | 584X521X597 | 4015081460489 |  | 851 | PDC | 1
150130 | INX40N4-25W | 150130 | INX40N, 4-pole, 2500 A, withdrawable | 21 | cerere oferta | N | 1 | 0 | 1 | 86 | KG | 584X521X597 | 4015081460243 |  | 851 | PDC | 1
150107 | INX40N4-32F | 150107 | INX40N4-32F | 21 | cerere oferta | N | 1 |  | 1 | 56 | KG |  | 4015081460472 |  | 851 | PDC | 1
150131 | INX40N4-32W | 150131 | INX40N, 4-pole, 3200 A, withdrawable | 21 | cerere oferta | N | 1 | 0 | 1 | 86 | KG | 584X521X597 | 4015081460236 |  | 851 | PDC | 1
150108 | INX40N4-40F | 150108 | INX40N, 4-pole, 4000 A, fixed | 21 | cerere oferta | N | 1 | 0 | 1 | 56 | KG | 584X521X597 | 4015081460465 |  | 851 | PDC | 1
150132 | INX40N4-40W | 150132 | INX40N, 4-pole, 4000 A, withdrawable | 21 | cerere oferta | N | 1 | 0 | 1 | 86 | KG | 584X521X597 | 4015081460229 |  | 851 | PDC | 1
CN105046 | IOB-R | CN105046 | BACKBOX,SURFACE,IN/OUT,RD | 732 | cerere oferta | N | 1 | 0 | 1 | 0.1 | KG | NA | NA |  | Wheelock , UL Range | Fulleon | 1
CN105047 | IOB-W | CN105047 | BACKBOX,SURFACE,IN/OUT,WHT | 732 | cerere oferta | N | 1 | 0 | 1 | 0.1 | KG | NA | NA |  | Wheelock , UL Range | Fulleon | 1
106690 | IS/SPE-1TE-FG | 106690 | Lockout attachment | 85 | cerere oferta | S | 5 | 0 | 30 | 0.03 | KG | 25X27X14 | 4015081064601 |  | 663 | PDC | 1
276282 | IS-100/1 | 276282 | Isolator | 82 | cerere oferta | S | 12 | 1 | 120 | 0.101 | KG | 86,000X17,400X72,000 | 4015082762827 |  | 664 | PDC | 1
276283 | IS-100/2 | 276283 | Isolator | 82 | cerere oferta | S | 1 | 2 | 60 | 0.207 | KG | 86,000X34,800X72,000 | 4015082762834 |  | 664 | PDC | 1
276284 | IS-100/3 | 276284 | Isolator | 82 | cerere oferta | S | 1 | 3 | 40 | 0.314 | KG | 86,000X52,200X72,000 | 4015082762841 |  | 664 | PDC | 1
276285 | IS-100/4 | 276285 | Isolator | 82 | cerere oferta | S | 1 | 4 | 30 | 0.419 | KG | 86,000X69,600X72,000 | 4015082762858 |  | 664 | PDC | 1
276288 | IS-125/3 | 276288 | INTRERUPATOR SEPARATOR | 82 | cerere oferta | S | 1 | 3 | 40 | 0.314 | KG | 86,000X52,200X72,000 | 4015082762889 |  | 664 | PDC | 1
276289 | IS-125/4 | 276289 | INTRERUPATOR SEPARATOR | 82 | cerere oferta | S | 1 | 4 | 30 | 0.419 | KG | 86,000X69,600X72,000 | 4015082762896 |  | 664 | PDC | 1
276254 | IS-16/1 | 276254 | Isolator | 82 | cerere oferta | S | 12 | 1 | 120 | 0.1 | KG | 86,000X17,400X72,000 | 4015082762544 |  | 664 | PDC | 1
276255 | IS-16/2 | 276255 | Isolator | 82 | cerere oferta | S | 1 | 2 | 60 | 0.201 | KG | 86,000X34,800X72,000 | 4015082762551 |  | 664 | PDC | 1
276256 | IS-16/3 | 276256 | Isolator | 82 | cerere oferta | S | 1 | 3 | 40 | 0.305 | KG | 86,000X52,200X72,000 | 4015082762568 |  | 664 | PDC | 1
276257 | IS-16/4 | 276257 | Isolator | 82 | cerere oferta | S | 1 | 4 | 30 | 0.406 | KG | 86,000X69,600X72,000 | 4015082762575 |  | 664 | PDC | 1
276258 | IS-20/1 | 276258 | Isolator | 82 | cerere oferta | S | 12 | 1 | 120 | 0.1 | KG | 86,000X17,400X72,000 | 4015082762582 |  | 664 | PDC | 1
276259 | IS-20/2 | 276259 | Isolator | 82 | cerere oferta | S | 1 | 2 | 60 | 0.201 | KG | 86,000X34,800X72,000 | 4015082762599 |  | 664 | PDC | 1
276260 | IS-20/3 | 276260 | Isolator | 82 | cerere oferta | S | 1 | 3 | 40 | 0.305 | KG | 86,000X52,200X72,000 | 4015082762605 |  | 664 | PDC | 1
276261 | IS-20/4 | 276261 | Isolator | 82 | cerere oferta | S | 1 | 4 | 30 | 0.406 | KG | 86,000X69,600X72,000 | 4015082762612 |  | 664 | PDC | 1
276262 | IS-25/1 | 276262 | Isolator | 82 | cerere oferta | S | 12 | 1 | 120 | 0.1 | KG | 86,000X17,400X72,000 | 4015082762629 |  | 664 | PDC | 1
276263 | IS-25/2 | 276263 | Isolator | 82 | cerere oferta | S | 1 | 2 | 60 | 0.201 | KG | 86,000X34,800X72,000 | 4015082762636 |  | 664 | PDC | 1
276264 | IS-25/3 | 276264 | Isolator | 82 | cerere oferta | S | 1 | 3 | 40 | 0.305 | KG | 86,000X52,200X72,000 | 4015082762643 |  | 664 | PDC | 1
276265 | IS-25/4 | 276265 | Isolator | 82 | cerere oferta | S | 1 | 4 | 30 | 0.406 | KG | 86,000X69,600X72,000 | 4015082762650 |  | 664 | PDC | 1
276266 | IS-32/1 | 276266 | Isolator | 82 | cerere oferta | S | 12 | 1 | 120 | 0.1 | KG | 86,000X17,400X72,000 | 4015082762667 |  | 664 | PDC | 1
276267 | IS-32/2 | 276267 | Isolator | 82 | cerere oferta | S | 1 | 2 | 60 | 0.201 | KG | 86,000X34,800X72,000 | 4015082762674 |  | 664 | PDC | 1
276268 | IS-32/3 | 276268 | Isolator | 82 | cerere oferta | S | 1 | 3 | 40 | 0.305 | KG | 86,000X52,200X72,000 | 4015082762681 |  | 664 | PDC | 1
276269 | IS-32/4 | 276269 | Isolator | 82 | cerere oferta | S | 1 | 4 | 30 | 0.406 | KG | 86,000X69,600X72,000 | 4015082762698 |  | 664 | PDC | 1
276270 | IS-40/1 | 276270 | SEPARATOR MONOPOLAR | 82 | cerere oferta | S | 12 | 1 | 120 | 0.1 | KG | 86,000X17,400X72,000 | 4015082762704 |  | 664 | PDC | 1
276271 | IS-40/2 | 276271 | Isolator | 82 | cerere oferta | S | 1 | 2 | 60 | 0.201 | KG | 86,000X34,800X72,000 | 4015082762711 |  | 664 | PDC | 1
276272 | IS-40/3 | 276272 | Isolator | 82 | cerere oferta | S | 1 | 3 | 40 | 0.305 | KG | 86,000X52,200X72,000 | 4015082762728 |  | 664 | PDC | 1
276273 | IS-40/4 | 276273 | Isolator | 82 | cerere oferta | S | 1 | 4 | 30 | 0.406 | KG | 86,000X69,600X72,000 | 4015082762735 |  | 664 | PDC | 1
276274 | IS-63/1 | 276274 | Isolator | 82 | cerere oferta | S | 12 | 1 | 120 | 0.1 | KG | 86,000X17,400X72,000 | 4015082762742 |  | 664 | PDC | 1
276275 | IS-63/2 | 276275 | Intreruptor principal de sarcina 63/2 | 82 | cerere oferta | S | 1 | 2 | 60 | 0.201 | KG | 86,000X34,800X72,000 | 4015082762759 |  | 664 | PDC | 1
276276 | IS-63/3 | 276276 | Isolator | 82 | cerere oferta | S | 1 | 3 | 40 | 0.305 | KG | 86,000X52,200X72,000 | 4015082762766 |  | 664 | PDC | 1
276277 | IS-63/4 | 276277 | Isolator | 82 | cerere oferta | S | 1 | 4 | 30 | 0.406 | KG | 86,000X69,600X72,000 | 4015082762773 |  | 664 | PDC | 1
276278 | IS-80/1 | 276278 | Isolator | 82 | cerere oferta | S | 12 | 1 | 120 | 0.101 | KG | 86,000X17,400X72,000 | 4015082762780 |  | 664 | PDC | 1
276279 | IS-80/2 | 276279 | Intreruptor principal de sarcina 80/2 | 82 | cerere oferta | S | 1 | 2 | 60 | 0.207 | KG | 86,000X34,800X72,000 | 4015082762797 |  | 664 | PDC | 1
276280 | IS-80/3 | 276280 | SEPARATOR SARCINA | 82 | cerere oferta | S | 1 | 3 | 40 | 0.314 | KG | 86,000X52,200X72,000 | 4015082762803 |  | 664 | PDC | 1
276281 | IS-80/4 | 276281 | Isolator | 82 | cerere oferta | S | 1 | 4 | 30 | 0.419 | KG | 86,000X69,600X72,000 | 4015082762810 |  | 664 | PDC | 1
90267 | ISH2,8 | 90267 | Insulated ferrule | 67 | cerere oferta | N | 100 | 0 | 1 | 0.001 | KG | 19X3X5 | 4015080902676 |  | 388 | ICD | 1
ZELLEG-ISO | ISO 7010 PICTO LEGEND KIT | ZELLEG-ISO | Accesoriu Zeta III LED Set universal pictograme indicare evacuare ISO7010, 20M Produs de Cooper Lighting UK | 732 | cerere oferta | N | 1 | 0 | 1 | 3 | Kg | 510X200X25 | 5018987090001 |  | EML | Safety | 1
276195 | ISV-OPV-2 | 276195 | ISV | 85 | cerere oferta | N | 1 | 0 | 1 | 3.643 | KG | 170X300X400 | 4015082761950 |  | 272 | PDC | 1
276197 | ISV-OPV-3 | 276197 | ISV | 85 | cerere oferta | N | 1 | 0 | 1 | 6.372 | KG | 230X400X600 | 4015082761974 |  | 272 | PDC | 1
276230 | ISV-OPV-BL | 276230 | ISV | 85 | cerere oferta | N | 1 | 0 | 1 | 0.37 | KG | 0 001X0 001X0 001 | 4015082762308 |  | 272 | PDC | 1
85923 | ITB2 | 85923 | ITB2 | 106 | cerere oferta | N | 1000 | 0 | 1 | 0.001 | KG | 100X100X100 | 4015080859239 |  | 279 | PDC | 1
91114 | IVS-T0 | 91114 | Kit for service board mounting | 55 | cerere oferta | N | 1 | 0 | 1 | 0.017 | KG | 45X54X28 | 4015080911142 |  | 292 | ICD | 1
ROMZ29 | IW-MU(0-20MA+0-10V/230VAC) | ROMZ29 | traductor curent 0-5A/0-10V(4-20mA) | 701 | cerere oferta | N | 1 | 0 | 1 | 1 | KG | 0 001X0 001X0 001 | 9008790083426 |  | 393 | ICD | 1
ROMZ34 | IW-MU(0-5A/0-10V) | ROMZ34 | IW-MU(0-5A/0-10V) | 701 | cerere oferta | N | 1 | 0 | 1 | 1 | KG | 0 001X0 001X0 001 | 9008790083372 |  | 393 | ICD | 1
ROMZ30 | IW-MU(4-20MA/24VDC) | ROMZ30 | traductor curent 0-5A/0-10V(4-20mA) | 701 | cerere oferta | N | 1 | 0 | 1 | 1 | KG | 0 001X0 001X0 001 | 9008790083419 |  | 393 | ICD | 1
ROMZ31 | IW-MU(4-20MA/36-265VAC+DC) | ROMZ31 | traductor curent 0-5A/0-10V(4-20mA) | 701 | cerere oferta | N | 1 | 0 | 1 | 1 | KG | 0 001X0 001X0 001 | 9008790083402 |  | 393 | ICD | 1
124332 | IZM63H3-P40F | 124332 | IZM63H, 3-pole, 4000 A, fixed | 21 | cerere oferta | N | 1 | 0 | 1 | 107.5 | KG | 372X887X426 | 4015081219377 |  | 636 | PDC | 1
124222 | IZM63H3-P40W | 124222 | IZM63H, 3-pole, 4000 A, drawout | 21 | cerere oferta | N | 1 | 0 | 1 | 138.8 | KG | 474X909X524 | 4015081218271 |  | 636 | PDC | 1
124333 | IZM63H3-P50F | 124333 | IZM63H, 3-pole, 5000 A, fixed | 21 | cerere oferta | N | 1 | 0 | 1 | 125.2 | KG | 372X887X426 | 4015081219384 |  | 636 | PDC | 1
124223 | IZM63H3-P50W | 124223 | IZM63H, 3-pole, 5000 A, drawout | 21 | cerere oferta | N | 1 | 0 | 1 | 157.4 | KG | 474X909X524 | 4015081218288 |  | 636 | PDC | 1
124334 | IZM63H3-P63F | 124334 | IZM63H, 3-pole, 6300 A, fixed | 21 | cerere oferta | N | 1 | 0 | 1 | 125.2 | KG | 372X887X426 | 4015081219391 |  | 636 | PDC | 1
124224 | IZM63H3-P63W | 124224 | IZM63H, 3-pole, 6300 A, drawout | 21 | cerere oferta | N | 1 | 0 | 1 | 157.4 | KG | 474X909X524 | 4015081218295 |  | 636 | PDC | 1
124328 | IZM63H3-U40F | 124328 | IZM63H, 3-pole, 4000 A, fixed | 21 | cerere oferta | N | 1 | 0 | 1 | 107.5 | KG | 372X887X426 | 4015081219339 |  | 636 | PDC | 1
124218 | IZM63H3-U40W | 124218 | IZM63H, 3-pole, 4000 A, drawout | 21 | cerere oferta | N | 1 | 0 | 1 | 138.8 | KG | 474X909X524 | 4015081218233 |  | 636 | PDC | 1
124329 | IZM63H3-U50F | 124329 | IZM63H, 3-pole, 5000 A, fixed | 21 | cerere oferta | N | 1 | 0 | 1 | 125.2 | KG | 372X887X426 | 4015081219346 |  | 636 | PDC | 1
124219 | IZM63H3-U50W | 124219 | IZM63H, 3-pole, 5000 A, drawout | 21 | cerere oferta | N | 1 | 0 | 1 | 157.4 | KG | 474X909X524 | 4015081218240 |  | 636 | PDC | 1
124330 | IZM63H3-U63F | 124330 | IZM63H, 3-pole, 6300 A, fixed | 21 | cerere oferta | N | 1 | 0 | 1 | 125.2 | KG | 372X887X426 | 4015081219353 |  | 636 | PDC | 1
124220 | IZM63H3-U63W | 124220 | IZM63H, 3-pole, 6300 A, drawout | 21 | cerere oferta | N | 1 | 0 | 1 | 157.4 | KG | 474X909X524 | 4015081218257 |  | 636 | PDC | 1
124324 | IZM63H3-V40F | 124324 | IZM63H, 3-pole, 4000 A, fixed | 21 | cerere oferta | N | 1 | 0 | 1 | 107.5 | KG | 372X887X426 | 4015081219292 |  | 636 | PDC | 1
124214 | IZM63H3-V40W | 124214 | IZM63H, 3-pole, 4000 A, drawout | 21 | cerere oferta | N | 1 | 0 | 1 | 138.8 | KG | 474X909X524 | 4015081218196 |  | 636 | PDC | 1
124325 | IZM63H3-V50F | 124325 | IZM63H, 3-pole, 5000 A, fixed | 21 | cerere oferta | N | 1 | 0 | 1 | 125.2 | KG | 372X887X426 | 4015081219308 |  | 636 | PDC | 1
124215 | IZM63H3-V50W | 124215 | IZM63H, 3-pole, 5000 A, drawout | 21 | cerere oferta | N | 1 | 0 | 1 | 157.4 | KG | 474X909X524 | 4015081218202 |  | 636 | PDC | 1
124326 | IZM63H3-V63F | 124326 | IZM63H, 3-pole, 6300 A, fixed | 21 | cerere oferta | N | 1 | 0 | 1 | 125.2 | KG | 372X887X426 | 4015081219315 |  | 636 | PDC | 1
124216 | IZM63H3-V63W | 124216 | IZM63H, 3-pole, 6300 A, drawout | 21 | cerere oferta | N | 1 | 0 | 1 | 157.4 | KG | 474X909X524 | 4015081218219 |  | 636 | PDC | 1
124387 | IZM63H4-P40F | 124387 | IZM63H, 4-pole, 4000 A, fixed | 21 | cerere oferta | N | 1 | 0 | 1 | 144.7 | KG | 372X1120X426 | 4015081219926 |  | 636 | PDC | 1
124277 | IZM63H4-P40W | 124277 | IZM63H, 4-pole, 4000 A, drawout | 21 | cerere oferta | N | 1 | 0 | 1 | 166 | KG | 474X1036X524 | 4015081218820 |  | 636 | PDC | 1
124388 | IZM63H4-P50F | 124388 | IZM63H, 4-pole, 5000 A, fixed | 21 | cerere oferta | N | 1 | 0 | 1 | 163.3 | KG | 372X1120X426 | 4015081219933 |  | 636 | PDC | 1
124278 | IZM63H4-P50W | 124278 | IZM63H, 4-pole, 5000 A, drawout | 21 | cerere oferta | N | 1 | 0 | 1 | 200 | KG | 474X1036X524 | 4015081218837 |  | 636 | PDC | 1
124389 | IZM63H4-P63F | 124389 | IZM63H, 4-pole, 6300 A, fixed | 21 | cerere oferta | N | 1 | 0 | 1 | 163.3 | KG | 372X1120X426 | 4015081219940 |  | 636 | PDC | 1
124279 | IZM63H4-P63W | 124279 | IZM63H, 4-pole, 6300 A, drawout | 21 | cerere oferta | N | 1 | 0 | 1 | 200 | KG | 474X1036X524 | 4015081218844 |  | 636 | PDC | 1
124383 | IZM63H4-U40F | 124383 | IZM63H, 4-pole, 4000 A, fixed | 21 | cerere oferta | N | 1 | 0 | 1 | 144.7 | KG | 372X1120X426 | 4015081219889 |  | 636 | PDC | 1
124273 | IZM63H4-U40W | 124273 | IZM63H, 4-pole, 4000 A, drawout | 21 | cerere oferta | N | 1 | 0 | 1 | 166 | KG | 474X1036X524 | 4015081218783 |  | 636 | PDC | 1
124384 | IZM63H4-U50F | 124384 | IZM63H, 4-pole, 5000 A, fixed | 21 | cerere oferta | N | 1 | 0 | 1 | 163.3 | KG | 372X1120X426 | 4015081219896 |  | 636 | PDC | 1
124274 | IZM63H4-U50W | 124274 | IZM63H, 4-pole, 5000 A, drawout | 21 | cerere oferta | N | 1 | 0 | 1 | 200 | KG | 474X1036X524 | 4015081218790 |  | 636 | PDC | 1
124385 | IZM63H4-U63F | 124385 | IZM63H, 4-pole, 6300 A, fixed | 21 | cerere oferta | N | 1 | 0 | 1 | 163.3 | KG | 372X1120X426 | 4015081219902 |  | 636 | PDC | 1
124275 | IZM63H4-U63W | 124275 | IZM63H, 4-pole, 6300 A, drawout | 21 | cerere oferta | N | 1 | 0 | 1 | 200 | KG | 474X1036X524 | 4015081218806 |  | 636 | PDC | 1
124379 | IZM63H4-V40F | 124379 | IZM63H, 4-pole, 4000 A, fixed | 21 | cerere oferta | N | 1 | 0 | 1 | 144.7 | KG | 372X1120X426 | 4015081219841 |  | 636 | PDC | 1
124269 | IZM63H4-V40W | 124269 | IZM63H, 4-pole, 4000 A, drawout | 21 | cerere oferta | N | 1 | 0 | 1 | 166 | KG | 474X1036X524 | 4015081218745 |  | 636 | PDC | 1
124380 | IZM63H4-V50F | 124380 | IZM63H, 4-pole, 5000 A, fixed | 21 | cerere oferta | N | 1 | 0 | 1 | 163.3 | KG | 372X1120X426 | 4015081219858 |  | 636 | PDC | 1
124270 | IZM63H4-V50W | 124270 | IZM63H, 4-pole, 5000 A, drawout | 21 | cerere oferta | N | 1 | 0 | 1 | 200 | KG | 474X1036X524 | 4015081218752 |  | 636 | PDC | 1
124381 | IZM63H4-V63F | 124381 | IZM63H, 4-pole, 6300 A, fixed | 21 | cerere oferta | N | 1 | 0 | 1 | 163.3 | KG | 372X1120X426 | 4015081219865 |  | 636 | PDC | 1
124271 | IZM63H4-V63W | 124271 | IZM63H, 4-pole, 6300 A, drawout | 21 | cerere oferta | N | 1 | 0 | 1 | 200 | KG | 474X1036X524 | 4015081218769 |  | 636 | PDC | 1
124312 | IZM63N3-P40F | 124312 | IZM63N, 3-pole, 4000 A, fixed | 21 | cerere oferta | N | 1 | 0 | 1 | 107.5 | KG | 372X887X426 | 4015081219179 |  | 636 | PDC | 1
124202 | IZM63N3-P40W | 124202 | IZM63N, 3-pole, 4000 A, drawout | 21 | cerere oferta | N | 1 | 0 | 1 | 138.8 | KG | 474X909X524 | 4015081218073 |  | 636 | PDC | 1
124313 | IZM63N3-P50F | 124313 | IZM63N, 3-pole, 5000 A, fixed | 21 | cerere oferta | N | 1 | 0 | 1 | 125.2 | KG | 372X887X426 | 4015081219186 |  | 636 | PDC | 1
124203 | IZM63N3-P50W | 124203 | IZM63N, 3-pole, 5000 A, drawout | 21 | cerere oferta | N | 1 | 0 | 1 | 157.4 | KG | 474X909X524 | 4015081218080 |  | 636 | PDC | 1
124314 | IZM63N3-P63F | 124314 | IZM63N, 3-pole, 6300 A, fixed | 21 | cerere oferta | N | 1 | 0 | 1 | 125.2 | KG | 372X887X426 | 4015081219193 |  | 636 | PDC | 1
124204 | IZM63N3-P63W | 124204 | IZM63N, 3-pole, 6300 A, drawout | 21 | cerere oferta | N | 1 | 0 | 1 | 157.4 | KG | 474X909X524 | 4015081218097 |  | 636 | PDC | 1
124308 | IZM63N3-U40F | 124308 | IZM63N, 3-pole, 4000 A, fixed | 21 | cerere oferta | N | 1 | 0 | 1 | 107.5 | KG | 372X887X426 | 4015081219131 |  | 636 | PDC | 1
124198 | IZM63N3-U40W | 124198 | IZM63N, 3-pole, 4000 A, drawout | 21 | cerere oferta | N | 1 | 0 | 1 | 138.8 | KG | 474X909X524 | 4015081218035 |  | 636 | PDC | 1
124309 | IZM63N3-U50F | 124309 | IZM63N, 3-pole, 5000 A, fixed | 21 | cerere oferta | N | 1 | 0 | 1 | 125.2 | KG | 372X887X426 | 4015081219148 |  | 636 | PDC | 1
124199 | IZM63N3-U50W | 124199 | IZM63N, 3-pole, 5000 A, drawout | 21 | cerere oferta | N | 1 | 0 | 1 | 157.4 | KG | 474X909X524 | 4015081218042 |  | 636 | PDC | 1
124310 | IZM63N3-U63F | 124310 | IZM63N, 3-pole, 6300 A, fixed | 21 | cerere oferta | N | 1 | 0 | 1 | 125.2 | KG | 372X887X426 | 4015081219155 |  | 636 | PDC | 1
124200 | IZM63N3-U63W | 124200 | IZM63N, 3-pole, 6300 A, drawout | 21 | cerere oferta | N | 1 | 0 | 1 | 157.4 | KG | 474X909X524 | 4015081218059 |  | 636 | PDC | 1
124304 | IZM63N3-V40F | 124304 | IZM63N, 3-pole, 4000 A, fixed | 21 | cerere oferta | N | 1 | 0 | 1 | 107.5 | KG | 372X887X426 | 4015081219094 |  | 636 | PDC | 1
124194 | IZM63N3-V40W | 124194 | IZM63N, 3-pole, 4000 A, drawout | 21 | cerere oferta | N | 1 | 0 | 1 | 138.8 | KG | 474X909X524 | 4015081217991 |  | 636 | PDC | 1
124305 | IZM63N3-V50F | 124305 | IZM63N, 3-pole, 5000 A, fixed | 21 | cerere oferta | N | 1 | 0 | 1 | 125.2 | KG | 372X887X426 | 4015081219100 |  | 636 | PDC | 1
124195 | IZM63N3-V50W | 124195 | IZM63N, 3-pole, 5000 A, drawout | 21 | cerere oferta | N | 1 | 0 | 1 | 157.4 | KG | 474X909X524 | 4015081218004 |  | 636 | PDC | 1
124306 | IZM63N3-V63F | 124306 | IZM63N, 3-pole, 6300 A, fixed | 21 | cerere oferta | N | 1 | 0 | 1 | 125.2 | KG | 372X887X426 | 4015081219117 |  | 636 | PDC | 1
124196 | IZM63N3-V63W | 124196 | IZM63N, 3-pole, 6300 A, drawout | 21 | cerere oferta | N | 1 | 0 | 1 | 157.4 | KG | 474X909X524 | 4015081218011 |  | 636 | PDC | 1
124367 | IZM63N4-P40F | 124367 | IZM63N, 4-pole, 4000 A, fixed | 21 | cerere oferta | N | 1 | 0 | 1 | 144.7 | KG | 372X1120X426 | 4015081219728 |  | 636 | PDC | 1
124257 | IZM63N4-P40W | 124257 | IZM63N, 4-pole, 4000 A, drawout | 21 | cerere oferta | N | 1 | 0 | 1 | 166 | KG | 474X1036X524 | 4015081218622 |  | 636 | PDC | 1
124368 | IZM63N4-P50F | 124368 | IZM63N, 4-pole, 5000 A, fixed | 21 | cerere oferta | N | 1 | 0 | 1 | 163.3 | KG | 372X1120X426 | 4015081219735 |  | 636 | PDC | 1
124258 | IZM63N4-P50W | 124258 | IZM63N, 4-pole, 5000 A, drawout | 21 | cerere oferta | N | 1 | 0 | 1 | 200 | KG | 474X1036X524 | 4015081218639 |  | 636 | PDC | 1
124369 | IZM63N4-P63F | 124369 | IZM63N, 4-pole, 6300 A, fixed | 21 | cerere oferta | N | 1 | 0 | 1 | 163.3 | KG | 372X1120X426 | 4015081219742 |  | 636 | PDC | 1
124259 | IZM63N4-P63W | 124259 | IZM63N, 4-pole, 6300 A, drawout | 21 | cerere oferta | N | 1 | 0 | 1 | 200 | KG | 474X1036X524 | 4015081218646 |  | 636 | PDC | 1
124363 | IZM63N4-U40F | 124363 | IZM63N, 4-pole, 4000 A, fixed | 21 | cerere oferta | N | 1 | 0 | 1 | 144.7 | KG | 372X1120X426 | 4015081219681 |  | 636 | PDC | 1
124253 | IZM63N4-U40W | 124253 | IZM63N, 4-pole, 4000 A, drawout | 21 | cerere oferta | N | 1 | 0 | 1 | 166 | KG | 474X1036X524 | 4015081218585 |  | 636 | PDC | 1
124364 | IZM63N4-U50F | 124364 | IZM63N, 4-pole, 5000 A, fixed | 21 | cerere oferta | N | 1 | 0 | 1 | 163.3 | KG | 372X1120X426 | 4015081219698 |  | 636 | PDC | 1
124254 | IZM63N4-U50W | 124254 | IZM63N, 4-pole, 5000 A, drawout | 21 | cerere oferta | N | 1 | 0 | 1 | 200 | KG | 474X1036X524 | 4015081218592 |  | 636 | PDC | 1
124365 | IZM63N4-U63F | 124365 | IZM63N, 4-pole, 6300 A, fixed | 21 | cerere oferta | N | 1 | 0 | 1 | 163.3 | KG | 372X1120X426 | 4015081219704 |  | 636 | PDC | 1
124255 | IZM63N4-U63W | 124255 | IZM63N, 4-pole, 6300 A, drawout | 21 | cerere oferta | N | 1 | 0 | 1 | 200 | KG | 474X1036X524 | 4015081218608 |  | 636 | PDC | 1
124359 | IZM63N4-V40F | 124359 | IZM63N, 4-pole, 4000 A, fixed | 21 | cerere oferta | N | 1 | 0 | 1 | 144.7 | KG | 372X1120X426 | 4015081219643 |  | 636 | PDC | 1
124249 | IZM63N4-V40W | 124249 | IZM63N, 4-pole, 4000 A, drawout | 21 | cerere oferta | N | 1 | 0 | 1 | 166 | KG | 474X1036X524 | 4015081218547 |  | 636 | PDC | 1
124360 | IZM63N4-V50F | 124360 | IZM63N, 4-pole, 5000 A, fixed | 21 | cerere oferta | N | 1 | 0 | 1 | 163.3 | KG | 372X1120X426 | 4015081219650 |  | 636 | PDC | 1
124250 | IZM63N4-V50W | 124250 | IZM63N, 4-pole, 5000 A, drawout | 21 | cerere oferta | N | 1 | 0 | 1 | 200 | KG | 474X1036X524 | 4015081218554 |  | 636 | PDC | 1
124361 | IZM63N4-V63F | 124361 | IZM63N, 4-pole, 6300 A, fixed | 21 | cerere oferta | N | 1 | 0 | 1 | 163.3 | KG | 372X1120X426 | 4015081219667 |  | 636 | PDC | 1
124251 | IZM63N4-V63W | 124251 | IZM63N, 4-pole, 6300 A, drawout | 21 | cerere oferta | N | 1 | 0 | 1 | 200 | KG | 474X1036X524 | 4015081218561 |  | 636 | PDC | 1
122958 | IZM-AS22 | 122958 | ON-OFF, Auxiliary switch 2S/2Ö | 21 | cerere oferta | N | 1 | 0 | 1 | 0.215 | KG | 203 2X146 05X82 55 | 4015081205639 |  | 638 | PDC | 1
122860 | IZM-CAS633-4000 | 122860 | Cassette 4000A, IZM633 | 21 | cerere oferta | N | 1 | 0 | 1 | 90.3 | KG | 474X908X559 | 4015081204656 |  | 638 | PDC | 1
122861 | IZM-CAS633-6300 | 122861 | Cassette 6300A, IZM633 | 21 | cerere oferta | N | 1 | 0 | 1 | 96.2 | KG | 474X908X559 | 4015081204663 |  | 638 | PDC | 1
122868 | IZM-CAS634-4000 | 122868 | Cassette 4000A, IZM634 | 21 | cerere oferta | N | 1 | 0 | 1 | 113.4 | KG | 474X1000X559 | 4015081204731 |  | 638 | PDC | 1
122869 | IZM-CAS634-6300 | 122869 | Cassette 6300A, IZM634 | 21 | cerere oferta | N | 1 | 0 | 1 | 120.7 | KG | 474X1000X559 | 4015081204748 |  | 638 | PDC | 1
122882 | IZM-CS12MB | 122882 | Cell switch contacts (d/o-pos.) 12CO-MB | 21 | cerere oferta | N | 1 | 0 | 1 | 1.075 | KG | 203 2X146 05X82 55 | 4015081204878 |  | 638 | PDC | 1
122879 | IZM-CS4 | 122879 | Cell switch contacts (d/o-pos.) 4CO | 21 | cerere oferta | N | 1 | 0 | 1 | 0.29 | KG | 203 2X146 05X82 55 | 4015081204847 |  | 638 | PDC | 1
122880 | IZM-CS4MB | 122880 | Cell switch contacts (d/o-pos.) 4CO-MB | 21 | cerere oferta | N | 1 | 0 | 1 | 0.525 | KG | 203 2X146 05X82 55 | 4015081204854 |  | 638 | PDC | 1
122881 | IZM-CS8MB | 122881 | Cell switch contacts (d/o-pos.) 8CO-MB | 21 | cerere oferta | N | 1 | 0 | 1 | 0.8 | KG | 203 2X146 05X82 55 | 4015081204861 |  | 638 | PDC | 1
123063 | IZM-CTN-1000 | 123063 | Current transformer N, 1000A, IZM20/32 | 21 | cerere oferta | N | 1 | 0 | 1 | 1.581 | KG | 260 35X184 15X215 9 | 4015081206681 |  | 638 | PDC | 1
123064 | IZM-CTN-1250 | 123064 | Current transformer N, 1250A, IZM20/32 | 21 | cerere oferta | N | 1 | 0 | 1 | 1.616 | KG | 260 35X184 15X215 9 | 4015081206698 |  | 638 | PDC | 1
123065 | IZM-CTN-1600 | 123065 | Current transformer N, 1600A, IZM20/32 | 21 | cerere oferta | N | 1 | 0 | 1 | 1.616 | KG | 260 35X184 15X215 9 | 4015081206704 |  | 638 | PDC | 1
123057 | IZM-CTN-200 | 123057 | Current transformer N, 200A, IZM20/32 | 21 | cerere oferta | N | 1 | 0 | 1 | 1.504 | KG | 260 35X184 15X215 9 | 4015081206629 |  | 638 | PDC | 1
123066 | IZM-CTN-2000 | 123066 | Current transformer N, 2000A, IZM20/32 | 21 | cerere oferta | N | 1 | 0 | 1 | 1.724 | KG | 260 35X184 15X215 9 | 4015081206711 |  | 638 | PDC | 1
123058 | IZM-CTN-250 | 123058 | Current transformer N, 250A, IZM20/32 | 21 | cerere oferta | N | 1 | 0 | 1 | 1.504 | KG | 260 35X184 15X215 9 | 4015081206636 |  | 638 | PDC | 1
123067 | IZM-CTN-2500 | 123067 | Current transformer N, 2500A, IZM32 | 21 | cerere oferta | N | 1 | 0 | 1 | 1.883 | KG | 260 35X184 15X215 9 | 4015081206728 |  | 638 | PDC | 1
123059 | IZM-CTN-300 | 123059 | Current transformer N, 300A, IZM20/32 | 21 | cerere oferta | N | 1 | 0 | 1 | 1.586 | KG | 260 35X184 15X215 9 | 4015081206643 |  | 638 | PDC | 1
123068 | IZM-CTN-3200 | 123068 | Current transformer N, 3200A, IZM32 | 21 | cerere oferta | N | 1 | 0 | 1 | 2.155 | KG | 260 35X184 15X215 9 | 4015081206735 |  | 638 | PDC | 1
123060 | IZM-CTN-400 | 123060 | Current transformer N, 400A, IZM20/32 | 21 | cerere oferta | N | 1 | 0 | 1 | 1.581 | KG | 260 35X184 15X215 9 | 4015081206650 |  | 638 | PDC | 1
123069 | IZM-CTN-4000 | 123069 | Current transformer N, 4000A, IZM40/63 | 21 | cerere oferta | N | 1 | 0 | 1 | 1.724 | KG | 260 35X184 15X215 9 | 4015081206742 |  | 638 | PDC | 1
123070 | IZM-CTN-5000 | 123070 | Current transformer N, 5000A, IZM63 | 21 | cerere oferta | N | 1 | 0 | 1 | 1.883 | KG | 260 35X184 15X215 9 | 4015081206759 |  | 638 | PDC | 1
123061 | IZM-CTN-630 | 123061 | Current transformer N, 630A, IZM20/32 | 21 | cerere oferta | N | 1 | 0 | 1 | 1.581 | KG | 260 35X184 15X215 9 | 4015081206667 |  | 638 | PDC | 1
123071 | IZM-CTN-6300 | 123071 | Current transformer N, 6300A, IZM63 | 21 | cerere oferta | N | 1 | 0 | 1 | 2.155 | KG | 260 35X184 15X215 9 | 4015081206766 |  | 638 | PDC | 1
123062 | IZM-CTN-800 | 123062 | Current transformer N, 800A, IZM20/32 | 21 | cerere oferta | N | 1 | 0 | 1 | 1.616 | KG | 260 35X184 15X215 9 | 4015081206674 |  | 638 | PDC | 1
122926 | IZM-DC | 122926 | Door cover | 21 | cerere oferta | N | 1 | 0 | 1 | 1.271 | KG | 457 2X114 3X469 9 | 4015081205318 |  | 638 | PDC | 1
122925 | IZM-DEG | 122925 | Door escutcheon with gasket | 21 | cerere oferta | N | 1 | 0 | 1 | 1.271 | KG | 457 2X114 3X469 9 | 4015081205301 |  | 638 | PDC | 1
122894 | IZM-DTP | 122894 | Trip-Unit P-typ, DT1150, 24/48VDC | 21 | cerere oferta | N | 1 | 0 | 1 | 1.724 | KG | 203 2X146 05X82 55 | 4015081204991 |  | 638 | PDC | 1
101534 | IZM-DTP-RM | 101534 | Digital Relay Module | 21 | cerere oferta | N | 1 | 0 | 1 | 0.862 | KG | 88 9X95 25X114 3 | 4015081014262 |  | 638 | PDC | 1
122989 | IZM-DTP-TL | 122989 | Trip Link for setting transfer DT-1150 | 21 | cerere oferta | N | 1 | 0 | 1 | 0.862 | KG | 203 2X146 05X82 55 | 4015081205943 |  | 638 | PDC | 1
122777 | IZM-DTU | 122777 | Trip-Unit U-typ, DT520MC, 24/48VDC | 21 | cerere oferta | N | 1 | 0 | 1 | 1.724 | KG | 203 2X146 05X82 55 | 4015081203826 |  | 638 | PDC | 1
122973 | IZM-KLP-CASS-L | 122973 | Keylock prov.cass. (OFF in CON), left | 21 | cerere oferta | N | 1 | 0 | 1 | 0.31 | KG | 203 2X146 05X82 55 | 4015081205783 |  | 638 | PDC | 1
122972 | IZM-KLP-CASS-R | 122972 | Keylock prov.cass. (OFF in CON), right | 21 | cerere oferta | N | 1 | 0 | 1 | 0.31 | KG | 203 2X146 05X82 55 | 4015081205776 |  | 638 | PDC | 1
122970 | IZM-KLP-SO-CASTELL | 122970 | Keylock Safe-OFF, CASTELL provision | 21 | cerere oferta | N | 1 | 0 | 1 | 0.306 | KG | 203 2X146 05X82 55 | 4015081205752 |  | 638 | PDC | 1
122968 | IZM-KLP-SO-CES | 122968 | Keylock Safe-OFF, CES provision | 21 | cerere oferta | N | 1 | 0 | 1 | 0.306 | KG | 203 2X146 05X82 55 | 4015081205738 |  | 638 | PDC | 1
122969 | IZM-KLP-SO-KIRK | 122969 | Keylock Safe-OFF, KIRK provision | 21 | cerere oferta | N | 1 | 0 | 1 | 0.315 | KG | 203 2X146 05X82 55 | 4015081205745 |  | 638 | PDC | 1
122971 | IZM-KLP-SO-RONIS | 122971 | Keylock Safe-OFF, RONIS provision | 21 | cerere oferta | N | 1 | 0 | 1 | 0.315 | KG | 203 2X146 05X82 55 | 4015081205769 |  | 638 | PDC | 1
122959 | IZM-LCS | 122959 | Latch check switch (LCS/HIB), 1CO | 21 | cerere oferta | N | 1 | 0 | 1 | 0.245 | KG | 203 2X146 05X82 55 | 4015081205646 |  | 638 | PDC | 1
122974 | IZM-LCS-SR | 122974 | Latch check switch, wired to SR, 1CO | 21 | cerere oferta | N | 1 | 0 | 1 | 0.237 | KG | 203 2X146 05X82 55 | 4015081205790 |  | 638 | PDC | 1
122931 | IZM-M110AC | 122931 | Motor operator 110-125 VAC | 21 | cerere oferta | N | 1 | 0 | 1 | 3.159 | KG | 190 5X177 8X165 1 | 4015081205363 |  | 638 | PDC | 1
122929 | IZM-M110DC | 122929 | Motor operator 110-125 VDC | 21 | cerere oferta | N | 1 | 0 | 1 | 3.159 | KG | 190 5X177 8X165 1 | 4015081205349 |  | 638 | PDC | 1
122930 | IZM-M220DC | 122930 | Motor operator 220-250 VDC | 21 | cerere oferta | N | 1 | 0 | 1 | 3.103 | KG | 190 5X177 8X165 1 | 4015081205356 |  | 638 | PDC | 1
122932 | IZM-M230AC | 122932 | Motor operator 220-250 VAC | 21 | cerere oferta | N | 1 | 0 | 1 | 3.103 | KG | 190 5X177 8X165 1 | 4015081205370 |  | 638 | PDC | 1
122927 | IZM-M24DC | 122927 | Motor operator 24 VDC | 21 | cerere oferta | N | 1 | 0 | 1 | 2.866 | KG | 190 5X177 8X165 1 | 4015081205325 |  | 638 | PDC | 1
122928 | IZM-M48DC | 122928 | Motor operator 48 VDC | 21 | cerere oferta | N | 1 | 0 | 1 | 3.059 | KG | 190 5X177 8X165 1 | 4015081205332 |  | 638 | PDC | 1
123093 | IZM-M60DC | 123093 | Motor operator 60 VDC | 21 | cerere oferta | N | 1 | 0 | 1 | 3.059 | KG | 190 5X177 8X165 1 | 4015081206988 |  | 638 | PDC | 1
122980 | IZM-MIL2C-F | 122980 | Mechan. interlock type 2 cable, fixed | 21 | cerere oferta | N | 1 | 0 | 1 | 3.895 | KG | 457 2X457 2X203 2 | 4015081205851 |  | 638 | PDC | 1
122985 | IZM-MIL2C-W | 122985 | Mechan. interlock type 2 cable, drawout | 21 | cerere oferta | N | 1 | 0 | 1 | 1.823 | KG | 457 2X457 2X203 2 | 4015081205905 |  | 638 | PDC | 1
122981 | IZM-MIL31C-F | 122981 | Mechan. interlock type 31 cable, fixed | 21 | cerere oferta | N | 1 | 0 | 1 | 6.033 | KG | 457 2X457 2X203 2 | 4015081205868 |  | 638 | PDC | 1
122986 | IZM-MIL31C-W | 122986 | Mechan. interlock type 31 cable, drawout | 21 | cerere oferta | N | 1 | 0 | 1 | 3.447 | KG | 457 2X457 2X203 2 | 4015081205912 |  | 638 | PDC | 1
122982 | IZM-MIL32C-F | 122982 | Mechan. interlock type 32 cable, fixed | 21 | cerere oferta | N | 1 | 0 | 1 | 6.033 | KG | 457 2X457 2X203 2 | 4015081205875 |  | 638 | PDC | 1
122987 | IZM-MIL32C-W | 122987 | Mechan. interlock type 32 cable, drawout | 21 | cerere oferta | N | 1 | 0 | 1 | 3.447 | KG | 457 2X457 2X203 2 | 4015081205929 |  | 638 | PDC | 1
122983 | IZM-MIL33C-F | 122983 | Mechan. interlock type 33 cable, fixed | 21 | cerere oferta | N | 1 | 0 | 1 | 6.033 | KG | 457 2X457 2X203 2 | 4015081205882 |  | 638 | PDC | 1
122988 | IZM-MIL33C-W | 122988 | Mechan. interlock type 33 cable, drawout | 21 | cerere oferta | N | 1 | 0 | 1 | 3.447 | KG | 457 2X457 2X203 2 | 4015081205936 |  | 638 | PDC | 1
122975 | IZM-MIL-CAB1520 | 122975 | Cable kit 1520mm for mechan. Interlock | 21 | cerere oferta | N | 1 | 0 | 1 | 2.155 | KG | 381X254X139 7 | 4015081205806 |  | 638 | PDC | 1
122976 | IZM-MIL-CAB1830 | 122976 | Cable kit 1830mm for mechan. Interlock | 21 | cerere oferta | N | 1 | 0 | 1 | 2.155 | KG | 381X254X139 7 | 4015081205813 |  | 638 | PDC | 1
122977 | IZM-MIL-CAB2440 | 122977 | Cable kit 2440mm for mechan. Interlock | 21 | cerere oferta | N | 1 | 0 | 1 | 2.155 | KG | 381X254X139 7 | 4015081205820 |  | 638 | PDC | 1
122978 | IZM-MIL-CAB3050 | 122978 | Cable kit 3050mm for mechan. Interlock | 21 | cerere oferta | N | 1 | 0 | 1 | 2.155 | KG | 381X254X139 7 | 4015081205837 |  | 638 | PDC | 1
124236 | IZM-MMINT | 124236 | Translator module INCOM to MODBUS | 21 | cerere oferta | N | 1 | 0 | 1 | 0.862 | KG | 88 9X95 25X114 3 | 4015081218417 |  | 638 | PDC | 1
122933 | IZM-OC | 122933 | Operations counter | 21 | cerere oferta | N | 1 | 0 | 1 | 0.431 | KG | 203 2X146 05X82 55 | 4015081205387 |  | 638 | PDC | 1
122960 | IZM-OTS | 122960 | Overcurrent trip switch (OTS/HIA), 2CO | 21 | cerere oferta | N | 1 | 0 | 1 | 0.215 | KG | 203 2X146 05X82 55 | 4015081205653 |  | 638 | PDC | 1
122966 | IZM-PLPC-M | 122966 | Padlockable pushbutton cover, metal | 21 | cerere oferta | N | 1 | 0 | 1 | 0.25 | KG | 203 2X146 05X82 55 | 4015081205714 |  | 638 | PDC | 1
122965 | IZM-PLPC-P | 122965 | Padlockable pushbutton cover, plastic | 21 | cerere oferta | N | 1 | 0 | 1 | 0.164 | KG | 203 2X146 05X82 55 | 4015081205707 |  | 638 | PDC | 1
124235 | IZM-PMINT | 124235 | Translator module INCOM to PROFIBUS | 21 | cerere oferta | N | 1 | 0 | 1 | 0.862 | KG | 88 9X95 25X114 3 | 4015081218400 |  | 638 | PDC | 1
122964 | IZM-RA | 122964 | Reset, Automatic | 21 | cerere oferta | N | 1 | 0 | 1 | 0.215 | KG | 203 2X146 05X82 55 | 4015081205691 |  | 638 | PDC | 1
123001 | IZM-RP203-1000 | 123001 | Rating plug and CTs 1000A, IZM203 | 21 | cerere oferta | N | 1 | 0 | 1 | 3.447 | KG | 155 448X196 85X161 925 | 4015081206063 |  | 638 | PDC | 1
123002 | IZM-RP203-1250 | 123002 | Rating plug and CTs 1250A, IZM203 | 21 | cerere oferta | N | 1 | 0 | 1 | 3.447 | KG | 155 448X196 85X161 925 | 4015081206070 |  | 638 | PDC | 1
123003 | IZM-RP203-1600 | 123003 | Rating plug and CTs 1600A, IZM203 | 21 | cerere oferta | N | 1 | 0 | 1 | 3.447 | KG | 155 448X196 85X161 925 | 4015081206087 |  | 638 | PDC | 1
122995 | IZM-RP203-200 | 122995 | Rating plug and CTs 200A, IZM203 | 21 | cerere oferta | N | 1 | 0 | 1 | 3.059 | KG | 155 448X196 85X161 925 | 4015081206001 |  | 638 | PDC | 1
123004 | IZM-RP203-2000 | 123004 | Rating plug and CTs 2000A, IZM203 | 21 | cerere oferta | N | 1 | 0 | 1 | 3.447 | KG | 155 448X196 85X161 925 | 4015081206094 |  | 638 | PDC | 1
122996 | IZM-RP203-250 | 122996 | Rating plug and CTs 250A, IZM203 | 21 | cerere oferta | N | 1 | 0 | 1 | 3.146 | KG | 155 448X196 85X161 925 | 4015081206018 |  | 638 | PDC | 1
122997 | IZM-RP203-300 | 122997 | Rating plug and CTs 300A, IZM203 | 21 | cerere oferta | N | 1 | 0 | 1 | 3.184 | KG | 155 448X196 85X161 925 | 4015081206025 |  | 638 | PDC | 1
122998 | IZM-RP203-400 | 122998 | Rating plug and CTs 400A, IZM203 | 21 | cerere oferta | N | 1 | 0 | 1 | 2.909 | KG | 155 448X196 85X161 925 | 4015081206032 |  | 638 | PDC | 1
122999 | IZM-RP203-630 | 122999 | Rating plug and CTs 630A, IZM203 | 21 | cerere oferta | N | 1 | 0 | 1 | 3.103 | KG | 155 448X196 85X161 925 | 4015081206049 |  | 638 | PDC | 1
123000 | IZM-RP203-800 | 123000 | Rating plug and CTs 800A, IZM203 | 21 | cerere oferta | N | 1 | 0 | 1 | 3.09 | KG | 155 448X196 85X161 925 | 4015081206056 |  | 638 | PDC | 1
123032 | IZM-RP204-1000 | 123032 | Rating plug and CTs 1000A, IZM204 | 21 | cerere oferta | N | 1 | 0 | 1 | 3.447 | KG | 155 448X196 85X161 925 | 4015081206377 |  | 638 | PDC | 1
123033 | IZM-RP204-1250 | 123033 | Rating plug and CTs 1250A, IZM204 | 21 | cerere oferta | N | 1 | 0 | 1 | 3.447 | KG | 155 448X196 85X161 925 | 4015081206384 |  | 638 | PDC | 1
123034 | IZM-RP204-1600 | 123034 | Rating plug and CTs 1600A, IZM204 | 21 | cerere oferta | N | 1 | 0 | 1 | 3.447 | KG | 155 448X196 85X161 925 | 4015081206391 |  | 638 | PDC | 1
123026 | IZM-RP204-200 | 123026 | Rating plug and CTs 200A, IZM204 | 21 | cerere oferta | N | 1 | 0 | 1 | 3.059 | KG | 155 448X196 85X161 925 | 4015081206315 |  | 638 | PDC | 1
123035 | IZM-RP204-2000 | 123035 | Rating plug and CTs 2000A, IZM204 | 21 | cerere oferta | N | 1 | 0 | 1 | 3.447 | KG | 155 448X196 85X161 925 | 4015081206407 |  | 638 | PDC | 1
123027 | IZM-RP204-250 | 123027 | Rating plug and CTs 250A, IZM204 | 21 | cerere oferta | N | 1 | 0 | 1 | 3.146 | KG | 155 448X196 85X161 925 | 4015081206322 |  | 638 | PDC | 1
123028 | IZM-RP204-300 | 123028 | Rating plug and CTs 300A, IZM204 | 21 | cerere oferta | N | 1 | 0 | 1 | 3.184 | KG | 155 448X196 85X161 925 | 4015081206339 |  | 638 | PDC | 1
123029 | IZM-RP204-400 | 123029 | Rating plug and CTs 400A, IZM204 | 21 | cerere oferta | N | 1 | 0 | 1 | 2.909 | KG | 155 448X196 85X161 925 | 4015081206346 |  | 638 | PDC | 1
123030 | IZM-RP204-630 | 123030 | Rating plug and CTs 630A, IZM204 | 21 | cerere oferta | N | 1 | 0 | 1 | 3.103 | KG | 155 448X196 85X161 925 | 4015081206353 |  | 638 | PDC | 1
123031 | IZM-RP204-800 | 123031 | Rating plug and CTs 800A, IZM204 | 21 | cerere oferta | N | 1 | 0 | 1 | 3.09 | KG | 155 448X196 85X161 925 | 4015081206360 |  | 638 | PDC | 1
123011 | IZM-RP323-1000 | 123011 | Rating plug and CTs 1000A, IZM323 | 21 | cerere oferta | N | 1 | 0 | 1 | 3.447 | KG | 155 448X196 85X161 925 | 4015081206162 |  | 638 | PDC | 1
123012 | IZM-RP323-1250 | 123012 | Rating plug and CTs 1250A, IZM323 | 21 | cerere oferta | N | 1 | 0 | 1 | 3.447 | KG | 155 448X196 85X161 925 | 4015081206179 |  | 638 | PDC | 1
123013 | IZM-RP323-1600 | 123013 | Rating plug and CTs 1600A, IZM323 | 21 | cerere oferta | N | 1 | 0 | 1 | 3.447 | KG | 155 448X196 85X161 925 | 4015081206186 |  | 638 | PDC | 1
123005 | IZM-RP323-200 | 123005 | Rating plug and CTs 200A, IZM323 | 21 | cerere oferta | N | 1 | 0 | 1 | 3.059 | KG | 155 448X196 85X161 925 | 4015081206100 |  | 638 | PDC | 1
123014 | IZM-RP323-2000 | 123014 | Rating plug and CTs 2000A, IZM323 | 21 | cerere oferta | N | 1 | 0 | 1 | 3.447 | KG | 155 448X196 85X161 925 | 4015081206193 |  | 638 | PDC | 1
123006 | IZM-RP323-250 | 123006 | Rating plug and CTs 250A, IZM323 | 21 | cerere oferta | N | 1 | 0 | 1 | 3.146 | KG | 155 448X196 85X161 925 | 4015081206117 |  | 638 | PDC | 1
123015 | IZM-RP323-2500 | 123015 | Rating plug and CTs 2500A, IZM323 | 21 | cerere oferta | N | 1 | 0 | 1 | 3.891 | KG | 155 448X196 85X161 925 | 4015081206209 |  | 638 | PDC | 1
123007 | IZM-RP323-300 | 123007 | Rating plug and CTs 300A, IZM323 | 21 | cerere oferta | N | 1 | 0 | 1 | 3.184 | KG | 155 448X196 85X161 925 | 4015081206124 |  | 638 | PDC | 1
123016 | IZM-RP323-3200 | 123016 | Rating plug and CTs 3200A, IZM323 | 21 | cerere oferta | N | 1 | 0 | 1 | 4.559 | KG | 155 448X196 85X161 925 | 4015081206216 |  | 638 | PDC | 1
123008 | IZM-RP323-400 | 123008 | Rating plug and CTs 400A, IZM323 | 21 | cerere oferta | N | 1 | 0 | 1 | 2.909 | KG | 155 448X196 85X161 925 | 4015081206131 |  | 638 | PDC | 1
123009 | IZM-RP323-630 | 123009 | Rating plug and CTs 630A, IZM323 | 21 | cerere oferta | N | 1 | 0 | 1 | 3.103 | KG | 155 448X196 85X161 925 | 4015081206148 |  | 638 | PDC | 1
123010 | IZM-RP323-800 | 123010 | Rating plug and CTs 800A, IZM323 | 21 | cerere oferta | N | 1 | 0 | 1 | 3.09 | KG | 155 448X196 85X161 925 | 4015081206155 |  | 638 | PDC | 1
123042 | IZM-RP324-1000 | 123042 | Rating plug and CTs 1000A, IZM324 | 21 | cerere oferta | N | 1 | 0 | 1 | 3.447 | KG | 155 448X196 85X161 925 | 4015081206476 |  | 638 | PDC | 1
123043 | IZM-RP324-1250 | 123043 | Rating plug and CTs 1250A, IZM324 | 21 | cerere oferta | N | 1 | 0 | 1 | 3.447 | KG | 155 448X196 85X161 925 | 4015081206483 |  | 638 | PDC | 1
123044 | IZM-RP324-1600 | 123044 | Rating plug and CTs 1600A, IZM324 | 21 | cerere oferta | N | 1 | 0 | 1 | 3.447 | KG | 155 448X196 85X161 925 | 4015081206490 |  | 638 | PDC | 1
123036 | IZM-RP324-200 | 123036 | Rating plug and CTs 200A, IZM324 | 21 | cerere oferta | N | 1 | 0 | 1 | 3.059 | KG | 155 448X196 85X161 925 | 4015081206414 |  | 638 | PDC | 1
123045 | IZM-RP324-2000 | 123045 | Rating plug and CTs 2000A, IZM324 | 21 | cerere oferta | N | 1 | 0 | 1 | 3.447 | KG | 155 448X196 85X161 925 | 4015081206506 |  | 638 | PDC | 1
123037 | IZM-RP324-250 | 123037 | Rating plug and CTs 250A, IZM324 | 21 | cerere oferta | N | 1 | 0 | 1 | 3.146 | KG | 155 448X196 85X161 925 | 4015081206421 |  | 638 | PDC | 1
123046 | IZM-RP324-2500 | 123046 | Rating plug and CTs 2500A, IZM324 | 21 | cerere oferta | N | 1 | 0 | 1 | 3.891 | KG | 155 448X196 85X161 925 | 4015081206513 |  | 638 | PDC | 1
123038 | IZM-RP324-300 | 123038 | Rating plug and CTs 300A, IZM324 | 21 | cerere oferta | N | 1 | 0 | 1 | 3.184 | KG | 155 448X196 85X161 925 | 4015081206438 |  | 638 | PDC | 1
123047 | IZM-RP324-3200 | 123047 | Rating plug and CTs 3200A, IZM324 | 21 | cerere oferta | N | 1 | 0 | 1 | 4.559 | KG | 155 448X196 85X161 925 | 4015081206520 |  | 638 | PDC | 1
123039 | IZM-RP324-400 | 123039 | Rating plug and CTs 400A, IZM324 | 21 | cerere oferta | N | 1 | 0 | 1 | 2.909 | KG | 155 448X196 85X161 925 | 4015081206445 |  | 638 | PDC | 1
123040 | IZM-RP324-630 | 123040 | Rating plug and CTs 630A, IZM324 | 21 | cerere oferta | N | 1 | 0 | 1 | 3.103 | KG | 155 448X196 85X161 925 | 4015081206452 |  | 638 | PDC | 1
123041 | IZM-RP324-800 | 123041 | Rating plug and CTs 800A, IZM324 | 21 | cerere oferta | N | 1 | 0 | 1 | 3.09 | KG | 155 448X196 85X161 925 | 4015081206469 |  | 638 | PDC | 1
124244 | IZM-RP633-2000 | 124244 | Rating plug and CTs 4000A, IZM633 | 21 | cerere oferta | N | 1 | 0 | 1 | 4.309 | KG | 155 448X196 85X161 925 | 4015081218493 |  | 638 | PDC | 1
124320 | IZM-RP633-2500 | 124320 | Rating plug and CTs 4000A, IZM633 | 21 | cerere oferta | N | 1 | 0 | 1 | 4.309 | KG | 155 448X196 85X161 925 | 4015081219254 |  | 638 | PDC | 1
124210 | IZM-RP633-3200 | 124210 | Rating plug and CTs 4000A, IZM633 | 21 | cerere oferta | N | 1 | 0 | 1 | 4.309 | KG | 155 448X196 85X161 925 | 4015081218158 |  | 638 | PDC | 1
123023 | IZM-RP633-4000 | 123023 | Rating plug and CTs 4000A, IZM633 | 21 | cerere oferta | N | 1 | 0 | 1 | 4.309 | KG | 155 448X196 85X161 925 | 4015081206285 |  | 638 | PDC | 1
123024 | IZM-RP633-5000 | 123024 | Rating plug and CTs 5000A, IZM633 | 21 | cerere oferta | N | 1 | 0 | 1 | 4.309 | KG | 155 448X196 85X161 925 | 4015081206292 |  | 638 | PDC | 1
123025 | IZM-RP633-6300 | 123025 | Rating plug and CTs 6300A, IZM633 | 21 | cerere oferta | N | 1 | 0 | 1 | 4.309 | KG | 155 448X196 85X161 925 | 4015081206308 |  | 638 | PDC | 1
124321 | IZM-RP634-2000 | 124321 | Rating plug and CTs 4000A, IZM634 | 21 | cerere oferta | N | 1 | 0 | 1 | 4.309 | KG | 155 448X196 85X161 925 | 4015081219261 |  | 638 | PDC | 1
124211 | IZM-RP634-2500 | 124211 | Rating plug and CTs 4000A, IZM634 | 21 | cerere oferta | N | 1 | 0 | 1 | 4.309 | KG | 155 448X196 85X161 925 | 4015081218165 |  | 638 | PDC | 1
124322 | IZM-RP634-3200 | 124322 | Rating plug and CTs 4000A, IZM634 | 21 | cerere oferta | N | 1 | 0 | 1 | 4.309 | KG | 155 448X196 85X161 925 | 4015081219278 |  | 638 | PDC | 1
123054 | IZM-RP634-4000 | 123054 | Rating plug and CTs 4000A, IZM634 | 21 | cerere oferta | N | 1 | 0 | 1 | 4.309 | KG | 155 448X196 85X161 925 | 4015081206599 |  | 638 | PDC | 1
123055 | IZM-RP634-5000 | 123055 | Rating plug and CTs 5000A, IZM634 | 21 | cerere oferta | N | 1 | 0 | 1 | 4.309 | KG | 155 448X196 85X161 925 | 4015081206605 |  | 638 | PDC | 1
123056 | IZM-RP634-6300 | 123056 | Rating plug and CTs 6300A, IZM634 | 21 | cerere oferta | N | 1 | 0 | 1 | 4.309 | KG | 155 448X196 85X161 925 | 4015081206612 |  | 638 | PDC | 1
122854 | IZM-RPE403-2000 | 122854 | Rating plug and CTs 2000A, IZM(E)403 | 21 | cerere oferta | N | 1 | 0 | 1 | 3.059 | KG | 155 448X196 85X161 925 | 4015081204595 |  | 638 | PDC | 1
123117 | IZM-SEC-TB15 | 123117 | Secondary Terminal Block Kit-15 | 21 | cerere oferta | N | 1 | 0 | 1 | 0.677 | KG | 203 2X139 7X82 55 | 4015081207220 |  | 638 | PDC | 1
123116 | IZM-SEC-TB2 | 123116 | Secondary Terminal Block Kit-2 | 21 | cerere oferta | N | 1 | 0 | 1 | 0.677 | KG | 203 2X139 7X82 55 | 4015081207213 |  | 638 | PDC | 1
122789 | IZM-SEC-WR90 | 122789 | Secondary Terminal Wire-Kit, qty.90 | 21 | cerere oferta | N | 1 | 0 | 1 | 0.677 | KG | 203 2X139 7X82 55 | 4015081203949 |  | 638 | PDC | 1
122871 | IZM-SH203 | 122871 | Shutter for IZM203 cassette | 21 | cerere oferta | N | 1 | 0 | 1 | 1.9 | KG | 525X330X50 | 4015081204762 |  | 638 | PDC | 1
122875 | IZM-SH204 | 122875 | Shutter for IZM204 cassette | 21 | cerere oferta | N | 1 | 0 | 1 | 2.375 | KG | 525X430X50 | 4015081204809 |  | 638 | PDC | 1
122872 | IZM-SH323 | 122872 | Shutter for IZM323 cassette | 21 | cerere oferta | N | 1 | 0 | 1 | 2.375 | KG | 525X430X50 | 4015081204779 |  | 638 | PDC | 1
122876 | IZM-SH324 | 122876 | Shutter for IZM324 cassette | 21 | cerere oferta | N | 1 | 0 | 1 | 2.85 | KG | 525X560X50 | 4015081204816 |  | 638 | PDC | 1
122873 | IZM-SH403 | 122873 | Shutter for IZM403 cassette | 21 | cerere oferta | N | 1 | 0 | 1 | 3.8 | KG | 525X660X50 | 4015081204786 |  | 638 | PDC | 1
122877 | IZM-SH404 | 122877 | Shutter for IZM404 cassette | 21 | cerere oferta | N | 1 | 0 | 1 | 4.75 | KG | 525X860X50 | 4015081204823 |  | 638 | PDC | 1
122874 | IZM-SH633 | 122874 | Shutter for IZM633 cassette | 21 | cerere oferta | N | 1 | 0 | 1 | 4.75 | KG | 525X860X50 | 4015081204793 |  | 638 | PDC | 1
122878 | IZM-SH634 | 122878 | Shutter for IZM634 cassette | 21 | cerere oferta | N | 1 | 0 | 1 | 5.7 | KG | 525X1120X50 | 4015081204830 |  | 638 | PDC | 1
122944 | IZM-SR110AD | 122944 | Spring release 110-127 VAC/DC | 21 | cerere oferta | N | 1 | 0 | 1 | 0.5 | KG | 203 2X146 05X82 55 | 4015081205493 |  | 638 | PDC | 1
122945 | IZM-SR230AD | 122945 | Spring release 208-250 VAC/DC | 21 | cerere oferta | N | 1 | 0 | 1 | 0.491 | KG | 203 2X146 05X82 55 | 4015081205509 |  | 638 | PDC | 1
122942 | IZM-SR24DC | 122942 | Spring release 24 VDC | 21 | cerere oferta | N | 1 | 0 | 1 | 0.496 | KG | 203 2X146 05X82 55 | 4015081205479 |  | 638 | PDC | 1
122943 | IZM-SR48DC | 122943 | Spring release 48 VDC | 21 | cerere oferta | N | 1 | 0 | 1 | 0.5 | KG | 203 2X146 05X82 55 | 4015081205486 |  | 638 | PDC | 1
123954 | IZM-SR60DC | 123954 | Spring release 60 VDC | 21 | cerere oferta | N | 1 | 0 | 1 | 0.5 | KG | 203 2X146 05X82 55 | 4015081215591 |  | 638 | PDC | 1
122936 | IZM-ST110AD | 122936 | Shunt trip 110-127 VAC/DC | 21 | cerere oferta | N | 1 | 0 | 1 | 0.595 | KG | 203 2X146 05X82 55 | 4015081205417 |  | 638 | PDC | 1
122937 | IZM-ST230AD | 122937 | Shunt trip 208-250 VAC/DC | 21 | cerere oferta | N | 1 | 0 | 1 | 0.586 | KG | 203 2X146 05X82 55 | 4015081205424 |  | 638 | PDC | 1
122934 | IZM-ST24DC | 122934 | Shunt trip 24 VDC | 21 | cerere oferta | N | 1 | 0 | 1 | 0.582 | KG | 203 2X146 05X82 55 | 4015081205394 |  | 638 | PDC | 1
122935 | IZM-ST48DC | 122935 | Shunt trip 48 VDC | 21 | cerere oferta | N | 1 | 0 | 1 | 0.59 | KG | 203 2X146 05X82 55 | 4015081205400 |  | 638 | PDC | 1
123930 | IZM-ST60DC | 123930 | Shunt trip 60 VDC | 21 | cerere oferta | N | 1 | 0 | 1 | 0.59 | KG | 203 2X146 05X82 55 | 4015081215355 |  | 638 | PDC | 1
123100 | IZM-TF203N-1250 | 123100 | Terminals front 1250A, IZM203N | 21 | cerere oferta | N | 1 | 0 | 1 | 10.135 | KG | 155 448X196 85X161 925 | 4015081207053 |  | 638 | PDC | 1
123102 | IZM-TF203N-2000 | 123102 | Terminals front 2000A, IZM203N | 21 | cerere oferta | N | 1 | 0 | 1 | 17.97 | KG | 155 448X196 85X161 925 | 4015081207077 |  | 638 | PDC | 1
123108 | IZM-TF204N-1250 | 123108 | Terminals front 1250A, IZM204N | 21 | cerere oferta | N | 1 | 0 | 1 | 13.52 | KG | 155 448X196 85X161 925 | 4015081207138 |  | 638 | PDC | 1
123110 | IZM-TF204N-2000 | 123110 | Terminals front 2000A, IZM204N | 21 | cerere oferta | N | 1 | 0 | 1 | 23.615 | KG | 155 448X196 85X161 925 | 4015081207152 |  | 638 | PDC | 1
124225 | IZM-TF323B-1250 | 124225 | Terminals front 1250A, IZM323B | 21 | cerere oferta | N | 1 | 0 | 1 | 13.81 | KG | 155 448X196 85X161 925 | 4015081218301 |  | 638 | PDC | 1
123104 | IZM-TF323B-2500 | 123104 | Terminals front 2500A, IZM323B | 21 | cerere oferta | N | 1 | 0 | 1 | 13.53 | KG | 155 448X196 85X161 925 | 4015081207091 |  | 638 | PDC | 1
123105 | IZM-TF323H-3200 | 123105 | Terminals front 3200A, IZM323H | 21 | cerere oferta | N | 1 | 0 | 1 | 20.55 | KG | 155 448X196 85X161 925 | 4015081207107 |  | 638 | PDC | 1
124280 | IZM-TF324B-1250 | 124280 | Terminals front 1250A, IZM324B | 21 | cerere oferta | N | 1 | 0 | 1 | 18.415 | KG | 155 448X196 85X161 925 | 4015081218851 |  | 638 | PDC | 1
123112 | IZM-TF324B-2500 | 123112 | Terminals front 2500A, IZM324B | 21 | cerere oferta | N | 1 | 0 | 1 | 18.05 | KG | 155 448X196 85X161 925 | 4015081207176 |  | 638 | PDC | 1
123113 | IZM-TF324H-3200 | 123113 | Terminals front 3200A, IZM324H | 21 | cerere oferta | N | 1 | 0 | 1 | 27.355 | KG | 155 448X196 85X161 925 | 4015081207183 |  | 638 | PDC | 1
123072 | IZM-TV203N-2000 | 123072 | Terminals vertical 2000A, IZM203N | 21 | cerere oferta | N | 1 | 0 | 1 | 4.175 | KG | 155 448X196 85X161 925 | 4015081206773 |  | 638 | PDC | 1
123086 | IZM-TV204N-2000 | 123086 | Terminals vertical 2000A, IZM204N | 21 | cerere oferta | N | 1 | 0 | 1 | 5.565 | KG | 155 448X196 85X161 925 | 4015081206919 |  | 638 | PDC | 1
123074 | IZM-TV323B-1600 | 123074 | Terminals vertical 1600A, IZM323B | 21 | cerere oferta | N | 1 | 0 | 1 | 3.7 | KG | 155 448X196 85X161 925 | 4015081206797 |  | 638 | PDC | 1
123075 | IZM-TV323H-2000 | 123075 | Terminals vertical 2000A, IZM323H | 21 | cerere oferta | N | 1 | 0 | 1 | 6.66 | KG | 155 448X196 85X161 925 | 4015081206803 |  | 638 | PDC | 1
123077 | IZM-TV323H-3200 | 123077 | Terminals vertical 3200A, IZM323H | 21 | cerere oferta | N | 1 | 0 | 1 | 10.06 | KG | 155 448X196 85X161 925 | 4015081206827 |  | 638 | PDC | 1
123088 | IZM-TV324B-1600 | 123088 | Terminals vertical 1600A, IZM324B | 21 | cerere oferta | N | 1 | 0 | 1 | 4.93 | KG | 155 448X196 85X161 925 | 4015081206933 |  | 638 | PDC | 1
123089 | IZM-TV324H-2000 | 123089 | Terminals vertical 2000A, IZM324H | 21 | cerere oferta | N | 1 | 0 | 1 | 8.88 | KG | 155 448X196 85X161 925 | 4015081206940 |  | 638 | PDC | 1
123091 | IZM-TV324H-3200 | 123091 | Terminals vertical 3200A, IZM324H | 21 | cerere oferta | N | 1 | 0 | 1 | 13.415 | KG | 155 448X196 85X161 925 | 4015081206964 |  | 638 | PDC | 1
123081 | IZM-TV403H-4000 | 123081 | Terminals vertical 4000A, IZM403H | 21 | cerere oferta | N | 1 | 0 | 1 | 15.7 | KG | 155 448X196 85X161 925 | 4015081206865 |  | 638 | PDC | 1
123095 | IZM-TV404H-4000 | 123095 | Terminals vertical 4000A, IZM404H | 21 | cerere oferta | N | 1 | 0 | 1 | 20.935 | KG | 155 448X196 85X161 925 | 4015081207008 |  | 638 | PDC | 1
123082 | IZM-TV633H-4000 | 123082 | Terminals vertical 4000A, IZM633H | 21 | cerere oferta | N | 1 | 0 | 1 | 14.16 | KG | 155 448X196 85X161 925 | 4015081206872 |  | 638 | PDC | 1
123084 | IZM-TV633H-6300 | 123084 | Terminals vertical 6300A, IZM633H | 21 | cerere oferta | N | 1 | 0 | 1 | 20.245 | KG | 155 448X196 85X161 925 | 4015081206896 |  | 638 | PDC | 1
123096 | IZM-TV634H-4000 | 123096 | Terminals vertical 4000A, IZM634H | 21 | cerere oferta | N | 1 | 0 | 1 | 18.88 | KG | 155 448X196 85X161 925 | 4015081207015 |  | 638 | PDC | 1
123098 | IZM-TV634H-6300 | 123098 | Terminals vertical 6300A, IZM634H | 21 | cerere oferta | N | 1 | 0 | 1 | 26.99 | KG | 155 448X196 85X161 925 | 4015081207039 |  | 638 | PDC | 1
122951 | IZM-UVR110AC | 122951 | Undervoltage release 110-127 VAC | 21 | cerere oferta | N | 1 | 0 | 1 | 0.504 | KG | 203 2X146 05X82 55 | 4015081205561 |  | 638 | PDC | 1
122949 | IZM-UVR110DC | 122949 | Undervoltage release 110-125 VDC | 21 | cerere oferta | N | 1 | 0 | 1 | 0.504 | KG | 203 2X146 05X82 55 | 4015081205547 |  | 638 | PDC | 1
122950 | IZM-UVR220DC | 122950 | Undervoltage release 220-250 VDC | 21 | cerere oferta | N | 1 | 0 | 1 | 0.53 | KG | 203 2X146 05X82 55 | 4015081205554 |  | 638 | PDC | 1
122952 | IZM-UVR230AC | 122952 | Undervoltage release 208-240 VAC | 21 | cerere oferta | N | 1 | 0 | 1 | 0.513 | KG | 203 2X146 05X82 55 | 4015081205578 |  | 638 | PDC | 1
122946 | IZM-UVR24DC | 122946 | Undervoltage release 24 VDC | 21 | cerere oferta | N | 1 | 0 | 1 | 0.526 | KG | 203 2X146 05X82 55 | 4015081205516 |  | 638 | PDC | 1
122947 | IZM-UVR32DC | 122947 | Undervoltage release 32 VDC | 21 | cerere oferta | N | 1 | 0 | 1 | 0.526 | KG | 203 2X146 05X82 55 | 4015081205523 |  | 638 | PDC | 1
122953 | IZM-UVR400AC | 122953 | Undervoltage release 380-415 VAC | 21 | cerere oferta | N | 1 | 0 | 1 | 0.53 | KG | 203 2X146 05X82 55 | 4015081205585 |  | 638 | PDC | 1
122948 | IZM-UVR48DC | 122948 | Undervoltage release 48 VDC | 21 | cerere oferta | N | 1 | 0 | 1 | 0.521 | KG | 203 2X146 05X82 55 | 4015081205530 |  | 638 | PDC | 1
122956 | IZM-UVR-TD-120AC | 122956 | UVR time delay module 120 VAC | 21 | cerere oferta | N | 1 | 0 | 1 | 0.862 | KG | 88 9X95 25X114 3 | 4015081205615 |  | 638 | PDC | 1
122957 | IZM-UVR-TD-230AC | 122957 | UVR time delay module 230 VAC | 21 | cerere oferta | N | 1 | 0 | 1 | 0.862 | KG | 88 9X95 25X114 3 | 4015081205622 |  | 638 | PDC | 1
123341 | IZMX16B3-A06F | 123341 | IZMX16B, 3-pole, 630 A, fixed | 21 | cerere oferta | N | 1 | 0 | 1 | 18.715 | KG | 584X521X597 | 4015081209460 |  | 637 | PDC | 1
122818 | IZMX16B3-A06W | 122818 | IZMX16B, 3-pole, 630 A, drawout | 21 | cerere oferta | N | 1 | 0 | 1 | 27.74 | KG | 584X521X597 | 4015081204236 |  | 637 | PDC | 1
123342 | IZMX16B3-A08F | 123342 | IZMX16B, 3-pole, 800 A, fixed | 21 | cerere oferta | N | 1 | 0 | 1 | 18.715 | KG | 584X521X597 | 4015081209477 |  | 637 | PDC | 1
122819 | IZMX16B3-A08W | 122819 | IZMX16B, 3-pole, 800 A, drawout | 21 | cerere oferta | N | 1 | 0 | 1 | 27.74 | KG | 584X521X597 | 4015081204243 |  | 637 | PDC | 1
123343 | IZMX16B3-A10F | 123343 | IZMX16B, 3-pole, 1000 A, fixed | 21 | cerere oferta | N | 1 | 0 | 1 | 18.715 | KG | 584X521X597 | 4015081209484 |  | 637 | PDC | 1
122820 | IZMX16B3-A10W | 122820 | IZMX16B, 3-pole, 1000 A, drawout | 21 | cerere oferta | N | 1 | 0 | 1 | 27.74 | KG | 584X521X597 | 4015081204250 |  | 637 | PDC | 1
123344 | IZMX16B3-A12F | 123344 | IZMX16B, 3-pole, 1250 A, fixed | 21 | cerere oferta | N | 1 | 0 | 1 | 18.715 | KG | 584X521X597 | 4015081209491 |  | 637 | PDC | 1
122849 | IZMX16B3-A12W | 122849 | IZMX16B, 3-pole, 1250 A, drawout | 21 | cerere oferta | N | 1 | 0 | 1 | 27.74 | KG | 584X521X597 | 4015081204540 |  | 637 | PDC | 1
123345 | IZMX16B3-A16F | 123345 | IZMX16B, 3-pole, 1600 A, fixed | 21 | cerere oferta | N | 1 | 0 | 1 | 18.715 | KG | 584X521X597 | 4015081209507 |  | 637 | PDC | 1
122850 | IZMX16B3-A16W | 122850 | IZMX16B, 3-pole, 1600 A, drawout | 21 | cerere oferta | N | 1 | 0 | 1 | 27.74 | KG | 584X521X597 | 4015081204557 |  | 637 | PDC | 1
123356 | IZMX16B3-P06F | 123356 | IZMX16B, 3-pole, 630 A, fixed | 21 | cerere oferta | N | 1 | 0 | 1 | 18.715 | KG | 584X521X597 | 4015081209613 |  | 637 | PDC | 1
123021 | IZMX16B3-P06W | 123021 | IZMX16B, 3-pole, 630 A, drawout | 21 | cerere oferta | N | 1 | 0 | 1 | 27.74 | KG | 584X521X597 | 4015081206261 |  | 637 | PDC | 1
123357 | IZMX16B3-P08F | 123357 | IZMX16B, 3-pole, 800 A, fixed | 21 | cerere oferta | N | 1 | 0 | 1 | 18.715 | KG | 584X521X597 | 4015081209620 |  | 637 | PDC | 1
123022 | IZMX16B3-P08W | 123022 | IZMX16B, 3-pole, 800 A, drawout | 21 | cerere oferta | N | 1 | 0 | 1 | 27.74 | KG | 584X521X597 | 4015081206278 |  | 637 | PDC | 1
123358 | IZMX16B3-P10F | 123358 | IZMX16B, 3-pole, 1000 A, fixed | 21 | cerere oferta | N | 1 | 0 | 1 | 18.715 | KG | 584X521X597 | 4015081209637 |  | 637 | PDC | 1
123051 | IZMX16B3-P10W | 123051 | IZMX16B, 3-pole, 1000 A, drawout | 21 | cerere oferta | N | 1 | 0 | 1 | 27.74 | KG | 584X521X597 | 4015081206568 |  | 637 | PDC | 1
123359 | IZMX16B3-P12F | 123359 | IZMX16B, 3-pole, 1250 A, fixed | 21 | cerere oferta | N | 1 | 0 | 1 | 18.715 | KG | 584X521X597 | 4015081209644 |  | 637 | PDC | 1
123052 | IZMX16B3-P12W | 123052 | IZMX16B, 3-pole, 1250 A, drawout | 21 | cerere oferta | N | 1 | 0 | 1 | 27.74 | KG | 584X521X597 | 4015081206575 |  | 637 | PDC | 1
123360 | IZMX16B3-P16F | 123360 | IZMX16B, 3-pole, 1600 A, fixed | 21 | cerere oferta | N | 1 | 0 | 1 | 18.715 | KG | 584X521X597 | 4015081209651 |  | 637 | PDC | 1
123053 | IZMX16B3-P16W | 123053 | IZMX16B, 3-pole, 1600 A, drawout | 21 | cerere oferta | N | 1 | 0 | 1 | 27.74 | KG | 584X521X597 | 4015081206582 |  | 637 | PDC | 1
123351 | IZMX16B3-U06F | 123351 | IZMX16B, 3-pole, 630 A, fixed | 21 | cerere oferta | N | 1 | 0 | 1 | 18.715 | KG | 584X521X597 | 4015081209569 |  | 637 | PDC | 1
122940 | IZMX16B3-U06W | 122940 | IZMX16B, 3-pole, 630 A, drawout | 21 | cerere oferta | N | 1 | 0 | 1 | 27.74 | KG | 584X521X597 | 4015081205455 |  | 637 | PDC | 1
123352 | IZMX16B3-U08F | 123352 | IZMX16B, 3-pole, 800 A, fixed | 21 | cerere oferta | N | 1 | 0 | 1 | 18.715 | KG | 584X521X597 | 4015081209576 |  | 637 | PDC | 1
122941 | IZMX16B3-U08W | 122941 | IZMX16B, 3-pole, 800 A, drawout | 21 | cerere oferta | N | 1 | 0 | 1 | 27.74 | KG | 584X521X597 | 4015081205462 |  | 637 | PDC | 1
123353 | IZMX16B3-U10F | 123353 | IZMX16B, 3-pole, 1000 A, fixed | 21 | cerere oferta | N | 1 | 0 | 1 | 18.715 | KG | 584X521X597 | 4015081209583 |  | 637 | PDC | 1
122979 | IZMX16B3-U10W | 122979 | IZMX16B, 3-pole, 1000 A, drawout | 21 | cerere oferta | N | 1 | 0 | 1 | 27.74 | KG | 584X521X597 | 4015081205844 |  | 637 | PDC | 1
123354 | IZMX16B3-U12F | 123354 | IZMX16B, 3-pole, 1250 A, fixed | 21 | cerere oferta | N | 1 | 0 | 1 | 18.715 | KG | 584X521X597 | 4015081209590 |  | 637 | PDC | 1
122984 | IZMX16B3-U12W | 122984 | IZMX16B, 3-pole, 1250 A, drawout | 21 | cerere oferta | N | 1 | 0 | 1 | 27.74 | KG | 584X521X597 | 4015081205899 |  | 637 | PDC | 1
123355 | IZMX16B3-U16F | 123355 | IZMX16B, 3-pole, 1600 A, fixed | 21 | cerere oferta | N | 1 | 0 | 1 | 18.715 | KG | 584X521X597 | 4015081209606 |  | 637 | PDC | 1
123020 | IZMX16B3-U16W | 123020 | IZMX16B, 3-pole, 1600 A, drawout | 21 | cerere oferta | N | 1 | 0 | 1 | 27.74 | KG | 584X521X597 | 4015081206254 |  | 637 | PDC | 1
123346 | IZMX16B3-V06F | 123346 | IZMX16B, 3-pole, 630 A, fixed | 21 | cerere oferta | N | 1 | 0 | 1 | 18.715 | KG | 584X521X597 | 4015081209514 |  | 637 | PDC | 1
122851 | IZMX16B3-V06W | 122851 | IZMX16B, 3-pole, 630 A, drawout | 21 | cerere oferta | N | 1 | 0 | 1 | 27.74 | KG | 584X521X597 | 4015081204564 |  | 637 | PDC | 1
123347 | IZMX16B3-V08F | 123347 | IZMX16B, 3-pole, 800 A, fixed | 21 | cerere oferta | N | 1 | 0 | 1 | 18.715 | KG | 584X521X597 | 4015081209521 |  | 637 | PDC | 1
122918 | IZMX16B3-V08W | 122918 | IZMX16B, 3-pole, 800 A, drawout | 21 | cerere oferta | N | 1 | 0 | 1 | 27.74 | KG | 584X521X597 | 4015081205233 |  | 637 | PDC | 1
123348 | IZMX16B3-V10F | 123348 | IZMX16B, 3-pole, 1000 A, fixed | 21 | cerere oferta | N | 1 | 0 | 1 | 18.715 | KG | 584X521X597 | 4015081209538 |  | 637 | PDC | 1
122920 | IZMX16B3-V10W | 122920 | IZMX16B, 3-pole, 1000 A, drawout | 21 | cerere oferta | N | 1 | 0 | 1 | 27.74 | KG | 584X521X597 | 4015081205257 |  | 637 | PDC | 1
123349 | IZMX16B3-V12F | 123349 | IZMX16B, 3-pole, 1250 A, fixed | 21 | cerere oferta | N | 1 | 0 | 1 | 18.715 | KG | 584X521X597 | 4015081209545 |  | 637 | PDC | 1
122922 | IZMX16B3-V12W | 122922 | IZMX16B, 3-pole, 1250 A, drawout | 21 | cerere oferta | N | 1 | 0 | 1 | 27.74 | KG | 584X521X597 | 4015081205271 |  | 637 | PDC | 1
123350 | IZMX16B3-V16F | 123350 | IZMX16B, 3-pole, 1600 A, fixed | 21 | cerere oferta | N | 1 | 0 | 1 | 18.715 | KG | 584X521X597 | 4015081209552 |  | 637 | PDC | 1
122924 | IZMX16B3-V16W | 122924 | IZMX16B, 3-pole, 1600 A, drawout | 21 | cerere oferta | N | 1 | 0 | 1 | 27.74 | KG | 584X521X597 | 4015081205295 |  | 637 | PDC | 1
123466 | IZMX16B4-A06F | 123466 | IZMX16B, 4-pole, 630 A, fixed | 21 | cerere oferta | N | 1 | 0 | 1 | 23.37 | KG | 584X521X597 | 4015081210718 |  | 637 | PDC | 1
123201 | IZMX16B4-A06W | 123201 | IZMX16B, 4-pole, 630 A, drawout | 21 | cerere oferta | N | 1 | 0 | 1 | 32.49 | KG | 584X521X597 | 4015081208067 |  | 637 | PDC | 1
123467 | IZMX16B4-A08F | 123467 | IZMX16B, 4-pole, 800 A, fixed | 21 | cerere oferta | N | 1 | 0 | 1 | 23.37 | KG | 584X521X597 | 4015081210725 |  | 637 | PDC | 1
123207 | IZMX16B4-A08W | 123207 | IZMX16B, 4-pole, 800 A, drawout | 21 | cerere oferta | N | 1 | 0 | 1 | 32.49 | KG | 584X521X597 | 4015081208128 |  | 637 | PDC | 1
123468 | IZMX16B4-A10F | 123468 | IZMX16B, 4-pole, 1000 A, fixed | 21 | cerere oferta | N | 1 | 0 | 1 | 23.37 | KG | 584X521X597 | 4015081210732 |  | 637 | PDC | 1
123213 | IZMX16B4-A10W | 123213 | IZMX16B, 4-pole, 1000 A, drawout | 21 | cerere oferta | N | 1 | 0 | 1 | 32.49 | KG | 584X521X597 | 4015081208180 |  | 637 | PDC | 1
123469 | IZMX16B4-A12F | 123469 | IZMX16B, 4-pole, 1250 A, fixed | 21 | cerere oferta | N | 1 | 0 | 1 | 23.37 | KG | 584X521X597 | 4015081210749 |  | 637 | PDC | 1
123219 | IZMX16B4-A12W | 123219 | IZMX16B, 4-pole, 1250 A, drawout | 21 | cerere oferta | N | 1 | 0 | 1 | 32.49 | KG | 584X521X597 | 4015081208241 |  | 637 | PDC | 1
123470 | IZMX16B4-A16F | 123470 | IZMX16B, 4-pole, 1600 A, fixed | 21 | cerere oferta | N | 1 | 0 | 1 | 23.37 | KG | 584X521X597 | 4015081210756 |  | 637 | PDC | 1
123220 | IZMX16B4-A16W | 123220 | IZMX16B, 4-pole, 1600 A, drawout | 21 | cerere oferta | N | 1 | 0 | 1 | 32.49 | KG | 584X521X597 | 4015081208258 |  | 637 | PDC | 1
123481 | IZMX16B4-P06F | 123481 | IZMX16B, 4-pole, 630 A, fixed | 21 | cerere oferta | N | 1 | 0 | 1 | 23.37 | KG | 584X521X597 | 4015081210862 |  | 637 | PDC | 1
123231 | IZMX16B4-P06W | 123231 | IZMX16B, 4-pole, 630 A, drawout | 21 | cerere oferta | N | 1 | 0 | 1 | 32.49 | KG | 584X521X597 | 4015081208364 |  | 637 | PDC | 1
123482 | IZMX16B4-P08F | 123482 | IZMX16B, 4-pole, 800 A, fixed | 21 | cerere oferta | N | 1 | 0 | 1 | 23.37 | KG | 584X521X597 | 4015081210879 |  | 637 | PDC | 1
123232 | IZMX16B4-P08W | 123232 | IZMX16B, 4-pole, 800 A, drawout | 21 | cerere oferta | N | 1 | 0 | 1 | 32.49 | KG | 584X521X597 | 4015081208371 |  | 637 | PDC | 1
123483 | IZMX16B4-P10F | 123483 | IZMX16B, 4-pole, 1000 A, fixed | 21 | cerere oferta | N | 1 | 0 | 1 | 23.37 | KG | 584X521X597 | 4015081210886 |  | 637 | PDC | 1
123233 | IZMX16B4-P10W | 123233 | IZMX16B, 4-pole, 1000 A, drawout | 21 | cerere oferta | N | 1 | 0 | 1 | 32.49 | KG | 584X521X597 | 4015081208388 |  | 637 | PDC | 1
123484 | IZMX16B4-P12F | 123484 | IZMX16B, 4-pole, 1250 A, fixed | 21 | cerere oferta | N | 1 | 0 | 1 | 23.37 | KG | 584X521X597 | 4015081210893 |  | 637 | PDC | 1
123234 | IZMX16B4-P12W | 123234 | IZMX16B, 4-pole, 1250 A, drawout | 21 | cerere oferta | N | 1 | 0 | 1 | 32.49 | KG | 584X521X597 | 4015081208395 |  | 637 | PDC | 1
123485 | IZMX16B4-P16F | 123485 | IZMX16B, 4-pole, 1600 A, fixed | 21 | cerere oferta | N | 1 | 0 | 1 | 23.37 | KG | 584X521X597 | 4015081210909 |  | 637 | PDC | 1
123235 | IZMX16B4-P16W | 123235 | IZMX16B, 4-pole, 1600 A, drawout | 21 | cerere oferta | N | 1 | 0 | 1 | 32.49 | KG | 584X521X597 | 4015081208401 |  | 637 | PDC | 1
123476 | IZMX16B4-U06F | 123476 | IZMX16B, 4-pole, 630 A, fixed | 21 | cerere oferta | N | 1 | 0 | 1 | 23.37 | KG | 584X521X597 | 4015081210817 |  | 637 | PDC | 1
123226 | IZMX16B4-U06W | 123226 | IZMX16B, 4-pole, 630 A, drawout | 21 | cerere oferta | N | 1 | 0 | 1 | 32.49 | KG | 584X521X597 | 4015081208319 |  | 637 | PDC | 1
123477 | IZMX16B4-U08F | 123477 | IZMX16B, 4-pole, 800 A, fixed | 21 | cerere oferta | N | 1 | 0 | 1 | 23.37 | KG | 584X521X597 | 4015081210824 |  | 637 | PDC | 1
123227 | IZMX16B4-U08W | 123227 | IZMX16B, 4-pole, 800 A, drawout | 21 | cerere oferta | N | 1 | 0 | 1 | 32.49 | KG | 584X521X597 | 4015081208326 |  | 637 | PDC | 1
123478 | IZMX16B4-U10F | 123478 | IZMX16B, 4-pole, 1000 A, fixed | 21 | cerere oferta | N | 1 | 0 | 1 | 23.37 | KG | 584X521X597 | 4015081210831 |  | 637 | PDC | 1
123228 | IZMX16B4-U10W | 123228 | IZMX16B, 4-pole, 1000 A, drawout | 21 | cerere oferta | N | 1 | 0 | 1 | 32.49 | KG | 584X521X597 | 4015081208333 |  | 637 | PDC | 1
123479 | IZMX16B4-U12F | 123479 | IZMX16B, 4-pole, 1250 A, fixed | 21 | cerere oferta | N | 1 | 0 | 1 | 23.37 | KG | 584X521X597 | 4015081210848 |  | 637 | PDC | 1
123229 | IZMX16B4-U12W | 123229 | IZMX16B, 4-pole, 1250 A, drawout | 21 | cerere oferta | N | 1 | 0 | 1 | 32.49 | KG | 584X521X597 | 4015081208340 |  | 637 | PDC | 1
123480 | IZMX16B4-U16F | 123480 | IZMX16B, 4-pole, 1600 A, fixed | 21 | cerere oferta | N | 1 | 0 | 1 | 23.37 | KG | 584X521X597 | 4015081210855 |  | 637 | PDC | 1
123230 | IZMX16B4-U16W | 123230 | IZMX16B, 4-pole, 1600 A, drawout | 21 | cerere oferta | N | 1 | 0 | 1 | 32.49 | KG | 584X521X597 | 4015081208357 |  | 637 | PDC | 1
123471 | IZMX16B4-V06F | 123471 | IZMX16B, 4-pole, 630 A, fixed | 21 | cerere oferta | N | 1 | 0 | 1 | 23.37 | KG | 584X521X597 | 4015081210763 |  | 637 | PDC | 1
123221 | IZMX16B4-V06W | 123221 | IZMX16B, 4-pole, 630 A, drawout | 21 | cerere oferta | N | 1 | 0 | 1 | 32.49 | KG | 584X521X597 | 4015081208265 |  | 637 | PDC | 1
123472 | IZMX16B4-V08F | 123472 | IZMX16B, 4-pole, 800 A, fixed | 21 | cerere oferta | N | 1 | 0 | 1 | 23.37 | KG | 584X521X597 | 4015081210770 |  | 637 | PDC | 1
123222 | IZMX16B4-V08W | 123222 | IZMX16B, 4-pole, 800 A, drawout | 21 | cerere oferta | N | 1 | 0 | 1 | 32.49 | KG | 584X521X597 | 4015081208272 |  | 637 | PDC | 1
123473 | IZMX16B4-V10F | 123473 | IZMX16B, 4-pole, 1000 A, fixed | 21 | cerere oferta | N | 1 | 0 | 1 | 23.37 | KG | 584X521X597 | 4015081210787 |  | 637 | PDC | 1
123223 | IZMX16B4-V10W | 123223 | IZMX16B, 4-pole, 1000 A, drawout | 21 | cerere oferta | N | 1 | 0 | 1 | 32.49 | KG | 584X521X597 | 4015081208289 |  | 637 | PDC | 1
123474 | IZMX16B4-V12F | 123474 | IZMX16B, 4-pole, 1250 A, fixed | 21 | cerere oferta | N | 1 | 0 | 1 | 23.37 | KG | 584X521X597 | 4015081210794 |  | 637 | PDC | 1
123224 | IZMX16B4-V12W | 123224 | IZMX16B, 4-pole, 1250 A, drawout | 21 | cerere oferta | N | 1 | 0 | 1 | 32.49 | KG | 584X521X597 | 4015081208296 |  | 637 | PDC | 1
123475 | IZMX16B4-V16F | 123475 | IZMX16B, 4-pole, 1600 A, fixed | 21 | cerere oferta | N | 1 | 0 | 1 | 23.37 | KG | 584X521X597 | 4015081210800 |  | 637 | PDC | 1
123225 | IZMX16B4-V16W | 123225 | IZMX16B, 4-pole, 1600 A, drawout | 21 | cerere oferta | N | 1 | 0 | 1 | 32.49 | KG | 584X521X597 | 4015081208302 |  | 637 | PDC | 1
123391 | IZMX16H3-A06F | 123391 | IZMX16H, 3-pole, 630 A, fixed | 21 | cerere oferta | N | 1 | 0 | 1 | 18.715 | KG | 584X521X597 | 4015081209965 |  | 637 | PDC | 1
123141 | IZMX16H3-A06W | 123141 | IZMX16H, 3-pole, 630 A, drawout | 21 | cerere oferta | N | 1 | 0 | 1 | 27.74 | KG | 584X521X597 | 4015081207466 |  | 637 | PDC | 1
123392 | IZMX16H3-A08F | 123392 | IZMX16H, 3-pole, 800 A, fixed | 21 | cerere oferta | N | 1 | 0 | 1 | 18.715 | KG | 584X521X597 | 4015081209972 |  | 637 | PDC | 1
123142 | IZMX16H3-A08W | 123142 | IZMX16H, 3-pole, 800 A, drawout | 21 | cerere oferta | N | 1 | 0 | 1 | 27.74 | KG | 584X521X597 | 4015081207473 |  | 637 | PDC | 1
123393 | IZMX16H3-A10F | 123393 | IZMX16H, 3-pole, 1000 A, fixed | 21 | cerere oferta | N | 1 | 0 | 1 | 18.715 | KG | 584X521X597 | 4015081209989 |  | 637 | PDC | 1
123143 | IZMX16H3-A10W | 123143 | IZMX16H, 3-pole, 1000 A, drawout | 21 | cerere oferta | N | 1 | 0 | 1 | 27.74 | KG | 584X521X597 | 4015081207480 |  | 637 | PDC | 1
123394 | IZMX16H3-A12F | 123394 | IZMX16H, 3-pole, 1250 A, fixed | 21 | cerere oferta | N | 1 | 0 | 1 | 18.715 | KG | 584X521X597 | 4015081209996 |  | 637 | PDC | 1
123144 | IZMX16H3-A12W | 123144 | IZMX16H, 3-pole, 1250 A, drawout | 21 | cerere oferta | N | 1 | 0 | 1 | 27.74 | KG | 584X521X597 | 4015081207497 |  | 637 | PDC | 1
123395 | IZMX16H3-A16F | 123395 | IZMX16H, 3-pole, 1600 A, fixed | 21 | cerere oferta | N | 1 | 0 | 1 | 18.715 | KG | 584X521X597 | 4015081210008 |  | 637 | PDC | 1
123145 | IZMX16H3-A16W | 123145 | IZMX16H, 3-pole, 1600 A, drawout | 21 | cerere oferta | N | 1 | 0 | 1 | 27.74 | KG | 584X521X597 | 4015081207503 |  | 637 | PDC | 1
123441 | IZMX16H3-P06F | 123441 | IZMX16H, 3-pole, 630 A, fixed | 21 | cerere oferta | N | 1 | 0 | 1 | 18.715 | KG | 584X521X597 | 4015081210466 |  | 637 | PDC | 1
123156 | IZMX16H3-P06W | 123156 | IZMX16H, 3-pole, 630 A, drawout | 21 | cerere oferta | N | 1 | 0 | 1 | 27.74 | KG | 584X521X597 | 4015081207619 |  | 637 | PDC | 1
123447 | IZMX16H3-P08F | 123447 | IZMX16H, 3-pole, 800 A, fixed | 21 | cerere oferta | N | 1 | 0 | 1 | 18.715 | KG | 584X521X597 | 4015081210527 |  | 637 | PDC | 1
123157 | IZMX16H3-P08W | 123157 | IZMX16H, 3-pole, 800 A, drawout | 21 | cerere oferta | N | 1 | 0 | 1 | 27.74 | KG | 584X521X597 | 4015081207626 |  | 637 | PDC | 1
123453 | IZMX16H3-P10F | 123453 | IZMX16H, 3-pole, 1000 A, fixed | 21 | cerere oferta | N | 1 | 0 | 1 | 18.715 | KG | 584X521X597 | 4015081210589 |  | 637 | PDC | 1
123158 | IZMX16H3-P10W | 123158 | IZMX16H, 3-pole, 1000 A, drawout | 21 | cerere oferta | N | 1 | 0 | 1 | 27.74 | KG | 584X521X597 | 4015081207633 |  | 637 | PDC | 1
123459 | IZMX16H3-P12F | 123459 | IZMX16H, 3-pole, 1250 A, fixed | 21 | cerere oferta | N | 1 | 0 | 1 | 18.715 | KG | 584X521X597 | 4015081210640 |  | 637 | PDC | 1
123159 | IZMX16H3-P12W | 123159 | IZMX16H, 3-pole, 1250 A, drawout | 21 | cerere oferta | N | 1 | 0 | 1 | 27.74 | KG | 584X521X597 | 4015081207640 |  | 637 | PDC | 1
123460 | IZMX16H3-P16F | 123460 | IZMX16H, 3-pole, 1600 A, fixed | 21 | cerere oferta | N | 1 | 0 | 1 | 18.715 | KG | 584X521X597 | 4015081210657 |  | 637 | PDC | 1
123165 | IZMX16H3-P16W | 123165 | IZMX16H, 3-pole, 1600 A, drawout | 21 | cerere oferta | N | 1 | 0 | 1 | 27.74 | KG | 584X521X597 | 4015081207701 |  | 637 | PDC | 1
123411 | IZMX16H3-U06F | 123411 | IZMX16H, 3-pole, 630 A, fixed | 21 | cerere oferta | N | 1 | 0 | 1 | 18.715 | KG | 584X521X597 | 4015081210169 |  | 637 | PDC | 1
123151 | IZMX16H3-U06W | 123151 | IZMX16H, 3-pole, 630 A, drawout | 21 | cerere oferta | N | 1 | 0 | 1 | 27.74 | KG | 584X521X597 | 4015081207565 |  | 637 | PDC | 1
123417 | IZMX16H3-U08F | 123417 | IZMX16H, 3-pole, 800 A, fixed | 21 | cerere oferta | N | 1 | 0 | 1 | 18.715 | KG | 584X521X597 | 4015081210220 |  | 637 | PDC | 1
123152 | IZMX16H3-U08W | 123152 | IZMX16H, 3-pole, 800 A, drawout | 21 | cerere oferta | N | 1 | 0 | 1 | 27.74 | KG | 584X521X597 | 4015081207572 |  | 637 | PDC | 1
123423 | IZMX16H3-U10F | 123423 | IZMX16H, 3-pole, 1000 A, fixed | 21 | cerere oferta | N | 1 | 0 | 1 | 18.715 | KG | 584X521X597 | 4015081210282 |  | 637 | PDC | 1
123153 | IZMX16H3-U10W | 123153 | IZMX16H, 3-pole, 1000 A, drawout | 21 | cerere oferta | N | 1 | 0 | 1 | 27.74 | KG | 584X521X597 | 4015081207589 |  | 637 | PDC | 1
123429 | IZMX16H3-U12F | 123429 | IZMX16H, 3-pole, 1250 A, fixed | 21 | cerere oferta | N | 1 | 0 | 1 | 18.715 | KG | 584X521X597 | 4015081210343 |  | 637 | PDC | 1
123154 | IZMX16H3-U12W | 123154 | IZMX16H, 3-pole, 1250 A, drawout | 21 | cerere oferta | N | 1 | 0 | 1 | 27.74 | KG | 584X521X597 | 4015081207596 |  | 637 | PDC | 1
123435 | IZMX16H3-U16F | 123435 | IZMX16H, 3-pole, 1600 A, fixed | 21 | cerere oferta | N | 1 | 0 | 1 | 18.715 | KG | 584X521X597 | 4015081210404 |  | 637 | PDC | 1
123155 | IZMX16H3-U16W | 123155 | IZMX16H, 3-pole, 1600 A, drawout | 21 | cerere oferta | N | 1 | 0 | 1 | 27.74 | KG | 584X521X597 | 4015081207602 |  | 637 | PDC | 1
123396 | IZMX16H3-V06F | 123396 | IZMX16H, 3-pole, 630 A, fixed | 21 | cerere oferta | N | 1 | 0 | 1 | 18.715 | KG | 584X521X597 | 4015081210015 |  | 637 | PDC | 1
123146 | IZMX16H3-V06W | 123146 | IZMX16H, 3-pole, 630 A, drawout | 21 | cerere oferta | N | 1 | 0 | 1 | 27.74 | KG | 584X521X597 | 4015081207510 |  | 637 | PDC | 1
123397 | IZMX16H3-V08F | 123397 | IZMX16H, 3-pole, 800 A, fixed | 21 | cerere oferta | N | 1 | 0 | 1 | 18.715 | KG | 584X521X597 | 4015081210022 |  | 637 | PDC | 1
123147 | IZMX16H3-V08W | 123147 | IZMX16H, 3-pole, 800 A, drawout | 21 | cerere oferta | N | 1 | 0 | 1 | 27.74 | KG | 584X521X597 | 4015081207527 |  | 637 | PDC | 1
123398 | IZMX16H3-V10F | 123398 | IZMX16H, 3-pole, 1000 A, fixed | 21 | cerere oferta | N | 1 | 0 | 1 | 18.715 | KG | 584X521X597 | 4015081210039 |  | 637 | PDC | 1
123148 | IZMX16H3-V10W | 123148 | IZMX16H, 3-pole, 1000 A, drawout | 21 | cerere oferta | N | 1 | 0 | 1 | 27.74 | KG | 584X521X597 | 4015081207534 |  | 637 | PDC | 1
123399 | IZMX16H3-V12F | 123399 | IZMX16H, 3-pole, 1250 A, fixed | 21 | cerere oferta | N | 1 | 0 | 1 | 18.715 | KG | 584X521X597 | 4015081210046 |  | 637 | PDC | 1
123149 | IZMX16H3-V12W | 123149 | IZMX16H, 3-pole, 1250 A, drawout | 21 | cerere oferta | N | 1 | 0 | 1 | 27.74 | KG | 584X521X597 | 4015081207541 |  | 637 | PDC | 1
123405 | IZMX16H3-V16F | 123405 | IZMX16H, 3-pole, 1600 A, fixed | 21 | cerere oferta | N | 1 | 0 | 1 | 18.715 | KG | 584X521X597 | 4015081210107 |  | 637 | PDC | 1
123150 | IZMX16H3-V16W | 123150 | IZMX16H, 3-pole, 1600 A, drawout | 21 | cerere oferta | N | 1 | 0 | 1 | 27.74 | KG | 584X521X597 | 4015081207558 |  | 637 | PDC | 1
123516 | IZMX16H4-A06F | 123516 | IZMX16H, 4-pole, 630 A, fixed | 21 | cerere oferta | N | 1 | 0 | 1 | 23.37 | KG | 584X521X597 | 4015081211210 |  | 637 | PDC | 1
123266 | IZMX16H4-A06W | 123266 | IZMX16H, 4-pole, 630 A, drawout | 21 | cerere oferta | N | 1 | 0 | 1 | 32.49 | KG | 584X521X597 | 4015081208715 |  | 637 | PDC | 1
123517 | IZMX16H4-A08F | 123517 | IZMX16H, 4-pole, 800 A, fixed | 21 | cerere oferta | N | 1 | 0 | 1 | 23.37 | KG | 584X521X597 | 4015081211227 |  | 637 | PDC | 1
123267 | IZMX16H4-A08W | 123267 | IZMX16H, 4-pole, 800 A, drawout | 21 | cerere oferta | N | 1 | 0 | 1 | 32.49 | KG | 584X521X597 | 4015081208722 |  | 637 | PDC | 1
123518 | IZMX16H4-A10F | 123518 | IZMX16H, 4-pole, 1000 A, fixed | 21 | cerere oferta | N | 1 | 0 | 1 | 23.37 | KG | 584X521X597 | 4015081211234 |  | 637 | PDC | 1
123268 | IZMX16H4-A10W | 123268 | IZMX16H, 4-pole, 1000 A, drawout | 21 | cerere oferta | N | 1 | 0 | 1 | 32.49 | KG | 584X521X597 | 4015081208739 |  | 637 | PDC | 1
123519 | IZMX16H4-A12F | 123519 | IZMX16H, 4-pole, 1250 A, fixed | 21 | cerere oferta | N | 1 | 0 | 1 | 23.37 | KG | 584X521X597 | 4015081211241 |  | 637 | PDC | 1
123269 | IZMX16H4-A12W | 123269 | IZMX16H, 4-pole, 1250 A, drawout | 21 | cerere oferta | N | 1 | 0 | 1 | 32.49 | KG | 584X521X597 | 4015081208746 |  | 637 | PDC | 1
123525 | IZMX16H4-A16F | 123525 | IZMX16H, 4-pole, 1600 A, fixed | 21 | cerere oferta | N | 1 | 0 | 1 | 23.37 | KG | 584X521X597 | 4015081211302 |  | 637 | PDC | 1
123270 | IZMX16H4-A16W | 123270 | IZMX16H, 4-pole, 1600 A, drawout | 21 | cerere oferta | N | 1 | 0 | 1 | 32.49 | KG | 584X521X597 | 4015081208753 |  | 637 | PDC | 1
123581 | IZMX16H4-P06F | 123581 | IZMX16H, 4-pole, 630 A, fixed | 21 | cerere oferta | N | 1 | 0 | 1 | 23.37 | KG | 584X521X597 | 4015081211869 |  | 637 | PDC | 1
123291 | IZMX16H4-P06W | 123291 | IZMX16H, 4-pole, 630 A, drawout | 21 | cerere oferta | N | 1 | 0 | 1 | 32.49 | KG | 584X521X597 | 4015081208968 |  | 637 | PDC | 1
123582 | IZMX16H4-P08F | 123582 | IZMX16H, 4-pole, 800 A, fixed | 21 | cerere oferta | N | 1 | 0 | 1 | 23.37 | KG | 584X521X597 | 4015081211876 |  | 637 | PDC | 1
123297 | IZMX16H4-P08W | 123297 | IZMX16H, 4-pole, 800 A, drawout | 21 | cerere oferta | N | 1 | 0 | 1 | 32.49 | KG | 584X521X597 | 4015081209026 |  | 637 | PDC | 1
123583 | IZMX16H4-P10F | 123583 | IZMX16H, 4-pole, 1000 A, fixed | 21 | cerere oferta | N | 1 | 0 | 1 | 23.37 | KG | 584X521X597 | 4015081211883 |  | 637 | PDC | 1
123303 | IZMX16H4-P10W | 123303 | IZMX16H, 4-pole, 1000 A, drawout | 21 | cerere oferta | N | 1 | 0 | 1 | 32.49 | KG | 584X521X597 | 4015081209088 |  | 637 | PDC | 1
123584 | IZMX16H4-P12F | 123584 | IZMX16H, 4-pole, 1250 A, fixed | 21 | cerere oferta | N | 1 | 0 | 1 | 23.37 | KG | 584X521X597 | 4015081211890 |  | 637 | PDC | 1
123309 | IZMX16H4-P12W | 123309 | IZMX16H, 4-pole, 1250 A, drawout | 21 | cerere oferta | N | 1 | 0 | 1 | 32.49 | KG | 584X521X597 | 4015081209149 |  | 637 | PDC | 1
123585 | IZMX16H4-P16F | 123585 | IZMX16H, 4-pole, 1600 A, fixed | 21 | cerere oferta | N | 1 | 0 | 1 | 23.37 | KG | 584X521X597 | 4015081211906 |  | 637 | PDC | 1
123315 | IZMX16H4-P16W | 123315 | IZMX16H, 4-pole, 1600 A, drawout | 21 | cerere oferta | N | 1 | 0 | 1 | 32.49 | KG | 584X521X597 | 4015081209200 |  | 637 | PDC | 1
123561 | IZMX16H4-U06F | 123561 | IZMX16H, 4-pole, 630 A, fixed | 21 | cerere oferta | N | 1 | 0 | 1 | 23.37 | KG | 584X521X597 | 4015081211661 |  | 637 | PDC | 1
123276 | IZMX16H4-U06W | 123276 | IZMX16H, 4-pole, 630 A, drawout | 21 | cerere oferta | N | 1 | 0 | 1 | 32.49 | KG | 584X521X597 | 4015081208814 |  | 637 | PDC | 1
123567 | IZMX16H4-U08F | 123567 | IZMX16H, 4-pole, 800 A, fixed | 21 | cerere oferta | N | 1 | 0 | 1 | 23.37 | KG | 584X521X597 | 4015081211722 |  | 637 | PDC | 1
123277 | IZMX16H4-U08W | 123277 | IZMX16H, 4-pole, 800 A, drawout | 21 | cerere oferta | N | 1 | 0 | 1 | 32.49 | KG | 584X521X597 | 4015081208821 |  | 637 | PDC | 1
123573 | IZMX16H4-U10F | 123573 | IZMX16H, 4-pole, 1000 A, fixed | 21 | cerere oferta | N | 1 | 0 | 1 | 23.37 | KG | 584X521X597 | 4015081211784 |  | 637 | PDC | 1
123278 | IZMX16H4-U10W | 123278 | IZMX16H, 4-pole, 1000 A, drawout | 21 | cerere oferta | N | 1 | 0 | 1 | 32.49 | KG | 584X521X597 | 4015081208838 |  | 637 | PDC | 1
123579 | IZMX16H4-U12F | 123579 | IZMX16H, 4-pole, 1250 A, fixed | 21 | cerere oferta | N | 1 | 0 | 1 | 23.37 | KG | 584X521X597 | 4015081211845 |  | 637 | PDC | 1
123279 | IZMX16H4-U12W | 123279 | IZMX16H, 4-pole, 1250 A, drawout | 21 | cerere oferta | N | 1 | 0 | 1 | 32.49 | KG | 584X521X597 | 4015081208845 |  | 637 | PDC | 1
123580 | IZMX16H4-U16F | 123580 | IZMX16H, 4-pole, 1600 A, fixed | 21 | cerere oferta | N | 1 | 0 | 1 | 23.37 | KG | 584X521X597 | 4015081211852 |  | 637 | PDC | 1
123285 | IZMX16H4-U16W | 123285 | IZMX16H, 4-pole, 1600 A, drawout | 21 | cerere oferta | N | 1 | 0 | 1 | 32.49 | KG | 584X521X597 | 4015081208906 |  | 637 | PDC | 1
123531 | IZMX16H4-V06F | 123531 | IZMX16H, 4-pole, 630 A, fixed | 21 | cerere oferta | N | 1 | 0 | 1 | 23.37 | KG | 584X521X597 | 4015081211364 |  | 637 | PDC | 1
123271 | IZMX16H4-V06W | 123271 | IZMX16H, 4-pole, 630 A, drawout | 21 | cerere oferta | N | 1 | 0 | 1 | 32.49 | KG | 584X521X597 | 4015081208760 |  | 637 | PDC | 1
123537 | IZMX16H4-V08F | 123537 | IZMX16H, 4-pole, 800 A, fixed | 21 | cerere oferta | N | 1 | 0 | 1 | 23.37 | KG | 584X521X597 | 4015081211425 |  | 637 | PDC | 1
123272 | IZMX16H4-V08W | 123272 | IZMX16H, 4-pole, 800 A, drawout | 21 | cerere oferta | N | 1 | 0 | 1 | 32.49 | KG | 584X521X597 | 4015081208777 |  | 637 | PDC | 1
123543 | IZMX16H4-V10F | 123543 | IZMX16H, 4-pole, 1000 A, fixed | 21 | cerere oferta | N | 1 | 0 | 1 | 23.37 | KG | 584X521X597 | 4015081211487 |  | 637 | PDC | 1
123273 | IZMX16H4-V10W | 123273 | IZMX16H, 4-pole, 1000 A, drawout | 21 | cerere oferta | N | 1 | 0 | 1 | 32.49 | KG | 584X521X597 | 4015081208784 |  | 637 | PDC | 1
123549 | IZMX16H4-V12F | 123549 | IZMX16H, 4-pole, 1250 A, fixed | 21 | cerere oferta | N | 1 | 0 | 1 | 23.37 | KG | 584X521X597 | 4015081211548 |  | 637 | PDC | 1
123274 | IZMX16H4-V12W | 123274 | IZMX16H, 4-pole, 1250 A, drawout | 21 | cerere oferta | N | 1 | 0 | 1 | 32.49 | KG | 584X521X597 | 4015081208791 |  | 637 | PDC | 1
123555 | IZMX16H4-V16F | 123555 | IZMX16H, 4-pole, 1600 A, fixed | 21 | cerere oferta | N | 1 | 0 | 1 | 23.37 | KG | 584X521X597 | 4015081211609 |  | 637 | PDC | 1
123275 | IZMX16H4-V16W | 123275 | IZMX16H, 4-pole, 1600 A, drawout | 21 | cerere oferta | N | 1 | 0 | 1 | 32.49 | KG | 584X521X597 | 4015081208807 |  | 637 | PDC | 1
123366 | IZMX16N3-A06F | 123366 | IZMX16N, 3-pole, 630 A, fixed | 21 | cerere oferta | N | 1 | 0 | 1 | 18.715 | KG | 584X521X597 | 4015081209712 |  | 637 | PDC | 1
123085 | IZMX16N3-A06W | 123085 | IZMX16N, 3-pole, 630 A, drawout | 21 | cerere oferta | N | 1 | 0 | 1 | 27.74 | KG | 584X521X597 | 4015081206902 |  | 637 | PDC | 1
123367 | IZMX16N3-A08F | 123367 | IZMX16N, 3-pole, 800 A, fixed | 21 | cerere oferta | N | 1 | 0 | 1 | 18.715 | KG | 584X521X597 | 4015081209729 |  | 637 | PDC | 1
123087 | IZMX16N3-A08W | 123087 | IZMX16N, 3-pole, 800 A, drawout | 21 | cerere oferta | N | 1 | 0 | 1 | 27.74 | KG | 584X521X597 | 4015081206926 |  | 637 | PDC | 1
123368 | IZMX16N3-A10F | 123368 | IZMX16N, 3-pole, 1000 A, fixed | 21 | cerere oferta | N | 1 | 0 | 1 | 18.715 | KG | 584X521X597 | 4015081209736 |  | 637 | PDC | 1
123090 | IZMX16N3-A10W | 123090 | IZMX16N, 3-pole, 1000 A, drawout | 21 | cerere oferta | N | 1 | 0 | 1 | 27.74 | KG | 584X521X597 | 4015081206957 |  | 637 | PDC | 1
123369 | IZMX16N3-A12F | 123369 | IZMX16N, 3-pole, 1250 A, fixed | 21 | cerere oferta | N | 1 | 0 | 1 | 18.715 | KG | 584X521X597 | 4015081209743 |  | 637 | PDC | 1
123092 | IZMX16N3-A12W | 123092 | IZMX16N, 3-pole, 1250 A, drawout | 21 | cerere oferta | N | 1 | 0 | 1 | 27.74 | KG | 584X521X597 | 4015081206971 |  | 637 | PDC | 1
123370 | IZMX16N3-A16F | 123370 | IZMX16N, 3-pole, 1600 A, fixed | 21 | cerere oferta | N | 1 | 0 | 1 | 18.715 | KG | 584X521X597 | 4015081209750 |  | 637 | PDC | 1
123094 | IZMX16N3-A16W | 123094 | IZMX16N, 3-pole, 1600 A, drawout | 21 | cerere oferta | N | 1 | 0 | 1 | 27.74 | KG | 584X521X597 | 4015081206995 |  | 637 | PDC | 1
123381 | IZMX16N3-P06F | 123381 | IZMX16N, 3-pole, 630 A, fixed | 21 | cerere oferta | N | 1 | 0 | 1 | 18.715 | KG | 584X521X597 | 4015081209866 |  | 637 | PDC | 1
123131 | IZMX16N3-P06W | 123131 | IZMX16N, 3-pole, 630 A, drawout | 21 | cerere oferta | N | 1 | 0 | 1 | 27.74 | KG | 584X521X597 | 4015081207367 |  | 637 | PDC | 1
123382 | IZMX16N3-P08F | 123382 | IZMX16N, 3-pole, 800 A, fixed | 21 | cerere oferta | N | 1 | 0 | 1 | 18.715 | KG | 584X521X597 | 4015081209873 |  | 637 | PDC | 1
123132 | IZMX16N3-P08W | 123132 | IZMX16N, 3-pole, 800 A, drawout | 21 | cerere oferta | N | 1 | 0 | 1 | 27.74 | KG | 584X521X597 | 4015081207374 |  | 637 | PDC | 1
123383 | IZMX16N3-P10F | 123383 | IZMX16N, 3-pole, 1000 A, fixed | 21 | cerere oferta | N | 1 | 0 | 1 | 18.715 | KG | 584X521X597 | 4015081209880 |  | 637 | PDC | 1
123133 | IZMX16N3-P10W | 123133 | IZMX16N, 3-pole, 1000 A, drawout | 21 | cerere oferta | N | 1 | 0 | 1 | 27.74 | KG | 584X521X597 | 4015081207381 |  | 637 | PDC | 1
123384 | IZMX16N3-P12F | 123384 | IZMX16N, 3-pole, 1250 A, fixed | 21 | cerere oferta | N | 1 | 0 | 1 | 18.715 | KG | 584X521X597 | 4015081209897 |  | 637 | PDC | 1
123134 | IZMX16N3-P12W | 123134 | IZMX16N, 3-pole, 1250 A, drawout | 21 | cerere oferta | N | 1 | 0 | 1 | 27.74 | KG | 584X521X597 | 4015081207398 |  | 637 | PDC | 1
123385 | IZMX16N3-P16F | 123385 | IZMX16N, 3-pole, 1600 A, fixed | 21 | cerere oferta | N | 1 | 0 | 1 | 18.715 | KG | 584X521X597 | 4015081209903 |  | 637 | PDC | 1
123135 | IZMX16N3-P16W | 123135 | IZMX16N, 3-pole, 1600 A, drawout | 21 | cerere oferta | N | 1 | 0 | 1 | 27.74 | KG | 584X521X597 | 4015081207404 |  | 637 | PDC | 1
123376 | IZMX16N3-U06F | 123376 | IZMX16N, 3-pole, 630 A, fixed | 21 | cerere oferta | N | 1 | 0 | 1 | 18.715 | KG | 584X521X597 | 4015081209811 |  | 637 | PDC | 1
123109 | IZMX16N3-U06W | 123109 | IZMX16N, 3-pole, 630 A, drawout | 21 | cerere oferta | N | 1 | 0 | 1 | 27.74 | KG | 584X521X597 | 4015081207145 |  | 637 | PDC | 1
123377 | IZMX16N3-U08F | 123377 | IZMX16N, 3-pole, 800 A, fixed | 21 | cerere oferta | N | 1 | 0 | 1 | 18.715 | KG | 584X521X597 | 4015081209828 |  | 637 | PDC | 1
123111 | IZMX16N3-U08W | 123111 | IZMX16N, 3-pole, 800 A, drawout | 21 | cerere oferta | N | 1 | 0 | 1 | 27.74 | KG | 584X521X597 | 4015081207169 |  | 637 | PDC | 1
123378 | IZMX16N3-U10F | 123378 | IZMX16N, 3-pole, 1000 A, fixed | 21 | cerere oferta | N | 1 | 0 | 1 | 18.715 | KG | 584X521X597 | 4015081209835 |  | 637 | PDC | 1
123114 | IZMX16N3-U10W | 123114 | IZMX16N, 3-pole, 1000 A, drawout | 21 | cerere oferta | N | 1 | 0 | 1 | 27.74 | KG | 584X521X597 | 4015081207190 |  | 637 | PDC | 1
123379 | IZMX16N3-U12F | 123379 | IZMX16N, 3-pole, 1250 A, fixed | 21 | cerere oferta | N | 1 | 0 | 1 | 18.715 | KG | 584X521X597 | 4015081209842 |  | 637 | PDC | 1
123129 | IZMX16N3-U12W | 123129 | IZMX16N, 3-pole, 1250 A, drawout | 21 | cerere oferta | N | 1 | 0 | 1 | 27.74 | KG | 584X521X597 | 4015081207343 |  | 637 | PDC | 1
123380 | IZMX16N3-U16F | 123380 | IZMX16N, 3-pole, 1600 A, fixed | 21 | cerere oferta | N | 1 | 0 | 1 | 18.715 | KG | 584X521X597 | 4015081209859 |  | 637 | PDC | 1
123130 | IZMX16N3-U16W | 123130 | IZMX16N, 3-pole, 1600 A, drawout | 21 | cerere oferta | N | 1 | 0 | 1 | 27.74 | KG | 584X521X597 | 4015081207350 |  | 637 | PDC | 1
123371 | IZMX16N3-V06F | 123371 | IZMX16N, 3-pole, 630 A, fixed | 21 | cerere oferta | N | 1 | 0 | 1 | 18.715 | KG | 584X521X597 | 4015081209767 |  | 637 | PDC | 1
123097 | IZMX16N3-V06W | 123097 | IZMX16N, 3-pole, 630 A, drawout | 21 | cerere oferta | N | 1 | 0 | 1 | 27.74 | KG | 584X521X597 | 4015081207022 |  | 637 | PDC | 1
123372 | IZMX16N3-V08F | 123372 | IZMX16N, 3-pole, 800 A, fixed | 21 | cerere oferta | N | 1 | 0 | 1 | 18.715 | KG | 584X521X597 | 4015081209774 |  | 637 | PDC | 1
123099 | IZMX16N3-V08W | 123099 | IZMX16N, 3-pole, 800 A, drawout | 21 | cerere oferta | N | 1 | 0 | 1 | 27.74 | KG | 584X521X597 | 4015081207046 |  | 637 | PDC | 1
ROKIZM16N3V08W | IZMX16N3-V08W+CAS163 | ROKIZM16N3V08W | IZMX16N3-V08W+CAS163 | 21 | cerere oferta | N | 1 | 0 | 1 | 44.845 | KG | 0 001X0 001X0 001 | 9008790301568 |  | 637 | PDC | 1
123373 | IZMX16N3-V10F | 123373 | IZMX16N, 3-pole, 1000 A, fixed | 21 | cerere oferta | N | 1 | 0 | 1 | 18.715 | KG | 584X521X597 | 4015081209781 |  | 637 | PDC | 1
123101 | IZMX16N3-V10W | 123101 | IZMX16N, 3-pole, 1000 A, drawout | 21 | cerere oferta | N | 1 | 0 | 1 | 27.74 | KG | 584X521X597 | 4015081207060 |  | 637 | PDC | 1
ROKIZM16N3V10W | IZMX16N3-V10W+CAS163 | ROKIZM16N3V10W | Ansamblu format din: | 21 | cerere oferta | N | 1 | 0 | 1 | 45.315 | KG | 0 001X0 001X0 001 | 9008790291807 |  | 637 | PDC | 1
123374 | IZMX16N3-V12F | 123374 | IZMX16N, 3-pole, 1250 A, fixed | 21 | cerere oferta | N | 1 | 0 | 1 | 18.715 | KG | 584X521X597 | 4015081209798 |  | 637 | PDC | 1
123103 | IZMX16N3-V12W | 123103 | IZMX16N, 3-pole, 1250 A, drawout | 21 | cerere oferta | N | 1 | 0 | 1 | 27.74 | KG | 584X521X597 | 4015081207084 |  | 637 | PDC | 1
123375 | IZMX16N3-V16F | 123375 | IZMX16N, 3-pole, 1600 A, fixed | 21 | cerere oferta | N | 1 | 0 | 1 | 18.715 | KG | 584X521X597 | 4015081209804 |  | 637 | PDC | 1
123106 | IZMX16N3-V16W | 123106 | IZMX16N, 3-pole, 1600 A, drawout | 21 | cerere oferta | N | 1 | 0 | 1 | 27.74 | KG | 584X521X597 | 4015081207114 |  | 637 | PDC | 1
ROKIZM16N3V16W | IZMX16N3-V16W+CAS163 | ROKIZM16N3V16W | IZMX16N3-V16W+CAS163 | 21 | cerere oferta | N | 1 | 0 | 1 | 45.265 | KG | 0 001X0 001X0 001 | 9008790291814 |  | 637 | PDC | 1
123491 | IZMX16N4-A06F | 123491 | IZMX16N, 4-pole, 630 A, fixed | 21 | cerere oferta | N | 1 | 0 | 1 | 23.37 | KG | 584X521X597 | 4015081210961 |  | 637 | PDC | 1
123241 | IZMX16N4-A06W | 123241 | IZMX16N, 4-pole, 630 A, drawout | 21 | cerere oferta | N | 1 | 0 | 1 | 32.49 | KG | 584X521X597 | 4015081208463 |  | 637 | PDC | 1
123492 | IZMX16N4-A08F | 123492 | IZMX16N, 4-pole, 800 A, fixed | 21 | cerere oferta | N | 1 | 0 | 1 | 23.37 | KG | 584X521X597 | 4015081210978 |  | 637 | PDC | 1
123242 | IZMX16N4-A08W | 123242 | IZMX16N, 4-pole, 800 A, drawout | 21 | cerere oferta | N | 1 | 0 | 1 | 32.49 | KG | 584X521X597 | 4015081208470 |  | 637 | PDC | 1
123493 | IZMX16N4-A10F | 123493 | IZMX16N, 4-pole, 1000 A, fixed | 21 | cerere oferta | N | 1 | 0 | 1 | 23.37 | KG | 584X521X597 | 4015081210985 |  | 637 | PDC | 1
123243 | IZMX16N4-A10W | 123243 | IZMX16N, 4-pole, 1000 A, drawout | 21 | cerere oferta | N | 1 | 0 | 1 | 32.49 | KG | 584X521X597 | 4015081208487 |  | 637 | PDC | 1
123494 | IZMX16N4-A12F | 123494 | IZMX16N, 4-pole, 1250 A, fixed | 21 | cerere oferta | N | 1 | 0 | 1 | 23.37 | KG | 584X521X597 | 4015081210992 |  | 637 | PDC | 1
123244 | IZMX16N4-A12W | 123244 | IZMX16N, 4-pole, 1250 A, drawout | 21 | cerere oferta | N | 1 | 0 | 1 | 32.49 | KG | 584X521X597 | 4015081208494 |  | 637 | PDC | 1
123495 | IZMX16N4-A16F | 123495 | IZMX16N, 4-pole, 1600 A, fixed | 21 | cerere oferta | N | 1 | 0 | 1 | 23.37 | KG | 584X521X597 | 4015081211005 |  | 637 | PDC | 1
123245 | IZMX16N4-A16W | 123245 | IZMX16N, 4-pole, 1600 A, drawout | 21 | cerere oferta | N | 1 | 0 | 1 | 32.49 | KG | 584X521X597 | 4015081208500 |  | 637 | PDC | 1
123506 | IZMX16N4-P06F | 123506 | IZMX16N, 4-pole, 630 A, fixed | 21 | cerere oferta | N | 1 | 0 | 1 | 23.37 | KG | 584X521X597 | 4015081211111 |  | 637 | PDC | 1
123256 | IZMX16N4-P06W | 123256 | IZMX16N, 4-pole, 630 A, drawout | 21 | cerere oferta | N | 1 | 0 | 1 | 32.49 | KG | 584X521X597 | 4015081208616 |  | 637 | PDC | 1
123507 | IZMX16N4-P08F | 123507 | IZMX16N, 4-pole, 800 A, fixed | 21 | cerere oferta | N | 1 | 0 | 1 | 23.37 | KG | 584X521X597 | 4015081211128 |  | 637 | PDC | 1
123257 | IZMX16N4-P08W | 123257 | IZMX16N, 4-pole, 800 A, drawout | 21 | cerere oferta | N | 1 | 0 | 1 | 32.49 | KG | 584X521X597 | 4015081208623 |  | 637 | PDC | 1
123508 | IZMX16N4-P10F | 123508 | IZMX16N, 4-pole, 1000 A, fixed | 21 | cerere oferta | N | 1 | 0 | 1 | 23.37 | KG | 584X521X597 | 4015081211135 |  | 637 | PDC | 1
123258 | IZMX16N4-P10W | 123258 | IZMX16N, 4-pole, 1000 A, drawout | 21 | cerere oferta | N | 1 | 0 | 1 | 32.49 | KG | 584X521X597 | 4015081208630 |  | 637 | PDC | 1
123509 | IZMX16N4-P12F | 123509 | IZMX16N, 4-pole, 1250 A, fixed | 21 | cerere oferta | N | 1 | 0 | 1 | 23.37 | KG | 584X521X597 | 4015081211142 |  | 637 | PDC | 1
123259 | IZMX16N4-P12W | 123259 | IZMX16N, 4-pole, 1250 A, drawout | 21 | cerere oferta | N | 1 | 0 | 1 | 32.49 | KG | 584X521X597 | 4015081208647 |  | 637 | PDC | 1
123510 | IZMX16N4-P16F | 123510 | IZMX16N, 4-pole, 1600 A, fixed | 21 | cerere oferta | N | 1 | 0 | 1 | 23.37 | KG | 584X521X597 | 4015081211159 |  | 637 | PDC | 1
123260 | IZMX16N4-P16W | 123260 | IZMX16N, 4-pole, 1600 A, drawout | 21 | cerere oferta | N | 1 | 0 | 1 | 32.49 | KG | 584X521X597 | 4015081208654 |  | 637 | PDC | 1
123501 | IZMX16N4-U06F | 123501 | IZMX16N, 4-pole, 630 A, fixed | 21 | cerere oferta | N | 1 | 0 | 1 | 23.37 | KG | 584X521X597 | 4015081211067 |  | 637 | PDC | 1
123251 | IZMX16N4-U06W | 123251 | IZMX16N, 4-pole, 630 A, drawout | 21 | cerere oferta | N | 1 | 0 | 1 | 32.49 | KG | 584X521X597 | 4015081208562 |  | 637 | PDC | 1
123502 | IZMX16N4-U08F | 123502 | IZMX16N, 4-pole, 800 A, fixed | 21 | cerere oferta | N | 1 | 0 | 1 | 23.37 | KG | 584X521X597 | 4015081211074 |  | 637 | PDC | 1
123252 | IZMX16N4-U08W | 123252 | IZMX16N, 4-pole, 800 A, drawout | 21 | cerere oferta | N | 1 | 0 | 1 | 32.49 | KG | 584X521X597 | 4015081208579 |  | 637 | PDC | 1
123503 | IZMX16N4-U10F | 123503 | IZMX16N, 4-pole, 1000 A, fixed | 21 | cerere oferta | N | 1 | 0 | 1 | 23.37 | KG | 584X521X597 | 4015081211081 |  | 637 | PDC | 1
123253 | IZMX16N4-U10W | 123253 | IZMX16N, 4-pole, 1000 A, drawout | 21 | cerere oferta | N | 1 | 0 | 1 | 32.49 | KG | 584X521X597 | 4015081208586 |  | 637 | PDC | 1
123504 | IZMX16N4-U12F | 123504 | IZMX16N, 4-pole, 1250 A, fixed | 21 | cerere oferta | N | 1 | 0 | 1 | 23.37 | KG | 584X521X597 | 4015081211098 |  | 637 | PDC | 1
123254 | IZMX16N4-U12W | 123254 | IZMX16N, 4-pole, 1250 A, drawout | 21 | cerere oferta | N | 1 | 0 | 1 | 32.49 | KG | 584X521X597 | 4015081208593 |  | 637 | PDC | 1
123505 | IZMX16N4-U16F | 123505 | IZMX16N, 4-pole, 1600 A, fixed | 21 | cerere oferta | N | 1 | 0 | 1 | 23.37 | KG | 584X521X597 | 4015081211104 |  | 637 | PDC | 1
123255 | IZMX16N4-U16W | 123255 | IZMX16N, 4-pole, 1600 A, drawout | 21 | cerere oferta | N | 1 | 0 | 1 | 32.49 | KG | 584X521X597 | 4015081208609 |  | 637 | PDC | 1
123496 | IZMX16N4-V06F | 123496 | IZMX16N, 4-pole, 630 A, fixed | 21 | cerere oferta | N | 1 | 0 | 1 | 23.37 | KG | 584X521X597 | 4015081211012 |  | 637 | PDC | 1
123246 | IZMX16N4-V06W | 123246 | IZMX16N, 4-pole, 630 A, drawout | 21 | cerere oferta | N | 1 | 0 | 1 | 32.49 | KG | 584X521X597 | 4015081208517 |  | 637 | PDC | 1
123497 | IZMX16N4-V08F | 123497 | IZMX16N, 4-pole, 800 A, fixed | 21 | cerere oferta | N | 1 | 0 | 1 | 23.37 | KG | 584X521X597 | 4015081211029 |  | 637 | PDC | 1
123247 | IZMX16N4-V08W | 123247 | IZMX16N, 4-pole, 800 A, drawout | 21 | cerere oferta | N | 1 | 0 | 1 | 32.49 | KG | 584X521X597 | 4015081208524 |  | 637 | PDC | 1
123498 | IZMX16N4-V10F | 123498 | IZMX16N, 4-pole, 1000 A, fixed | 21 | cerere oferta | N | 1 | 0 | 1 | 23.37 | KG | 584X521X597 | 4015081211036 |  | 637 | PDC | 1
123248 | IZMX16N4-V10W | 123248 | IZMX16N, 4-pole, 1000 A, drawout | 21 | cerere oferta | N | 1 | 0 | 1 | 32.49 | KG | 584X521X597 | 4015081208531 |  | 637 | PDC | 1
123499 | IZMX16N4-V12F | 123499 | IZMX16N, 4-pole, 1250 A, fixed | 21 | cerere oferta | N | 1 | 0 | 1 | 23.37 | KG | 584X521X597 | 4015081211043 |  | 637 | PDC | 1
123249 | IZMX16N4-V12W | 123249 | IZMX16N, 4-pole, 1250 A, drawout | 21 | cerere oferta | N | 1 | 0 | 1 | 32.49 | KG | 584X521X597 | 4015081208548 |  | 637 | PDC | 1
123500 | IZMX16N4-V16F | 123500 | IZMX16N, 4-pole, 1600 A, fixed | 21 | cerere oferta | N | 1 | 0 | 1 | 23.37 | KG | 584X521X597 | 4015081211050 |  | 637 | PDC | 1
123250 | IZMX16N4-V16W | 123250 | IZMX16N, 4-pole, 1600 A, drawout | 21 | cerere oferta | N | 1 | 0 | 1 | 32.49 | KG | 584X521X597 | 4015081208555 |  | 637 | PDC | 1
149421 | IZMX40B3-A08F | 149421 | IZMX40B, 3-pole, 800 A, fixed | 21 | cerere oferta | N | 1 | 0 | 1 | 45 | KG | 584X521X597 | 4015081460120 |  | 851 | PDC | 1
149757 | IZMX40B3-A08W | 149757 | IZMX40B, 3-pole, 800 A, withdrawable | 21 | cerere oferta | N | 1 | 0 | 1 | 70 | KG | 584X521X597 | 4015081463978 |  | 851 | PDC | 1
149422 | IZMX40B3-A10F | 149422 | IZMX40B, 3-pole, 1000 A, fixed | 21 | cerere oferta | N | 1 | 0 | 1 | 45 | KG | 584X521X597 | 4015081460137 |  | 851 | PDC | 1
149758 | IZMX40B3-A10W | 149758 | IZMX40B, 3-pole, 1000 A, withdrawable | 21 | cerere oferta | N | 1 | 0 | 1 | 70 | KG | 584X521X597 | 4015081463961 |  | 851 | PDC | 1
149423 | IZMX40B3-A12F | 149423 | IZMX40B, 3-pole, 1250 A, fixed | 21 | cerere oferta | N | 1 | 0 | 1 | 45 | KG | 584X521X597 | 4015081464913 |  | 851 | PDC | 1
149759 | IZMX40B3-A12W | 149759 | IZMX40B, 3-pole, 1250 A, withdrawable | 21 | cerere oferta | N | 1 | 0 | 1 | 70 | KG | 584X521X597 | 4015081463954 |  | 851 | PDC | 1
149424 | IZMX40B3-A16F | 149424 | IZMX40B, 3-pole, 1600 A, fixed | 21 | cerere oferta | N | 1 | 0 | 1 | 45 | KG | 584X521X597 | 4015081464906 |  | 851 | PDC | 1
149760 | IZMX40B3-A16W | 149760 | IZMX40B, 3-pole, 1600 A, withdrawable | 21 | cerere oferta | N | 1 | 0 | 1 | 69 | KG | 584X521X597 | 4015081463947 |  | 851 | PDC | 1
149425 | IZMX40B3-A20F | 149425 | IZMX40B, 3-pole, 2000 A, fixed | 21 | cerere oferta | N | 1 | 0 | 1 | 45 | KG | 584X521X597 | 4015081464890 |  | 851 | PDC | 1
149761 | IZMX40B3-A20W | 149761 | IZMX40B, 3-pole, 2000 A, withdrawable | 21 | cerere oferta | N | 1 | 0 | 1 | 69 | KG | 584X521X597 | 4015081463930 |  | 851 | PDC | 1
149426 | IZMX40B3-A25F | 149426 | IZMX40B, 3-pole, 2500 A, fixed | 21 | cerere oferta | N | 1 | 0 | 1 | 45 | KG | 584X521X597 | 4015081464883 |  | 851 | PDC | 1
149762 | IZMX40B3-A25W | 149762 | IZMX40B, 3-pole, 2500 A, withdrawable | 21 | cerere oferta | N | 1 | 0 | 1 | 69 | KG | 584X521X597 | 4015081463923 |  | 851 | PDC | 1
149427 | IZMX40B3-A32F | 149427 | IZMX40B, 3-pole, 3200 A, fixed | 21 | cerere oferta | N | 1 | 0 | 1 | 45 | KG | 584X521X597 | 4015081464876 |  | 851 | PDC | 1
149763 | IZMX40B3-A32W | 149763 | IZMX40B, 3-pole, 3200 A, withdrawable | 21 | cerere oferta | N | 1 | 0 | 1 | 69 | KG | 584X521X597 | 4015081463916 |  | 851 | PDC | 1
149428 | IZMX40B3-A40F | 149428 | IZMX40B, 3-pole, 4000 A, fixed | 21 | cerere oferta | N | 1 | 0 | 1 | 45 | KG | 584X521X597 | 4015081464869 |  | 851 | PDC | 1
149764 | IZMX40B3-A40W | 149764 | IZMX40B, 3-pole, 4000 A, withdrawable | 21 | cerere oferta | N | 1 | 0 | 1 | 69 | KG | 584X521X597 | 4015081463909 |  | 851 | PDC | 1
149687 | IZMX40B3-P12F | 149687 | IZMX40B, 3-pole, 1250 A, fixed | 21 | cerere oferta | N | 1 | 0 | 1 | 45 | KG | 584X521X597 | 4015081464678 |  | 851 | PDC | 1
149783 | IZMX40B3-P12W | 149783 | IZMX40B, 3-pole, 1250 A, withdrawable | 21 | cerere oferta | N | 1 | 0 | 1 | 69 | KG | 584X521X597 | 4015081463718 |  | 851 | PDC | 1
149688 | IZMX40B3-P16F | 149688 | IZMX40B, 3-pole, 1600 A, fixed | 21 | cerere oferta | N | 1 | 0 | 1 | 45 | KG | 584X521X597 | 4015081464661 |  | 851 | PDC | 1
149784 | IZMX40B3-P16W | 149784 | IZMX40B, 3-pole, 1600 A, withdrawable | 21 | cerere oferta | N | 1 | 0 | 1 | 69 | KG | 584X521X597 | 4015081463701 |  | 851 | PDC | 1
149689 | IZMX40B3-P20F | 149689 | IZMX40B, 3-pole, 2000 A, fixed | 21 | cerere oferta | N | 1 | 0 | 1 | 45 | KG | 584X521X597 | 4015081464654 |  | 851 | PDC | 1
149785 | IZMX40B3-P20W | 149785 | IZMX40B, 3-pole, 2000 A, withdrawable | 21 | cerere oferta | N | 1 | 0 | 1 | 69 | KG | 584X521X597 | 4015081463695 |  | 851 | PDC | 1
149690 | IZMX40B3-P25F | 149690 | IZMX40B, 3-pole, 2500 A, fixed | 21 | cerere oferta | N | 1 | 0 | 1 | 45 | KG | 584X521X597 | 4015081464647 |  | 851 | PDC | 1
149786 | IZMX40B3-P25W | 149786 | IZMX40B, 3-pole, 2500 A, withdrawable | 21 | cerere oferta | N | 1 | 0 | 1 | 69 | KG | 584X521X597 | 4015081463688 |  | 851 | PDC | 1
149691 | IZMX40B3-P32F | 149691 | IZMX40B, 3-pole, 3200 A, fixed | 21 | cerere oferta | N | 1 | 0 | 1 | 45 | KG | 584X521X597 | 4015081464630 |  | 851 | PDC | 1
149787 | IZMX40B3-P32W | 149787 | IZMX40B, 3-pole, 3200 A, withdrawable | 21 | cerere oferta | N | 1 | 0 | 1 | 69 | KG | 584X521X597 | 4015081463671 |  | 851 | PDC | 1
149692 | IZMX40B3-P40F | 149692 | IZMX40B, 3-pole, 4000 A, fixed | 21 | cerere oferta | N | 1 | 0 | 1 | 45 | KG | 584X521X597 | 4015081464623 |  | 851 | PDC | 1
149788 | IZMX40B3-P40W | 149788 | IZMX40B, 3-pole, 4000 A, withdrawable | 21 | cerere oferta | N | 1 | 0 | 1 | 69 | KG | 584X521X597 | 4015081463664 |  | 851 | PDC | 1
149677 | IZMX40B3-U08F | 149677 | IZMX40B, 3-pole, 800 A, fixed | 21 | cerere oferta | N | 1 | 0 | 1 | 45 | KG | 584X521X597 | 4015081464777 |  | 851 | PDC | 1
149773 | IZMX40B3-U08W | 149773 | IZMX40B, 3-pole, 800 A, withdrawable | 21 | cerere oferta | N | 1 | 0 | 1 | 69 | KG | 584X521X597 | 4015081463817 |  | 851 | PDC | 1
149678 | IZMX40B3-U10F | 149678 | IZMX40B, 3-pole, 1000 A, fixed | 21 | cerere oferta | N | 1 | 0 | 1 | 45 | KG | 584X521X597 | 4015081464760 |  | 851 | PDC | 1
149774 | IZMX40B3-U10W | 149774 | IZMX40B, 3-pole, 1000 A, withdrawable | 21 | cerere oferta | N | 1 | 0 | 1 | 69 | KG | 584X521X597 | 4015081463800 |  | 851 | PDC | 1
149679 | IZMX40B3-U12F | 149679 | IZMX40B, 3-pole, 1250 A, fixed | 21 | cerere oferta | N | 1 | 0 | 1 | 45 | KG | 584X521X597 | 4015081464753 |  | 851 | PDC | 1
149775 | IZMX40B3-U12W | 149775 | IZMX40B, 3-pole, 1250 A, withdrawable | 21 | cerere oferta | N | 1 | 0 | 1 | 69 | KG | 584X521X597 | 4015081463794 |  | 851 | PDC | 1
149680 | IZMX40B3-U16F | 149680 | IZMX40B, 3-pole, 1600 A, fixed | 21 | cerere oferta | N | 1 | 0 | 1 | 45 | KG | 584X521X597 | 4015081464746 |  | 851 | PDC | 1
149776 | IZMX40B3-U16W | 149776 | IZMX40B, 3-pole, 1600 A, withdrawable | 21 | cerere oferta | N | 1 | 0 | 1 | 69 | KG | 584X521X597 | 4015081463787 |  | 851 | PDC | 1
149681 | IZMX40B3-U20F | 149681 | IZMX40B, 3-pole, 2000 A, fixed | 21 | cerere oferta | N | 1 | 0 | 1 | 45 | KG | 584X521X597 | 4015081464739 |  | 851 | PDC | 1
149777 | IZMX40B3-U20W | 149777 | IZMX40B, 3-pole, 2000 A, withdrawable | 21 | cerere oferta | N | 1 | 0 | 1 | 69 | KG | 584X521X597 | 4015081463770 |  | 851 | PDC | 1
149682 | IZMX40B3-U25F | 149682 | IZMX40B, 3-pole, 2500 A, fixed | 21 | cerere oferta | N | 1 | 0 | 1 | 45 | KG | 584X521X597 | 4015081464722 |  | 851 | PDC | 1
149778 | IZMX40B3-U25W | 149778 | IZMX40B, 3-pole, 2500 A, withdrawable | 21 | cerere oferta | N | 1 | 0 | 1 | 69 | KG | 584X521X597 | 4015081463763 |  | 851 | PDC | 1
149683 | IZMX40B3-U32F | 149683 | IZMX40B, 3-pole, 3200 A, fixed | 21 | cerere oferta | N | 1 | 0 | 1 | 45 | KG | 584X521X597 | 4015081464715 |  | 851 | PDC | 1
149779 | IZMX40B3-U32W | 149779 | IZMX40B, 3-pole, 3200 A, withdrawable | 21 | cerere oferta | N | 1 | 0 | 1 | 69 | KG | 584X521X597 | 4015081463756 |  | 851 | PDC | 1
149684 | IZMX40B3-U40F | 149684 | IZMX40B, 3-pole, 4000 A, fixed | 21 | cerere oferta | N | 1 | 0 | 1 | 45 | KG | 584X521X597 | 4015081464708 |  | 851 | PDC | 1
149780 | IZMX40B3-U40W | 149780 | IZMX40B, 3-pole, 4000 A, withdrawable | 21 | cerere oferta | N | 1 | 0 | 1 | 69 | KG | 584X521X597 | 4015081463749 |  | 851 | PDC | 1
149429 | IZMX40B3-V08F | 149429 | IZMX40B, 3-pole, 800 A, fixed | 21 | cerere oferta | N | 1 | 0 | 1 | 45 | KG | 584X521X597 | 4015081464852 |  | 851 | PDC | 1
149765 | IZMX40B3-V08W | 149765 | IZMX40B, 3-pole, 800 A, withdrawable | 21 | cerere oferta | N | 1 | 0 | 1 | 69 | KG | 584X521X597 | 4015081463893 |  | 851 | PDC | 1
149670 | IZMX40B3-V10F | 149670 | IZMX40B, 3-pole, 1000 A, fixed | 21 | cerere oferta | N | 1 | 0 | 1 | 45 | KG | 584X521X597 | 4015081464845 |  | 851 | PDC | 1
149766 | IZMX40B3-V10W | 149766 | IZMX40B, 3-pole, 1000 A, withdrawable | 21 | cerere oferta | N | 1 | 0 | 1 | 69 | KG | 584X521X597 | 4015081463886 |  | 851 | PDC | 1
149671 | IZMX40B3-V12F | 149671 | IZMX40B, 3-pole, 1250 A, fixed | 21 | cerere oferta | N | 1 | 0 | 1 | 45 | KG | 584X521X597 | 4015081464838 |  | 851 | PDC | 1
149767 | IZMX40B3-V12W | 149767 | IZMX40B, 3-pole, 1250 A, withdrawable | 21 | cerere oferta | N | 1 | 0 | 1 | 69 | KG | 584X521X597 | 4015081463879 |  | 851 | PDC | 1
149672 | IZMX40B3-V16F | 149672 | IZMX40B, 3-pole, 1600 A, fixed | 21 | cerere oferta | N | 1 | 0 | 1 | 45 | KG | 584X521X597 | 4015081464821 |  | 851 | PDC | 1
149768 | IZMX40B3-V16W | 149768 | IZMX40B, 3-pole, 1600 A, withdrawable | 21 | cerere oferta | N | 1 | 0 | 1 | 69 | KG | 584X521X597 | 4015081463862 |  | 851 | PDC | 1
149673 | IZMX40B3-V20F | 149673 | IZMX40B, 3-pole, 2000 A, fixed | 21 | cerere oferta | N | 1 | 0 | 1 | 45 | KG | 584X521X597 | 4015081464814 |  | 851 | PDC | 1
149769 | IZMX40B3-V20W | 149769 | IZMX40B, 3-pole, 2000 A, withdrawable | 21 | cerere oferta | N | 1 | 0 | 1 | 69 | KG | 584X521X597 | 4015081463855 |  | 851 | PDC | 1
ROKIZM40B3V20W | IZMX40B3-V20W+CAS | ROKIZM40B3V20W | Ansamblu format din: | 21 | cerere oferta | N | 1 | 0 | 1 | 84.55 | KG | 0 001X0 001X0 001 | 9008790569173 |  | 636 | PDC | 1
149674 | IZMX40B3-V25F | 149674 | IZMX40B, 3-pole, 2500 A, fixed | 21 | cerere oferta | N | 1 | 0 | 1 | 45 | KG | 584X521X597 | 4015081464807 |  | 851 | PDC | 1
149770 | IZMX40B3-V25W | 149770 | IZMX40B, 3-pole, 2500 A, withdrawable | 21 | cerere oferta | N | 1 | 0 | 1 | 69 | KG | 584X521X597 | 4015081463848 |  | 851 | PDC | 1
ROKIZM40B3V25W | IZMX40B3-V25W+CAS | ROKIZM40B3V25W | Ansamblu format din: | 21 | cerere oferta | N | 1 | 0 | 1 | 84.55 | KG | 0 001X0 001X0 001 | 9008790569180 |  | 636 | PDC | 1
149675 | IZMX40B3-V32F | 149675 | IZMX40B, 3-pole, 3200 A, fixed | 21 | cerere oferta | N | 1 | 0 | 1 | 45 | KG | 584X521X597 | 4015081464791 |  | 851 | PDC | 1
149771 | IZMX40B3-V32W | 149771 | IZMX40B, 3-pole, 3200 A, withdrawable | 21 | cerere oferta | N | 1 | 0 | 1 | 69 | KG | 584X521X597 | 4015081463831 |  | 851 | PDC | 1
ROKIZM40B3V32W | IZMX40B3-V32W+CAS | ROKIZM40B3V32W | Ansamblu format din: | 21 | cerere oferta | N | 1 | 0 | 1 | 84.55 | KG | 0 001X0 001X0 001 | 9008790569197 |  | 636 | PDC | 1
149676 | IZMX40B3-V40F | 149676 | IZMX40B, 3-pole, 4000 A, fixed | 21 | cerere oferta | N | 1 | 0 | 1 | 45 | KG | 584X521X597 | 4015081464784 |  | 851 | PDC | 1
149772 | IZMX40B3-V40W | 149772 | IZMX40B, 3-pole, 4000 A, withdrawable | 21 | cerere oferta | N | 1 | 0 | 1 | 69 | KG | 456X426X430 | 4015081463824 |  | 851 | PDC | 1
149853 | IZMX40B4-A08F | 149853 | IZMX40B, 4-pole, 800 A, fixed | 21 | cerere oferta | N | 1 | 0 | 1 | 56 | KG | 584X521X597 | 4015081463015 |  | 851 | PDC | 1
149949 | IZMX40B4-A08W | 149949 | IZMX40B, 4-pole, 800 A, withdrawable | 21 | cerere oferta | N | 1 | 0 | 1 | 86 | KG | 584X521X597 | 4015081462056 |  | 851 | PDC | 1
149854 | IZMX40B4-A10F | 149854 | IZMX40B, 4-pole, 1000 A, fixed | 21 | cerere oferta | N | 1 | 0 | 1 | 56 | KG | 584X521X597 | 4015081463008 |  | 851 | PDC | 1
149950 | IZMX40B4-A10W | 149950 | IZMX40B, 4-pole, 1000 A, withdrawable | 21 | cerere oferta | N | 1 | 0 | 1 | 86 | KG | 584X521X597 | 4015081462049 |  | 851 | PDC | 1
149855 | IZMX40B4-A12F | 149855 | IZMX40B, 4-pole, 1250 A, fixed | 21 | cerere oferta | N | 1 | 0 | 1 | 56 | KG | 584X521X597 | 4015081462995 |  | 851 | PDC | 1
149951 | IZMX40B4-A12W | 149951 | IZMX40B, 4-pole, 1250 A, withdrawable | 21 | cerere oferta | N | 1 | 0 | 1 | 86 | KG | 584X521X597 | 4015081462032 |  | 851 | PDC | 1
149856 | IZMX40B4-A16F | 149856 | IZMX40B, 4-pole, 1600 A, fixed | 21 | cerere oferta | N | 1 | 0 | 1 | 56 | KG | 584X521X597 | 4015081462988 |  | 851 | PDC | 1
149952 | IZMX40B4-A16W | 149952 | IZMX40B, 4-pole, 1600 A, withdrawable | 21 | cerere oferta | N | 1 | 0 | 1 | 86 | KG | 584X521X597 | 4015081462025 |  | 851 | PDC | 1
149857 | IZMX40B4-A20F | 149857 | IZMX40B, 4-pole, 2000 A, fixed | 21 | cerere oferta | N | 1 | 0 | 1 | 56 | KG | 584X521X597 | 4015081462971 |  | 851 | PDC | 1
149953 | IZMX40B4-A20W | 149953 | IZMX40B, 4-pole, 2000 A, withdrawable | 21 | cerere oferta | N | 1 | 0 | 1 | 86 | KG | 584X521X597 | 4015081462018 |  | 851 | PDC | 1
149858 | IZMX40B4-A25F | 149858 | IZMX40B, 4-pole, 2500 A, fixed | 21 | cerere oferta | N | 1 | 0 | 1 | 56 | KG | 584X521X597 | 4015081462964 |  | 851 | PDC | 1
149954 | IZMX40B4-A25W | 149954 | IZMX40B, 4-pole, 2500 A, withdrawable | 21 | cerere oferta | N | 1 | 0 | 1 | 86 | KG | 584X521X597 | 4015081462001 |  | 851 | PDC | 1
149859 | IZMX40B4-A32F | 149859 | IZMX40B, 4-pole, 3200 A, fixed | 21 | cerere oferta | N | 1 | 0 | 1 | 56 | KG | 584X521X597 | 4015081462957 |  | 851 | PDC | 1
149955 | IZMX40B4-A32W | 149955 | IZMX40B, 4-pole, 3200 A, withdrawable | 21 | cerere oferta | N | 1 | 0 | 1 | 86 | KG | 584X521X597 | 4015081461998 |  | 851 | PDC | 1
149860 | IZMX40B4-A40F | 149860 | IZMX40B, 4-pole, 4000 A, fixed | 21 | cerere oferta | N | 1 | 0 | 1 | 56 | KG | 584X521X597 | 4015081462940 |  | 851 | PDC | 1
149956 | IZMX40B4-A40W | 149956 | IZMX40B, 4-pole, 4000 A, withdrawable | 21 | cerere oferta | N | 1 | 0 | 1 | 86 | KG | 584X521X597 | 4015081461981 |  | 851 | PDC | 1
149879 | IZMX40B4-P12F | 149879 | IZMX40B, 4-pole, 1250 A, fixed | 21 | cerere oferta | N | 1 | 0 | 1 | 56 | KG | 584X521X597 | 4015081462759 |  | 851 | PDC | 1
149975 | IZMX40B4-P12W | 149975 | IZMX40B, 4-pole, 1250 A, withdrawable | 21 | cerere oferta | N | 1 | 0 | 1 | 86 | KG | 584X521X597 | 4015081461790 |  | 851 | PDC | 1
149880 | IZMX40B4-P16F | 149880 | IZMX40B, 4-pole, 1600 A, fixed | 21 | cerere oferta | N | 1 | 0 | 1 | 56 | KG | 584X521X597 | 4015081462742 |  | 851 | PDC | 1
149976 | IZMX40B4-P16W | 149976 | IZMX40B, 4-pole, 1600 A, withdrawable | 21 | cerere oferta | N | 1 | 0 | 1 | 86 | KG | 584X521X597 | 4015081461783 |  | 851 | PDC | 1
149881 | IZMX40B4-P20F | 149881 | IZMX40B, 4-pole, 2000 A, fixed | 21 | cerere oferta | N | 1 | 0 | 1 | 56 | KG | 584X521X597 | 4015081462735 |  | 851 | PDC | 1
149977 | IZMX40B4-P20W | 149977 | IZMX40B, 4-pole, 2000 A, withdrawable | 21 | cerere oferta | N | 1 | 0 | 1 | 86 | KG | 584X521X597 | 4015081461776 |  | 851 | PDC | 1
149882 | IZMX40B4-P25F | 149882 | IZMX40B, 4-pole, 2500 A, fixed | 21 | cerere oferta | N | 1 | 0 | 1 | 56 | KG | 584X521X597 | 4015081462728 |  | 851 | PDC | 1
149978 | IZMX40B4-P25W | 149978 | IZMX40B, 4-pole, 2500 A, withdrawable | 21 | cerere oferta | N | 1 | 0 | 1 | 86 | KG | 584X521X597 | 4015081461769 |  | 851 | PDC | 1
149883 | IZMX40B4-P32F | 149883 | IZMX40B, 4-pole, 3200 A, fixed | 21 | cerere oferta | N | 1 | 0 | 1 | 56 | KG | 584X521X597 | 4015081462711 |  | 851 | PDC | 1
149979 | IZMX40B4-P32W | 149979 | IZMX40B, 4-pole, 3200 A, withdrawable | 21 | cerere oferta | N | 1 | 0 | 1 | 86 | KG | 584X521X597 | 4015081461752 |  | 851 | PDC | 1
149884 | IZMX40B4-P40F | 149884 | IZMX40B, 4-pole, 4000 A, fixed | 21 | cerere oferta | N | 1 | 0 | 1 | 56 | KG | 584X521X597 | 4015081462704 |  | 851 | PDC | 1
149980 | IZMX40B4-P40W | 149980 | IZMX40B, 4-pole, 4000 A, withdrawable | 21 | cerere oferta | N | 1 | 0 | 1 | 86 | KG | 584X521X597 | 4015081461745 |  | 851 | PDC | 1
149869 | IZMX40B4-U08F | 149869 | IZMX40B, 4-pole, 800 A, fixed | 21 | cerere oferta | N | 1 | 0 | 1 | 56 | KG | 584X521X597 | 4015081462858 |  | 851 | PDC | 1
149965 | IZMX40B4-U08W | 149965 | IZMX40B, 4-pole, 800 A, withdrawable | 21 | cerere oferta | N | 1 | 0 | 1 | 86 | KG | 584X521X597 | 4015081461899 |  | 851 | PDC | 1
149870 | IZMX40B4-U10F | 149870 | IZMX40B, 4-pole, 1000 A, fixed | 21 | cerere oferta | N | 1 | 0 | 1 | 56 | KG | 584X521X597 | 4015081462841 |  | 851 | PDC | 1
149966 | IZMX40B4-U10W | 149966 | IZMX40B, 4-pole, 1000 A, withdrawable | 21 | cerere oferta | N | 1 | 0 | 1 | 86 | KG | 584X521X597 | 4015081461882 |  | 851 | PDC | 1
149871 | IZMX40B4-U12F | 149871 | IZMX40B, 4-pole, 1250 A, fixed | 21 | cerere oferta | N | 1 | 0 | 1 | 56 | KG | 584X521X597 | 4015081462834 |  | 851 | PDC | 1
149967 | IZMX40B4-U12W | 149967 | IZMX40B, 4-pole, 1250 A, withdrawable | 21 | cerere oferta | N | 1 | 0 | 1 | 86 | KG | 584X521X597 | 4015081461875 |  | 851 | PDC | 1
149872 | IZMX40B4-U16F | 149872 | IZMX40B, 4-pole, 1600 A, fixed | 21 | cerere oferta | N | 1 | 0 | 1 | 56 | KG | 584X521X597 | 4015081462827 |  | 851 | PDC | 1
149968 | IZMX40B4-U16W | 149968 | IZMX40B, 4-pole, 1600 A, withdrawable | 21 | cerere oferta | N | 1 | 0 | 1 | 86 | KG | 584X521X597 | 4015081461868 |  | 851 | PDC | 1
149873 | IZMX40B4-U20F | 149873 | IZMX40B, 4-pole, 2000 A, fixed | 21 | cerere oferta | N | 1 | 0 | 1 | 56 | KG | 584X521X597 | 4015081462810 |  | 851 | PDC | 1
149969 | IZMX40B4-U20W | 149969 | IZMX40B, 4-pole, 2000 A, withdrawable | 21 | cerere oferta | N | 1 | 0 | 1 | 86 | KG | 584X521X597 | 4015081461851 |  | 851 | PDC | 1
149874 | IZMX40B4-U25F | 149874 | IZMX40B, 4-pole, 2500 A, fixed | 21 | cerere oferta | N | 1 | 0 | 1 | 56 | KG | 584X521X597 | 4015081462803 |  | 851 | PDC | 1
149970 | IZMX40B4-U25W | 149970 | IZMX40B, 4-pole, 2500 A, withdrawable | 21 | cerere oferta | N | 1 | 0 | 1 | 86 | KG | 584X521X597 | 4015081461844 |  | 851 | PDC | 1
149875 | IZMX40B4-U32F | 149875 | IZMX40B, 4-pole, 3200 A, fixed | 21 | cerere oferta | N | 1 | 0 | 1 | 56 | KG | 584X521X597 | 4015081462797 |  | 851 | PDC | 1
149971 | IZMX40B4-U32W | 149971 | IZMX40B, 4-pole, 3200 A, withdrawable | 21 | cerere oferta | N | 1 | 0 | 1 | 86 | KG | 584X521X597 | 4015081461837 |  | 851 | PDC | 1
149876 | IZMX40B4-U40F | 149876 | IZMX40B, 4-pole, 4000 A, fixed | 21 | cerere oferta | N | 1 | 0 | 1 | 56 | KG | 584X521X597 | 4015081462780 |  | 851 | PDC | 1
149972 | IZMX40B4-U40W | 149972 | IZMX40B, 4-pole, 4000 A, withdrawable | 21 | cerere oferta | N | 1 | 0 | 1 | 86 | KG | 584X521X597 | 4015081461820 |  | 851 | PDC | 1
149861 | IZMX40B4-V08F | 149861 | IZMX40B, 4-pole, 800 A, fixed | 21 | cerere oferta | N | 1 | 0 | 1 | 56 | KG | 584X521X597 | 4015081462933 |  | 851 | PDC | 1
149957 | IZMX40B4-V08W | 149957 | IZMX40B, 4-pole, 800 A, withdrawable | 21 | cerere oferta | N | 1 | 0 | 1 | 86 | KG | 584X521X597 | 4015081461974 |  | 851 | PDC | 1
149862 | IZMX40B4-V10F | 149862 | IZMX40B, 4-pole, 1000 A, fixed | 21 | cerere oferta | N | 1 | 0 | 1 | 56 | KG | 584X521X597 | 4015081462926 |  | 851 | PDC | 1
149958 | IZMX40B4-V10W | 149958 | IZMX40B, 4-pole, 1000 A, withdrawable | 21 | cerere oferta | N | 1 | 0 | 1 | 86 | KG | 584X521X597 | 4015081461967 |  | 851 | PDC | 1
149863 | IZMX40B4-V12F | 149863 | IZMX40B, 4-pole, 1250 A, fixed | 21 | cerere oferta | N | 1 | 0 | 1 | 56 | KG | 584X521X597 | 4015081462919 |  | 851 | PDC | 1
149959 | IZMX40B4-V12W | 149959 | IZMX40B, 4-pole, 1250 A, withdrawable | 21 | cerere oferta | N | 1 | 0 | 1 | 86 | KG | 584X521X597 | 4015081461950 |  | 851 | PDC | 1
149864 | IZMX40B4-V16F | 149864 | IZMX40B, 4-pole, 1600 A, fixed | 21 | cerere oferta | N | 1 | 0 | 1 | 56 | KG | 584X521X597 | 4015081462902 |  | 851 | PDC | 1
149960 | IZMX40B4-V16W | 149960 | IZMX40B, 4-pole, 1600 A, withdrawable | 21 | cerere oferta | N | 1 | 0 | 1 | 86 | KG | 584X521X597 | 4015081461943 |  | 851 | PDC | 1
149865 | IZMX40B4-V20F | 149865 | IZMX40B, 4-pole, 2000 A, fixed | 21 | cerere oferta | N | 1 | 0 | 1 | 56 | KG | 584X521X597 | 4015081462896 |  | 851 | PDC | 1
149961 | IZMX40B4-V20W | 149961 | IZMX40B, 4-pole, 2000 A, withdrawable | 21 | cerere oferta | N | 1 | 0 | 1 | 86 | KG | 584X521X597 | 4015081461936 |  | 851 | PDC | 1
149866 | IZMX40B4-V25F | 149866 | IZMX40B, 4-pole, 2500 A, fixed | 21 | cerere oferta | N | 1 | 0 | 1 | 56 | KG | 584X521X597 | 4015081462889 |  | 851 | PDC | 1
149962 | IZMX40B4-V25W | 149962 | IZMX40B, 4-pole, 2500 A, withdrawable | 21 | cerere oferta | N | 1 | 0 | 1 | 86 | KG | 584X521X597 | 4015081461929 |  | 851 | PDC | 1
149867 | IZMX40B4-V32F | 149867 | IZMX40B, 4-pole, 3200 A, fixed | 21 | cerere oferta | N | 1 | 0 | 1 | 56 | KG | 584X521X597 | 4015081462872 |  | 851 | PDC | 1
149963 | IZMX40B4-V32W | 149963 | IZMX40B, 4-pole, 3200 A, withdrawable | 21 | cerere oferta | N | 1 | 0 | 1 | 86 | KG | 584X521X597 | 4015081461912 |  | 851 | PDC | 1
149868 | IZMX40B4-V40F | 149868 | IZMX40B, 4-pole, 4000 A, fixed | 21 | cerere oferta | N | 1 | 0 | 1 | 56 | KG | 584X521X597 | 4015081462865 |  | 851 | PDC | 1
149964 | IZMX40B4-V40W | 149964 | IZMX40B, 4-pole, 4000 A, withdrawable | 21 | cerere oferta | N | 1 | 0 | 1 | 86 | KG | 584X521X597 | 4015081461905 |  | 851 | PDC | 1
149725 | IZMX40H3-A08F | 149725 | IZMX40H, 3-pole, 800 A, fixed | 21 | cerere oferta | N | 1 | 0 | 1 | 45 | KG | 584X521X597 | 4015081464296 |  | 851 | PDC | 1
149821 | IZMX40H3-A08W | 149821 | IZMX40H, 3-pole, 800 A, withdrawable | 21 | cerere oferta | N | 1 | 0 | 1 | 69 | KG | 584X521X597 | 4015081463336 |  | 851 | PDC | 1
149726 | IZMX40H3-A10F | 149726 | IZMX40H, 3-pole, 1000 A, fixed | 21 | cerere oferta | N | 1 | 0 | 1 | 45 | KG | 584X521X597 | 4015081464289 |  | 851 | PDC | 1
149822 | IZMX40H3-A10W | 149822 | IZMX40H, 3-pole, 1000 A, withdrawable | 21 | cerere oferta | N | 1 | 0 | 1 | 69 | KG | 584X521X597 | 4015081463329 |  | 851 | PDC | 1
149727 | IZMX40H3-A12F | 149727 | IZMX40H, 3-pole, 1250 A, fixed | 21 | cerere oferta | N | 1 | 0 | 1 | 45 | KG | 584X521X597 | 4015081464272 |  | 851 | PDC | 1
149823 | IZMX40H3-A12W | 149823 | IZMX40H, 3-pole, 1250 A, withdrawable | 21 | cerere oferta | N | 1 | 0 | 1 | 69 | KG | 584X521X597 | 4015081463312 |  | 851 | PDC | 1
149728 | IZMX40H3-A16F | 149728 | IZMX40H, 3-pole, 1600 A, fixed | 21 | cerere oferta | N | 1 | 0 | 1 | 45 | KG | 584X521X597 | 4015081464265 |  | 851 | PDC | 1
149824 | IZMX40H3-A16W | 149824 | IZMX40H, 3-pole, 1600 A, withdrawable | 21 | cerere oferta | N | 1 | 0 | 1 | 69 | KG | 584X521X597 | 4015081463305 |  | 851 | PDC | 1
149729 | IZMX40H3-A20F | 149729 | IZMX40H, 3-pole, 2000 A, fixed | 21 | cerere oferta | N | 1 | 0 | 1 | 45 | KG | 584X521X597 | 4015081464258 |  | 851 | PDC | 1
149825 | IZMX40H3-A20W | 149825 | IZMX40H, 3-pole, 2000 A, withdrawable | 21 | cerere oferta | N | 1 | 0 | 1 | 69 | KG | 584X521X597 | 4015081463299 |  | 851 | PDC | 1
149730 | IZMX40H3-A25F | 149730 | IZMX40H, 3-pole, 2500 A, fixed | 21 | cerere oferta | N | 1 | 0 | 1 | 45 | KG | 584X521X597 | 4015081464241 |  | 851 | PDC | 1
149826 | IZMX40H3-A25W | 149826 | IZMX40H, 3-pole, 2500 A, withdrawable | 21 | cerere oferta | N | 1 | 0 | 1 | 69 | KG | 584X521X597 | 4015081463282 |  | 851 | PDC | 1
149731 | IZMX40H3-A32F | 149731 | IZMX40H, 3-pole, 3200 A, fixed | 21 | cerere oferta | N | 1 | 0 | 1 | 45 | KG | 584X521X597 | 4015081464234 |  | 851 | PDC | 1
149827 | IZMX40H3-A32W | 149827 | IZMX40H, 3-pole, 3200 A, withdrawable | 21 | cerere oferta | N | 1 | 0 | 1 | 69 | KG | 584X521X597 | 4015081463275 |  | 851 | PDC | 1
149732 | IZMX40H3-A40F | 149732 | IZMX40H, 3-pole, 4000 A, fixed | 21 | cerere oferta | N | 1 | 0 | 1 | 45 | KG | 584X521X597 | 4015081464227 |  | 851 | PDC | 1
149828 | IZMX40H3-A40W | 149828 | IZMX40H, 3-pole, 4000 A, withdrawable | 21 | cerere oferta | N | 1 | 0 | 1 | 69 | KG | 584X521X597 | 4015081463268 |  | 851 | PDC | 1
149751 | IZMX40H3-P12F | 149751 | IZMX40H, 3-pole, 1250 A, fixed | 21 | cerere oferta | N | 1 | 0 | 1 | 45 | KG | 584X521X597 | 4015081464036 |  | 851 | PDC | 1
149847 | IZMX40H3-P12W | 149847 | IZMX40H, 3-pole, 1250 A, withdrawable | 21 | cerere oferta | N | 1 | 0 | 1 | 69 | KG | 584X521X597 | 4015081463077 |  | 851 | PDC | 1
149752 | IZMX40H3-P16F | 149752 | IZMX40H, 3-pole, 1600 A, fixed | 21 | cerere oferta | N | 1 | 0 | 1 | 45 | KG | 584X521X597 | 4015081464029 |  | 851 | PDC | 1
149848 | IZMX40H3-P16W | 149848 | IZMX40H, 3-pole, 1600 A, withdrawable | 21 | cerere oferta | N | 1 | 0 | 1 | 69 | KG | 584X521X597 | 4015081463060 |  | 851 | PDC | 1
149753 | IZMX40H3-P20F | 149753 | IZMX40H, 3-pole, 2000 A, fixed | 21 | cerere oferta | N | 1 | 0 | 1 | 45 | KG | 584X521X597 | 4015081464012 |  | 851 | PDC | 1
149849 | IZMX40H3-P20W | 149849 | IZMX40H, 3-pole, 2000 A, withdrawable | 21 | cerere oferta | N | 1 | 0 | 1 | 69 | KG | 584X521X597 | 4015081463053 |  | 851 | PDC | 1
149754 | IZMX40H3-P25F | 149754 | IZMX40H, 3-pole, 2500 A, fixed | 21 | cerere oferta | N | 1 | 0 | 1 | 45 | KG | 584X521X597 | 4015081464005 |  | 851 | PDC | 1
149850 | IZMX40H3-P25W | 149850 | IZMX40H, 3-pole, 2500 A, withdrawable | 21 | cerere oferta | N | 1 | 0 | 1 | 69 | KG | 584X521X597 | 4015081463046 |  | 851 | PDC | 1
149755 | IZMX40H3-P32F | 149755 | IZMX40H, 3-pole, 3200 A, fixed | 21 | cerere oferta | N | 1 | 0 | 1 | 45 | KG | 584X521X597 | 4015081463992 |  | 851 | PDC | 1
149851 | IZMX40H3-P32W | 149851 | IZMX40H, 3-pole, 3200 A, withdrawable | 21 | cerere oferta | N | 1 | 0 | 1 | 69 | KG | 584X521X597 | 4015081463039 |  | 851 | PDC | 1
149756 | IZMX40H3-P40F | 149756 | IZMX40H, 3-pole, 4000 A, fixed | 21 | cerere oferta | N | 1 | 0 | 1 | 45 | KG | 584X521X597 | 4015081463985 |  | 851 | PDC | 1
149852 | IZMX40H3-P40W | 149852 | IZMX40H, 3-pole, 4000 A, withdrawable | 21 | cerere oferta | N | 1 | 0 | 1 | 69 | KG | 584X521X597 | 4015081463022 |  | 851 | PDC | 1
149741 | IZMX40H3-U08F | 149741 | IZMX40H, 3-pole, 800 A, fixed | 21 | cerere oferta | N | 1 | 0 | 1 | 45 | KG | 584X521X597 | 4015081464135 |  | 851 | PDC | 1
149837 | IZMX40H3-U08W | 149837 | IZMX40H, 3-pole, 800 A, withdrawable | 21 | cerere oferta | N | 1 | 0 | 1 | 69 | KG | 584X521X597 | 4015081463176 |  | 851 | PDC | 1
149742 | IZMX40H3-U10F | 149742 | IZMX40H, 3-pole, 1000 A, fixed | 21 | cerere oferta | N | 1 | 0 | 1 | 45 | KG | 584X521X597 | 4015081464128 |  | 851 | PDC | 1
149838 | IZMX40H3-U10W | 149838 | IZMX40H, 3-pole, 1000 A, withdrawable | 21 | cerere oferta | N | 1 | 0 | 1 | 69 | KG | 584X521X597 | 4015081463169 |  | 851 | PDC | 1
149743 | IZMX40H3-U12F | 149743 | IZMX40H, 3-pole, 1250 A, fixed | 21 | cerere oferta | N | 1 | 0 | 1 | 45 | KG | 584X521X597 | 4015081464111 |  | 851 | PDC | 1
149839 | IZMX40H3-U12W | 149839 | IZMX40H, 3-pole, 1250 A, withdrawable | 21 | cerere oferta | N | 1 | 0 | 1 | 69 | KG | 584X521X597 | 4015081463152 |  | 851 | PDC | 1
149744 | IZMX40H3-U16F | 149744 | IZMX40H, 3-pole, 1600 A, fixed | 21 | cerere oferta | N | 1 | 0 | 1 | 45 | KG | 584X521X597 | 4015081464104 |  | 851 | PDC | 1
149840 | IZMX40H3-U16W | 149840 | IZMX40H, 3-pole, 1600 A, withdrawable | 21 | cerere oferta | N | 1 | 0 | 1 | 69 | KG | 584X521X597 | 4015081463145 |  | 851 | PDC | 1
149745 | IZMX40H3-U20F | 149745 | IZMX40H, 3-pole, 2000 A, fixed | 21 | cerere oferta | N | 1 | 0 | 1 | 45 | KG | 584X521X597 | 4015081464098 |  | 851 | PDC | 1
149841 | IZMX40H3-U20W | 149841 | IZMX40H, 3-pole, 2000 A, withdrawable | 21 | cerere oferta | N | 1 | 0 | 1 | 69 | KG | 584X521X597 | 4015081463138 |  | 851 | PDC | 1
149746 | IZMX40H3-U25F | 149746 | IZMX40H, 3-pole, 2500 A, fixed | 21 | cerere oferta | N | 1 | 0 | 1 | 45 | KG | 584X521X597 | 4015081464081 |  | 851 | PDC | 1
149842 | IZMX40H3-U25W | 149842 | IZMX40H, 3-pole, 2500 A, withdrawable | 21 | cerere oferta | N | 1 | 0 | 1 | 69 | KG | 584X521X597 | 4015081463121 |  | 851 | PDC | 1
149747 | IZMX40H3-U32F | 149747 | IZMX40H, 3-pole, 3200 A, fixed | 21 | cerere oferta | N | 1 | 0 | 1 | 45 | KG | 584X521X597 | 4015081464074 |  | 851 | PDC | 1
149843 | IZMX40H3-U32W | 149843 | IZMX40H, 3-pole, 3200 A, withdrawable | 21 | cerere oferta | N | 1 | 0 | 1 | 69 | KG | 584X521X597 | 4015081463114 |  | 851 | PDC | 1
149748 | IZMX40H3-U40F | 149748 | IZMX40H, 3-pole, 4000 A, fixed | 21 | cerere oferta | N | 1 | 0 | 1 | 45 | KG | 584X521X597 | 4015081464067 |  | 851 | PDC | 1
149844 | IZMX40H3-U40W | 149844 | IZMX40H, 3-pole, 4000 A, withdrawable | 21 | cerere oferta | N | 1 | 0 | 1 | 69 | KG | 584X521X597 | 4015081463107 |  | 851 | PDC | 1
149733 | IZMX40H3-V08F | 149733 | IZMX40H, 3-pole, 800 A, fixed | 21 | cerere oferta | N | 1 | 0 | 1 | 45 | KG | 584X521X597 | 4015081464210 |  | 851 | PDC | 1
149829 | IZMX40H3-V08W | 149829 | IZMX40H, 3-pole, 800 A, withdrawable | 21 | cerere oferta | N | 1 | 0 | 1 | 69 | KG | 584X521X597 | 4015081463251 |  | 851 | PDC | 1
149734 | IZMX40H3-V10F | 149734 | IZMX40H, 3-pole, 1000 A, fixed | 21 | cerere oferta | N | 1 | 0 | 1 | 45 | KG | 584X521X597 | 4015081464203 |  | 851 | PDC | 1
149830 | IZMX40H3-V10W | 149830 | IZMX40H, 3-pole, 1000 A, withdrawable | 21 | cerere oferta | N | 1 | 0 | 1 | 69 | KG | 584X521X597 | 4015081463244 |  | 851 | PDC | 1
149735 | IZMX40H3-V12F | 149735 | IZMX40H, 3-pole, 1250 A, fixed | 21 | cerere oferta | N | 1 | 0 | 1 | 45 | KG | 584X521X597 | 4015081464197 |  | 851 | PDC | 1
149831 | IZMX40H3-V12W | 149831 | IZMX40H, 3-pole, 1250 A, withdrawable | 21 | cerere oferta | N | 1 | 0 | 1 | 69 | KG | 584X521X597 | 4015081463237 |  | 851 | PDC | 1
149736 | IZMX40H3-V16F | 149736 | IZMX40H, 3-pole, 1600 A, fixed | 21 | cerere oferta | N | 1 | 0 | 1 | 45 | KG | 584X521X597 | 4015081464180 |  | 851 | PDC | 1
149832 | IZMX40H3-V16W | 149832 | IZMX40H, 3-pole, 1600 A, withdrawable | 21 | cerere oferta | N | 1 | 0 | 1 | 69 | KG | 584X521X597 | 4015081463220 |  | 851 | PDC | 1
149737 | IZMX40H3-V20F | 149737 | IZMX40H, 3-pole, 2000 A, fixed | 21 | cerere oferta | N | 1 | 0 | 1 | 45 | KG | 584X521X597 | 4015081464173 |  | 851 | PDC | 1
149833 | IZMX40H3-V20W | 149833 | IZMX40H, 3-pole, 2000 A, withdrawable | 21 | cerere oferta | N | 1 | 0 | 1 | 69 | KG | 584X521X597 | 4015081463213 |  | 851 | PDC | 1
149738 | IZMX40H3-V25F | 149738 | IZMX40H, 3-pole, 2500 A, fixed | 21 | cerere oferta | N | 1 | 0 | 1 | 45 | KG | 584X521X597 | 4015081464166 |  | 851 | PDC | 1
149834 | IZMX40H3-V25W | 149834 | IZMX40H, 3-pole, 2500 A, withdrawable | 21 | cerere oferta | N | 1 | 0 | 1 | 69 | KG | 584X521X597 | 4015081463206 |  | 851 | PDC | 1
149739 | IZMX40H3-V32F | 149739 | IZMX40H, 3-pole, 3200 A, fixed | 21 | cerere oferta | N | 1 | 0 | 1 | 45 | KG | 584X521X597 | 4015081464159 |  | 851 | PDC | 1
149835 | IZMX40H3-V32W | 149835 | IZMX40H, 3-pole, 3200 A, withdrawable | 21 | cerere oferta | N | 1 | 0 | 1 | 69 | KG | 584X521X597 | 4015081463190 |  | 851 | PDC | 1
149740 | IZMX40H3-V40F | 149740 | IZMX40H, 3-pole, 4000 A, fixed | 21 | cerere oferta | N | 1 | 0 | 1 | 45 | KG | 584X521X597 | 4015081464142 |  | 851 | PDC | 1
149836 | IZMX40H3-V40W | 149836 | IZMX40H, 3-pole, 4000 A, withdrawable | 21 | cerere oferta | N | 1 | 0 | 1 | 69 | KG | 584X521X597 | 4015081463183 |  | 851 | PDC | 1
149917 | IZMX40H4-A08F | 149917 | IZMX40H, 4-pole, 800 A, fixed | 21 | cerere oferta | N | 1 | 0 | 1 | 56 | KG | 584X521X597 | 4015081462377 |  | 851 | PDC | 1
150013 | IZMX40H4-A08W | 150013 | IZMX40H, 4-pole, 800 A, withdrawable | 21 | cerere oferta | N | 1 | 0 | 1 | 86 | KG | 584X521X597 | 4015081461417 |  | 851 | PDC | 1
149918 | IZMX40H4-A10F | 149918 | IZMX40H, 4-pole, 1000 A, fixed | 21 | cerere oferta | N | 1 | 0 | 1 | 56 | KG | 584X521X597 | 4015081462360 |  | 851 | PDC | 1
150014 | IZMX40H4-A10W | 150014 | IZMX40H, 4-pole, 1000 A, withdrawable | 21 | cerere oferta | N | 1 | 0 | 1 | 86 | KG | 584X521X597 | 4015081461400 |  | 851 | PDC | 1
149919 | IZMX40H4-A12F | 149919 | IZMX40H, 4-pole, 1250 A, fixed | 21 | cerere oferta | N | 1 | 0 | 1 | 56 | KG | 584X521X597 | 4015081462353 |  | 851 | PDC | 1
150015 | IZMX40H4-A12W | 150015 | IZMX40H, 4-pole, 1250 A, withdrawable | 21 | cerere oferta | N | 1 | 0 | 1 | 86 | KG | 584X521X597 | 4015081461394 |  | 851 | PDC | 1
149920 | IZMX40H4-A16F | 149920 | IZMX40H, 4-pole, 1600 A, fixed | 21 | cerere oferta | N | 1 | 0 | 1 | 56 | KG | 584X521X597 | 4015081462346 |  | 851 | PDC | 1
150016 | IZMX40H4-A16W | 150016 | IZMX40H, 4-pole, 1600 A, withdrawable | 21 | cerere oferta | N | 1 | 0 | 1 | 86 | KG | 584X521X597 | 4015081461387 |  | 851 | PDC | 1
149921 | IZMX40H4-A20F | 149921 | IZMX40H, 4-pole, 2000 A, fixed | 21 | cerere oferta | N | 1 | 0 | 1 | 56 | KG | 584X521X597 | 4015081462339 |  | 851 | PDC | 1
150017 | IZMX40H4-A20W | 150017 | IZMX40H, 4-pole, 2000 A, withdrawable | 21 | cerere oferta | N | 1 | 0 | 1 | 86 | KG | 584X521X597 | 4015081461370 |  | 851 | PDC | 1
149922 | IZMX40H4-A25F | 149922 | IZMX40H, 4-pole, 2500 A, fixed | 21 | cerere oferta | N | 1 | 0 | 1 | 56 | KG | 584X521X597 | 4015081462322 |  | 851 | PDC | 1
150018 | IZMX40H4-A25W | 150018 | IZMX40H, 4-pole, 2500 A, withdrawable | 21 | cerere oferta | N | 1 | 0 | 1 | 86 | KG | 584X521X597 | 4015081461363 |  | 851 | PDC | 1
149923 | IZMX40H4-A32F | 149923 | IZMX40H, 4-pole, 3200 A, fixed | 21 | cerere oferta | N | 1 | 0 | 1 | 56 | KG | 584X521X597 | 4015081462315 |  | 851 | PDC | 1
150019 | IZMX40H4-A32W | 150019 | IZMX40H, 4-pole, 3200 A, withdrawable | 21 | cerere oferta | N | 1 | 0 | 1 | 86 | KG | 584X521X597 | 4015081461356 |  | 851 | PDC | 1
149924 | IZMX40H4-A40F | 149924 | IZMX40H, 4-pole, 4000 A, fixed | 21 | cerere oferta | N | 1 | 0 | 1 | 56 | KG | 584X521X597 | 4015081462308 |  | 851 | PDC | 1
150020 | IZMX40H4-A40W | 150020 | IZMX40H, 4-pole, 4000 A, withdrawable | 21 | cerere oferta | N | 1 | 0 | 1 | 86 | KG | 584X521X597 | 4015081461349 |  | 851 | PDC | 1
149943 | IZMX40H4-P12F | 149943 | IZMX40H, 4-pole, 1250 A, fixed | 21 | cerere oferta | N | 1 | 0 | 1 | 56 | KG | 584X521X597 | 4015081462117 |  | 851 | PDC | 1
150039 | IZMX40H4-P12W | 150039 | IZMX40H, 4-pole, 1250 A, withdrawable | 21 | cerere oferta | N | 1 | 0 | 1 | 86 | KG | 584X521X597 | 4015081461158 |  | 851 | PDC | 1
149944 | IZMX40H4-P16F | 149944 | IZMX40H, 4-pole, 1600 A, fixed | 21 | cerere oferta | N | 1 | 0 | 1 | 56 | KG | 584X521X597 | 4015081462100 |  | 851 | PDC | 1
150040 | IZMX40H4-P16W | 150040 | IZMX40H, 4-pole, 1600 A, withdrawable | 21 | cerere oferta | N | 1 | 0 | 1 | 86 | KG | 584X521X597 | 4015081461141 |  | 851 | PDC | 1
149945 | IZMX40H4-P20F | 149945 | IZMX40H, 4-pole, 2000 A, fixed | 21 | cerere oferta | N | 1 | 0 | 1 | 56 | KG | 584X521X597 | 4015081462094 |  | 851 | PDC | 1
150041 | IZMX40H4-P20W | 150041 | IZMX40H, 4-pole, 2000 A, withdrawable | 21 | cerere oferta | N | 1 | 0 | 1 | 86 | KG | 584X521X597 | 4015081461134 |  | 851 | PDC | 1
149946 | IZMX40H4-P25F | 149946 | IZMX40H, 4-pole, 2500 A, fixed | 21 | cerere oferta | N | 1 | 0 | 1 | 56 | KG | 584X521X597 | 4015081462087 |  | 851 | PDC | 1
150042 | IZMX40H4-P25W | 150042 | IZMX40H, 4-pole, 2500 A, withdrawable | 21 | cerere oferta | N | 1 | 0 | 1 | 86 | KG | 584X521X597 | 4015081461127 |  | 851 | PDC | 1
149947 | IZMX40H4-P32F | 149947 | IZMX40H, 4-pole, 3200 A, fixed | 21 | cerere oferta | N | 1 | 0 | 1 | 56 | KG | 584X521X597 | 4015081462070 |  | 851 | PDC | 1
150043 | IZMX40H4-P32W | 150043 | IZMX40H, 4-pole, 3200 A, withdrawable | 21 | cerere oferta | N | 1 | 0 | 1 | 86 | KG | 584X521X597 | 4015081461110 |  | 851 | PDC | 1
149948 | IZMX40H4-P40F | 149948 | IZMX40H, 4-pole, 4000 A, fixed | 21 | cerere oferta | N | 1 | 0 | 1 | 56 | KG | 584X521X597 | 4015081462063 |  | 851 | PDC | 1
150044 | IZMX40H4-P40W | 150044 | IZMX40H, 4-pole, 4000 A, withdrawable | 21 | cerere oferta | N | 1 | 0 | 1 | 86 | KG | 584X521X597 | 4015081461103 |  | 851 | PDC | 1
149933 | IZMX40H4-U08F | 149933 | IZMX40H, 4-pole, 800 A, fixed | 21 | cerere oferta | N | 1 | 0 | 1 | 56 | KG | 584X521X597 | 4015081462216 |  | 851 | PDC | 1
150029 | IZMX40H4-U08W | 150029 | IZMX40H, 4-pole, 800 A, withdrawable | 21 | cerere oferta | N | 1 | 0 | 1 | 86 | KG | 584X521X597 | 4015081461257 |  | 851 | PDC | 1
149934 | IZMX40H4-U10F | 149934 | IZMX40H, 4-pole, 1000 A, fixed | 21 | cerere oferta | N | 1 | 0 | 1 | 56 | KG | 584X521X597 | 4015081462209 |  | 851 | PDC | 1
150030 | IZMX40H4-U10W | 150030 | IZMX40H, 4-pole, 1000 A, withdrawable | 21 | cerere oferta | N | 1 | 0 | 1 | 86 | KG | 584X521X597 | 4015081461240 |  | 851 | PDC | 1
149935 | IZMX40H4-U12F | 149935 | IZMX40H, 4-pole, 1250 A, fixed | 21 | cerere oferta | N | 1 | 0 | 1 | 56 | KG | 584X521X597 | 4015081462193 |  | 851 | PDC | 1
150031 | IZMX40H4-U12W | 150031 | IZMX40H, 4-pole, 1250 A, withdrawable | 21 | cerere oferta | N | 1 | 0 | 1 | 86 | KG | 584X521X597 | 4015081461233 |  | 851 | PDC | 1
149936 | IZMX40H4-U16F | 149936 | IZMX40H, 4-pole, 1600 A, fixed | 21 | cerere oferta | N | 1 | 0 | 1 | 56 | KG | 584X521X597 | 4015081462186 |  | 851 | PDC | 1
150032 | IZMX40H4-U16W | 150032 | IZMX40H, 4-pole, 1600 A, withdrawable | 21 | cerere oferta | N | 1 | 0 | 1 | 86 | KG | 584X521X597 | 4015081461226 |  | 851 | PDC | 1
149937 | IZMX40H4-U20F | 149937 | IZMX40H, 4-pole, 2000 A, fixed | 21 | cerere oferta | N | 1 | 0 | 1 | 56 | KG | 584X521X597 | 4015081462179 |  | 851 | PDC | 1
150033 | IZMX40H4-U20W | 150033 | IZMX40H, 4-pole, 2000 A, withdrawable | 21 | cerere oferta | N | 1 | 0 | 1 | 86 | KG | 584X521X597 | 4015081461219 |  | 851 | PDC | 1
149938 | IZMX40H4-U25F | 149938 | IZMX40H, 4-pole, 2500 A, fixed | 21 | cerere oferta | N | 1 | 0 | 1 | 56 | KG | 584X521X597 | 4015081462162 |  | 851 | PDC | 1
150034 | IZMX40H4-U25W | 150034 | IZMX40H, 4-pole, 2500 A, withdrawable | 21 | cerere oferta | N | 1 | 0 | 1 | 86 | KG | 584X521X597 | 4015081461202 |  | 851 | PDC | 1
149939 | IZMX40H4-U32F | 149939 | IZMX40H, 4-pole, 3200 A, fixed | 21 | cerere oferta | N | 1 | 0 | 1 | 56 | KG | 584X521X597 | 4015081462155 |  | 851 | PDC | 1
150035 | IZMX40H4-U32W | 150035 | IZMX40H, 4-pole, 3200 A, withdrawable | 21 | cerere oferta | N | 1 | 0 | 1 | 86 | KG | 584X521X597 | 4015081461196 |  | 851 | PDC | 1
149940 | IZMX40H4-U40F | 149940 | IZMX40H, 4-pole, 4000 A, fixed | 21 | cerere oferta | N | 1 | 0 | 1 | 56 | KG | 584X521X597 | 4015081462148 |  | 851 | PDC | 1
150036 | IZMX40H4-U40W | 150036 | IZMX40H, 4-pole, 4000 A, withdrawable | 21 | cerere oferta | N | 1 | 0 | 1 | 86 | KG | 584X521X597 | 4015081461189 |  | 851 | PDC | 1
149925 | IZMX40H4-V08F | 149925 | IZMX40H, 4-pole, 800 A, fixed | 21 | cerere oferta | N | 1 | 0 | 1 | 56 | KG | 584X521X597 | 4015081462292 |  | 851 | PDC | 1
150021 | IZMX40H4-V08W | 150021 | IZMX40H, 4-pole, 800 A, withdrawable | 21 | cerere oferta | N | 1 | 0 | 1 | 86 | KG | 584X521X597 | 4015081461332 |  | 851 | PDC | 1
149926 | IZMX40H4-V10F | 149926 | IZMX40H, 4-pole, 1000 A, fixed | 21 | cerere oferta | N | 1 | 0 | 1 | 56 | KG | 584X521X597 | 4015081462285 |  | 851 | PDC | 1
150022 | IZMX40H4-V10W | 150022 | IZMX40H, 4-pole, 1000 A, withdrawable | 21 | cerere oferta | N | 1 | 0 | 1 | 86 | KG | 584X521X597 | 4015081461325 |  | 851 | PDC | 1
149927 | IZMX40H4-V12F | 149927 | IZMX40H, 4-pole, 1250 A, fixed | 21 | cerere oferta | N | 1 | 0 | 1 | 56 | KG | 584X521X597 | 4015081462278 |  | 851 | PDC | 1
150023 | IZMX40H4-V12W | 150023 | IZMX40H, 4-pole, 1250 A, withdrawable | 21 | cerere oferta | N | 1 | 0 | 1 | 86 | KG | 584X521X597 | 4015081461318 |  | 851 | PDC | 1
149928 | IZMX40H4-V16F | 149928 | IZMX40H, 4-pole, 1600 A, fixed | 21 | cerere oferta | N | 1 | 0 | 1 | 56 | KG | 584X521X597 | 4015081462261 |  | 851 | PDC | 1
150024 | IZMX40H4-V16W | 150024 | IZMX40H, 4-pole, 1600 A, withdrawable | 21 | cerere oferta | N | 1 | 0 | 1 | 86 | KG | 584X521X597 | 4015081461301 |  | 851 | PDC | 1
149929 | IZMX40H4-V20F | 149929 | IZMX40H, 4-pole, 2000 A, fixed | 21 | cerere oferta | N | 1 | 0 | 1 | 56 | KG | 584X521X597 | 4015081462254 |  | 851 | PDC | 1
150025 | IZMX40H4-V20W | 150025 | IZMX40H, 4-pole, 2000 A, withdrawable | 21 | cerere oferta | N | 1 | 0 | 1 | 86 | KG | 584X521X597 | 4015081461295 |  | 851 | PDC | 1
149930 | IZMX40H4-V25F | 149930 | IZMX40H, 4-pole, 2500 A, fixed | 21 | cerere oferta | N | 1 | 0 | 1 | 56 | KG | 584X521X597 | 4015081462247 |  | 851 | PDC | 1
150026 | IZMX40H4-V25W | 150026 | IZMX40H, 4-pole, 2500 A, withdrawable | 21 | cerere oferta | N | 1 | 0 | 1 | 86 | KG | 584X521X597 | 4015081461288 |  | 851 | PDC | 1
149931 | IZMX40H4-V32F | 149931 | IZMX40H, 4-pole, 3200 A, fixed | 21 | cerere oferta | N | 1 | 0 | 1 | 56 | KG | 584X521X597 | 4015081462230 |  | 851 | PDC | 1
150027 | IZMX40H4-V32W | 150027 | IZMX40H, 4-pole, 3200 A, withdrawable | 21 | cerere oferta | N | 1 | 0 | 1 | 86 | KG | 584X521X597 | 4015081461271 |  | 851 | PDC | 1
149932 | IZMX40H4-V40F | 149932 | IZMX40H, 4-pole, 4000 A, fixed | 21 | cerere oferta | N | 1 | 0 | 1 | 56 | KG | 584X521X597 | 4015081462223 |  | 851 | PDC | 1
150028 | IZMX40H4-V40W | 150028 | IZMX40H, 4-pole, 4000 A, withdrawable | 21 | cerere oferta | N | 1 | 0 | 1 | 86 | KG | 584X521X597 | 4015081461264 |  | 851 | PDC | 1
149693 | IZMX40N3-A08F | 149693 | IZMX40N, 3-pole, 800 A, fixed | 21 | cerere oferta | N | 1 | 0 | 1 | 45 | KG | 584X521X597 | 4015081464616 |  | 851 | PDC | 1
149789 | IZMX40N3-A08W | 149789 | IZMX40N, 3-pole, 800 A, withdrawable | 21 | cerere oferta | N | 1 | 0 | 1 | 69 | KG | 584X521X597 | 4015081463657 |  | 851 | PDC | 1
149694 | IZMX40N3-A10F | 149694 | IZMX40N, 3-pole, 1000 A, fixed | 21 | cerere oferta | N | 1 | 0 | 1 | 45 | KG | 584X521X597 | 4015081464609 |  | 851 | PDC | 1
149790 | IZMX40N3-A10W | 149790 | IZMX40N, 3-pole, 1000 A, withdrawable | 21 | cerere oferta | N | 1 | 0 | 1 | 69 | KG | 584X521X597 | 4015081463640 |  | 851 | PDC | 1
149695 | IZMX40N3-A12F | 149695 | IZMX40N, 3-pole, 1250 A, fixed | 21 | cerere oferta | N | 1 | 0 | 1 | 45 | KG | 584X521X597 | 4015081464593 |  | 851 | PDC | 1
149791 | IZMX40N3-A12W | 149791 | IZMX40N, 3-pole, 1250 A, withdrawable | 21 | cerere oferta | N | 1 | 0 | 1 | 69 | KG | 584X521X597 | 4015081463633 |  | 851 | PDC | 1
149696 | IZMX40N3-A16F | 149696 | IZMX40N, 3-pole, 1600 A, fixed | 21 | cerere oferta | N | 1 | 0 | 1 | 45 | KG | 584X521X597 | 4015081464586 |  | 851 | PDC | 1
149792 | IZMX40N3-A16W | 149792 | IZMX40N, 3-pole, 1600 A, withdrawable | 21 | cerere oferta | N | 1 | 0 | 1 | 69 | KG | 584X521X597 | 4015081463626 |  | 851 | PDC | 1
149697 | IZMX40N3-A20F | 149697 | IZMX40N, 3-pole, 2000 A, fixed | 21 | cerere oferta | N | 1 | 0 | 1 | 45 | KG | 584X521X597 | 4015081464579 |  | 851 | PDC | 1
149793 | IZMX40N3-A20W | 149793 | IZMX40N, 3-pole, 2000 A, withdrawable | 21 | cerere oferta | N | 1 | 0 | 1 | 69 | KG | 584X521X597 | 4015081463619 |  | 851 | PDC | 1
149698 | IZMX40N3-A25F | 149698 | IZMX40N, 3-pole, 2500 A, fixed | 21 | cerere oferta | N | 1 | 0 | 1 | 45 | KG | 584X521X597 | 4015081464562 |  | 851 | PDC | 1
149794 | IZMX40N3-A25W | 149794 | IZMX40N, 3-pole, 2500 A, withdrawable | 21 | cerere oferta | N | 1 | 0 | 1 | 69 | KG | 584X521X597 | 4015081463602 |  | 851 | PDC | 1
149699 | IZMX40N3-A32F | 149699 | IZMX40N, 3-pole, 3200 A, fixed | 21 | cerere oferta | N | 1 | 0 | 1 | 45 | KG | 584X521X597 | 4015081464555 |  | 851 | PDC | 1
149795 | IZMX40N3-A32W | 149795 | IZMX40N, 3-pole, 3200 A, withdrawable | 21 | cerere oferta | N | 1 | 0 | 1 | 69 | KG | 584X521X597 | 4015081463596 |  | 851 | PDC | 1
149700 | IZMX40N3-A40F | 149700 | IZMX40N, 3-pole, 4000 A, fixed | 21 | cerere oferta | N | 1 | 0 | 1 | 45 | KG | 584X521X597 | 4015081464548 |  | 851 | PDC | 1
149796 | IZMX40N3-A40W | 149796 | IZMX40N, 3-pole, 4000 A, withdrawable | 21 | cerere oferta | N | 1 | 0 | 1 | 69 | KG | 584X521X597 | 4015081463589 |  | 851 | PDC | 1
149719 | IZMX40N3-P12F | 149719 | IZMX40N, 3-pole, 1250 A, fixed | 21 | cerere oferta | N | 1 | 0 | 1 | 45 | KG | 584X521X597 | 4015081464357 |  | 851 | PDC | 1
149815 | IZMX40N3-P12W | 149815 | IZMX40N, 3-pole, 1250 A, withdrawable | 21 | cerere oferta | N | 1 | 0 | 1 | 69 | KG | 584X521X597 | 4015081463398 |  | 851 | PDC | 1
149720 | IZMX40N3-P16F | 149720 | IZMX40N, 3-pole, 1600 A, fixed | 21 | cerere oferta | N | 1 | 0 | 1 | 45 | KG | 584X521X597 | 4015081464340 |  | 851 | PDC | 1
149816 | IZMX40N3-P16W | 149816 | IZMX40N, 3-pole, 1600 A, withdrawable | 21 | cerere oferta | N | 1 | 0 | 1 | 69 | KG | 584X521X597 | 4015081463381 |  | 851 | PDC | 1
149721 | IZMX40N3-P20F | 149721 | IZMX40N, 3-pole, 2000 A, fixed | 21 | cerere oferta | N | 1 | 0 | 1 | 45 | KG | 584X521X597 | 4015081464333 |  | 851 | PDC | 1
149817 | IZMX40N3-P20W | 149817 | IZMX40N, 3-pole, 2000 A, withdrawable | 21 | cerere oferta | N | 1 | 0 | 1 | 69 | KG | 584X521X597 | 4015081463374 |  | 851 | PDC | 1
149722 | IZMX40N3-P25F | 149722 | IZMX40N, 3-pole, 2500 A, fixed | 21 | cerere oferta | N | 1 | 0 | 1 | 45 | KG | 584X521X597 | 4015081464326 |  | 851 | PDC | 1
149818 | IZMX40N3-P25W | 149818 | IZMX40N, 3-pole, 2500 A, withdrawable | 21 | cerere oferta | N | 1 | 0 | 1 | 69 | KG | 584X521X597 | 4015081463367 |  | 851 | PDC | 1
149723 | IZMX40N3-P32F | 149723 | IZMX40N, 3-pole, 3200 A, fixed | 21 | cerere oferta | N | 1 | 0 | 1 | 45 | KG | 584X521X597 | 4015081464319 |  | 851 | PDC | 1
149819 | IZMX40N3-P32W | 149819 | IZMX40N, 3-pole, 3200 A, withdrawable | 21 | cerere oferta | N | 1 | 0 | 1 | 69 | KG | 584X521X597 | 4015081463350 |  | 851 | PDC | 1
149724 | IZMX40N3-P40F | 149724 | IZMX40N, 3-pole, 4000 A, fixed | 21 | cerere oferta | N | 1 | 0 | 1 | 45 | KG | 584X521X597 | 4015081464302 |  | 851 | PDC | 1
149820 | IZMX40N3-P40W | 149820 | IZMX40N, 3-pole, 4000 A, withdrawable | 21 | cerere oferta | N | 1 | 0 | 1 | 69 | KG | 584X521X597 | 4015081463343 |  | 851 | PDC | 1
149709 | IZMX40N3-U08F | 149709 | IZMX40N, 3-pole, 800 A, fixed | 21 | cerere oferta | N | 1 | 0 | 1 | 45 | KG | 584X521X597 | 4015081464456 |  | 851 | PDC | 1
149805 | IZMX40N3-U08W | 149805 | IZMX40N, 3-pole, 800 A, withdrawable | 21 | cerere oferta | N | 1 | 0 | 1 | 69 | KG | 584X521X597 | 4015081463497 |  | 851 | PDC | 1
149710 | IZMX40N3-U10F | 149710 | IZMX40N, 3-pole, 1000 A, fixed | 21 | cerere oferta | N | 1 | 0 | 1 | 45 | KG | 584X521X597 | 4015081464449 |  | 851 | PDC | 1
149806 | IZMX40N3-U10W | 149806 | IZMX40N, 3-pole, 1000 A, withdrawable | 21 | cerere oferta | N | 1 | 0 | 1 | 69 | KG | 584X521X597 | 4015081463480 |  | 851 | PDC | 1
149711 | IZMX40N3-U12F | 149711 | IZMX40N, 3-pole, 1250 A, fixed | 21 | cerere oferta | N | 1 | 0 | 1 | 45 | KG | 584X521X597 | 4015081464432 |  | 851 | PDC | 1
149807 | IZMX40N3-U12W | 149807 | IZMX40N, 3-pole, 1250 A, withdrawable | 21 | cerere oferta | N | 1 | 0 | 1 | 69 | KG | 584X521X597 | 4015081463473 |  | 851 | PDC | 1
149712 | IZMX40N3-U16F | 149712 | IZMX40N, 3-pole, 1600 A, fixed | 21 | cerere oferta | N | 1 | 0 | 1 | 45 | KG | 584X521X597 | 4015081464425 |  | 851 | PDC | 1
149808 | IZMX40N3-U16W | 149808 | IZMX40N, 3-pole, 1600 A, withdrawable | 21 | cerere oferta | N | 1 | 0 | 1 | 69 | KG | 584X521X597 | 4015081463466 |  | 851 | PDC | 1
149713 | IZMX40N3-U20F | 149713 | IZMX40N, 3-pole, 2000 A, fixed | 21 | cerere oferta | N | 1 | 0 | 1 | 45 | KG | 584X521X597 | 4015081464418 |  | 851 | PDC | 1
149809 | IZMX40N3-U20W | 149809 | IZMX40N, 3-pole, 2000 A, withdrawable | 21 | cerere oferta | N | 1 | 0 | 1 | 69 | KG | 584X521X597 | 4015081463459 |  | 851 | PDC | 1
149714 | IZMX40N3-U25F | 149714 | IZMX40N, 3-pole, 2500 A, fixed | 21 | cerere oferta | N | 1 | 0 | 1 | 45 | KG | 584X521X597 | 4015081464401 |  | 851 | PDC | 1
149810 | IZMX40N3-U25W | 149810 | IZMX40N, 3-pole, 2500 A, withdrawable | 21 | cerere oferta | N | 1 | 0 | 1 | 69 | KG | 584X521X597 | 4015081463442 |  | 851 | PDC | 1
149715 | IZMX40N3-U32F | 149715 | IZMX40N, 3-pole, 3200 A, fixed | 21 | cerere oferta | N | 1 | 0 | 1 | 45 | KG | 584X521X597 | 4015081464395 |  | 851 | PDC | 1
149811 | IZMX40N3-U32W | 149811 | IZMX40N, 3-pole, 3200 A, withdrawable | 21 | cerere oferta | N | 1 | 0 | 1 | 69 | KG | 584X521X597 | 4015081463435 |  | 851 | PDC | 1
149716 | IZMX40N3-U40F | 149716 | IZMX40N, 3-pole, 4000 A, fixed | 21 | cerere oferta | N | 1 | 0 | 1 | 45 | KG | 584X521X597 | 4015081464388 |  | 851 | PDC | 1
149812 | IZMX40N3-U40W | 149812 | IZMX40N, 3-pole, 4000 A, withdrawable | 21 | cerere oferta | N | 1 | 0 | 1 | 69 | KG | 584X521X597 | 4015081463428 |  | 851 | PDC | 1
149701 | IZMX40N3-V08F | 149701 | IZMX40N, 3-pole, 800 A, fixed | 21 | cerere oferta | N | 1 | 0 | 1 | 45 | KG | 584X521X597 | 4015081464531 |  | 851 | PDC | 1
149797 | IZMX40N3-V08W | 149797 | IZMX40N, 3-pole, 800 A, withdrawable | 21 | cerere oferta | N | 1 | 0 | 1 | 69 | KG | 584X521X597 | 4015081463572 |  | 851 | PDC | 1
149702 | IZMX40N3-V10F | 149702 | IZMX40N, 3-pole, 1000 A, fixed | 21 | cerere oferta | N | 1 | 0 | 1 | 45 | KG | 584X521X597 | 4015081464524 |  | 851 | PDC | 1
149798 | IZMX40N3-V10W | 149798 | IZMX40N, 3-pole, 1000 A, withdrawable | 21 | cerere oferta | N | 1 | 0 | 1 | 69 | KG | 584X521X597 | 4015081463565 |  | 851 | PDC | 1
149703 | IZMX40N3-V12F | 149703 | IZMX40N, 3-pole, 1250 A, fixed | 21 | cerere oferta | N | 1 | 0 | 1 | 45 | KG | 584X521X597 | 4015081464517 |  | 851 | PDC | 1
149799 | IZMX40N3-V12W | 149799 | IZMX40N, 3-pole, 1250 A, withdrawable | 21 | cerere oferta | N | 1 | 0 | 1 | 69 | KG | 584X521X597 | 4015081463558 |  | 851 | PDC | 1
149704 | IZMX40N3-V16F | 149704 | IZMX40N, 3-pole, 1600 A, fixed | 21 | cerere oferta | N | 1 | 0 | 1 | 45 | KG | 584X521X597 | 4015081464500 |  | 851 | PDC | 1
149800 | IZMX40N3-V16W | 149800 | IZMX40N, 3-pole, 1600 A, withdrawable | 21 | cerere oferta | N | 1 | 0 | 1 | 69 | KG | 584X521X597 | 4015081463541 |  | 851 | PDC | 1
149705 | IZMX40N3-V20F | 149705 | IZMX40N, 3-pole, 2000 A, fixed | 21 | cerere oferta | N | 1 | 0 | 1 | 45 | KG | 584X521X597 | 4015081464494 |  | 851 | PDC | 1
149801 | IZMX40N3-V20W | 149801 | IZMX40N, 3-pole, 2000 A, withdrawable | 21 | cerere oferta | N | 1 | 0 | 1 | 69 | KG | 584X521X597 | 4015081463534 |  | 851 | PDC | 1
149706 | IZMX40N3-V25F | 149706 | IZMX40N, 3-pole, 2500 A, fixed | 21 | cerere oferta | N | 1 | 0 | 1 | 45 | KG | 584X521X597 | 4015081464487 |  | 851 | PDC | 1
149802 | IZMX40N3-V25W | 149802 | IZMX40N, 3-pole, 2500 A, withdrawable | 21 | cerere oferta | N | 1 | 0 | 1 | 69 | KG | 584X521X597 | 4015081463527 |  | 851 | PDC | 1
149707 | IZMX40N3-V32F | 149707 | IZMX40N, 3-pole, 3200 A, fixed | 21 | cerere oferta | N | 1 | 0 | 1 | 45 | KG | 584X521X597 | 4015081464470 |  | 851 | PDC | 1
149803 | IZMX40N3-V32W | 149803 | IZMX40N, 3-pole, 3200 A, withdrawable | 21 | cerere oferta | N | 1 | 0 | 1 | 69 | KG | 584X521X597 | 4015081463510 |  | 851 | PDC | 1
149708 | IZMX40N3-V40F | 149708 | IZMX40N, 3-pole, 4000 A, fixed | 21 | cerere oferta | N | 1 | 0 | 1 | 45 | KG | 584X521X597 | 4015081464463 |  | 851 | PDC | 1
149804 | IZMX40N3-V40W | 149804 | IZMX40N, 3-pole, 4000 A, withdrawable | 21 | cerere oferta | N | 1 | 0 | 1 | 69 | KG | 584X521X597 | 4015081463503 |  | 851 | PDC | 1
149885 | IZMX40N4-A08F | 149885 | IZMX40N, 4-pole, 800 A, fixed | 21 | cerere oferta | N | 1 | 0 | 1 | 56 | KG | 584X521X597 | 4015081462698 |  | 851 | PDC | 1
149981 | IZMX40N4-A08W | 149981 | IZMX40N, 4-pole, 800 A, withdrawable | 21 | cerere oferta | N | 1 | 0 | 1 | 86 | KG | 584X521X597 | 4015081461738 |  | 851 | PDC | 1
149886 | IZMX40N4-A10F | 149886 | IZMX40N, 4-pole, 1000 A, fixed | 21 | cerere oferta | N | 1 | 0 | 1 | 56 | KG | 584X521X597 | 4015081462681 |  | 851 | PDC | 1
149982 | IZMX40N4-A10W | 149982 | IZMX40N, 4-pole, 1000 A, withdrawable | 21 | cerere oferta | N | 1 | 0 | 1 | 86 | KG | 584X521X597 | 4015081461721 |  | 851 | PDC | 1
149887 | IZMX40N4-A12F | 149887 | IZMX40N, 4-pole, 1250 A, fixed | 21 | cerere oferta | N | 1 | 0 | 1 | 56 | KG | 584X521X597 | 4015081462674 |  | 851 | PDC | 1
149983 | IZMX40N4-A12W | 149983 | IZMX40N, 4-pole, 1250 A, withdrawable | 21 | cerere oferta | N | 1 | 0 | 1 | 86 | KG | 584X521X597 | 4015081461714 |  | 851 | PDC | 1
149888 | IZMX40N4-A16F | 149888 | IZMX40N, 4-pole, 1600 A, fixed | 21 | cerere oferta | N | 1 | 0 | 1 | 56 | KG | 584X521X597 | 4015081462667 |  | 851 | PDC | 1
149984 | IZMX40N4-A16W | 149984 | IZMX40N, 4-pole, 1600 A, withdrawable | 21 | cerere oferta | N | 1 | 0 | 1 | 86 | KG | 584X521X597 | 4015081461707 |  | 851 | PDC | 1
149889 | IZMX40N4-A20F | 149889 | IZMX40N, 4-pole, 2000 A, fixed | 21 | cerere oferta | N | 1 | 0 | 1 | 56 | KG | 584X521X597 | 4015081462650 |  | 851 | PDC | 1
149985 | IZMX40N4-A20W | 149985 | IZMX40N, 4-pole, 2000 A, withdrawable | 21 | cerere oferta | N | 1 | 0 | 1 | 86 | KG | 584X521X597 | 4015081461691 |  | 851 | PDC | 1
149890 | IZMX40N4-A25F | 149890 | IZMX40N, 4-pole, 2500 A, fixed | 21 | cerere oferta | N | 1 | 0 | 1 | 56 | KG | 584X521X597 | 4015081462643 |  | 851 | PDC | 1
149986 | IZMX40N4-A25W | 149986 | IZMX40N, 4-pole, 2500 A, withdrawable | 21 | cerere oferta | N | 1 | 0 | 1 | 86 | KG | 584X521X597 | 4015081461684 |  | 851 | PDC | 1
149891 | IZMX40N4-A32F | 149891 | IZMX40N, 4-pole, 3200 A, fixed | 21 | cerere oferta | N | 1 | 0 | 1 | 56 | KG | 584X521X597 | 4015081462636 |  | 851 | PDC | 1
149987 | IZMX40N4-A32W | 149987 | IZMX40N, 4-pole, 3200 A, withdrawable | 21 | cerere oferta | N | 1 | 0 | 1 | 86 | KG | 584X521X597 | 4015081461677 |  | 851 | PDC | 1
149892 | IZMX40N4-A40F | 149892 | IZMX40N, 4-pole, 4000 A, fixed | 21 | cerere oferta | N | 1 | 0 | 1 | 56 | KG | 584X521X597 | 4015081462629 |  | 851 | PDC | 1
149988 | IZMX40N4-A40W | 149988 | IZMX40N, 4-pole, 4000 A, withdrawable | 21 | cerere oferta | N | 1 | 0 | 1 | 86 | KG | 584X521X597 | 4015081461660 |  | 851 | PDC | 1
149911 | IZMX40N4-P12F | 149911 | IZMX40N, 4-pole, 1250 A, fixed | 21 | cerere oferta | N | 1 | 0 | 1 | 56 | KG | 584X521X597 | 4015081462438 |  | 851 | PDC | 1
150007 | IZMX40N4-P12W | 150007 | IZMX40N, 4-pole, 1250 A, withdrawable | 21 | cerere oferta | N | 1 | 0 | 1 | 86 | KG | 584X521X597 | 4015081461479 |  | 851 | PDC | 1
149912 | IZMX40N4-P16F | 149912 | IZMX40N, 4-pole, 1600 A, fixed | 21 | cerere oferta | N | 1 | 0 | 1 | 56 | KG | 584X521X597 | 4015081462421 |  | 851 | PDC | 1
150008 | IZMX40N4-P16W | 150008 | IZMX40N, 4-pole, 1600 A, withdrawable | 21 | cerere oferta | N | 1 | 0 | 1 | 86 | KG | 584X521X597 | 4015081461462 |  | 851 | PDC | 1
149913 | IZMX40N4-P20F | 149913 | IZMX40N, 4-pole, 2000 A, fixed | 21 | cerere oferta | N | 1 | 0 | 1 | 56 | KG | 584X521X597 | 4015081462414 |  | 851 | PDC | 1
150009 | IZMX40N4-P20W | 150009 | IZMX40N, 4-pole, 2000 A, withdrawable | 21 | cerere oferta | N | 1 | 0 | 1 | 86 | KG | 584X521X597 | 4015081461455 |  | 851 | PDC | 1
149914 | IZMX40N4-P25F | 149914 | IZMX40N, 4-pole, 2500 A, fixed | 21 | cerere oferta | N | 1 | 0 | 1 | 56 | KG | 584X521X597 | 4015081462407 |  | 851 | PDC | 1
150010 | IZMX40N4-P25W | 150010 | IZMX40N, 4-pole, 2500 A, withdrawable | 21 | cerere oferta | N | 1 | 0 | 1 | 86 | KG | 584X521X597 | 4015081461448 |  | 851 | PDC | 1
149915 | IZMX40N4-P32F | 149915 | IZMX40N, 4-pole, 3200 A, fixed | 21 | cerere oferta | N | 1 | 0 | 1 | 56 | KG | 584X521X597 | 4015081462391 |  | 851 | PDC | 1
150011 | IZMX40N4-P32W | 150011 | IZMX40N, 4-pole, 3200 A, withdrawable | 21 | cerere oferta | N | 1 | 0 | 1 | 86 | KG | 584X521X597 | 4015081461431 |  | 851 | PDC | 1
149916 | IZMX40N4-P40F | 149916 | IZMX40N, 4-pole, 4000 A, fixed | 21 | cerere oferta | N | 1 | 0 | 1 | 56 | KG | 584X521X597 | 4015081462384 |  | 851 | PDC | 1
150012 | IZMX40N4-P40W | 150012 | IZMX40N, 4-pole, 4000 A, withdrawable | 21 | cerere oferta | N | 1 | 0 | 1 | 86 | KG | 584X521X597 | 4015081461424 |  | 851 | PDC | 1
149901 | IZMX40N4-U08F | 149901 | IZMX40N, 4-pole, 800 A, fixed | 21 | cerere oferta | N | 1 | 0 | 1 | 56 | KG | 584X521X597 | 4015081462537 |  | 851 | PDC | 1
149997 | IZMX40N4-U08W | 149997 | IZMX40N, 4-pole, 800 A, withdrawable | 21 | cerere oferta | N | 1 | 0 | 1 | 86 | KG | 584X521X597 | 4015081461578 |  | 851 | PDC | 1
149902 | IZMX40N4-U10F | 149902 | IZMX40N, 4-pole, 1000 A, fixed | 21 | cerere oferta | N | 1 | 0 | 1 | 56 | KG | 584X521X597 | 4015081462520 |  | 851 | PDC | 1
149998 | IZMX40N4-U10W | 149998 | IZMX40N, 4-pole, 1000 A, withdrawable | 21 | cerere oferta | N | 1 | 0 | 1 | 86 | KG | 584X521X597 | 4015081461561 |  | 851 | PDC | 1
149903 | IZMX40N4-U12F | 149903 | IZMX40N, 4-pole, 1250 A, fixed | 21 | cerere oferta | N | 1 | 0 | 1 | 56 | KG | 584X521X597 | 4015081462513 |  | 851 | PDC | 1
149999 | IZMX40N4-U12W | 149999 | IZMX40N, 4-pole, 1250 A, withdrawable | 21 | cerere oferta | N | 1 | 0 | 1 | 86 | KG | 584X521X597 | 4015081461554 |  | 851 | PDC | 1
149904 | IZMX40N4-U16F | 149904 | IZMX40N, 4-pole, 1600 A, fixed | 21 | cerere oferta | N | 1 | 0 | 1 | 56 | KG | 584X521X597 | 4015081462506 |  | 851 | PDC | 1
150000 | IZMX40N4-U16W | 150000 | IZMX40N, 4-pole, 1600 A, withdrawable | 21 | cerere oferta | N | 1 | 0 | 1 | 86 | KG | 584X521X597 | 4015081461547 |  | 851 | PDC | 1
149905 | IZMX40N4-U20F | 149905 | IZMX40N, 4-pole, 2000 A, fixed | 21 | cerere oferta | N | 1 | 0 | 1 | 56 | KG | 584X521X597 | 4015081462490 |  | 851 | PDC | 1
150001 | IZMX40N4-U20W | 150001 | IZMX40N, 4-pole, 2000 A, withdrawable | 21 | cerere oferta | N | 1 | 0 | 1 | 86 | KG | 584X521X597 | 4015081461530 |  | 851 | PDC | 1
149906 | IZMX40N4-U25F | 149906 | IZMX40N, 4-pole, 2500 A, fixed | 21 | cerere oferta | N | 1 | 0 | 1 | 56 | KG | 584X521X597 | 4015081462483 |  | 851 | PDC | 1
150002 | IZMX40N4-U25W | 150002 | IZMX40N, 4-pole, 2500 A, withdrawable | 21 | cerere oferta | N | 1 | 0 | 1 | 86 | KG | 584X521X597 | 4015081461523 |  | 851 | PDC | 1
149907 | IZMX40N4-U32F | 149907 | IZMX40N, 4-pole, 3200 A, fixed | 21 | cerere oferta | N | 1 | 0 | 1 | 56 | KG | 584X521X597 | 4015081462476 |  | 851 | PDC | 1
150003 | IZMX40N4-U32W | 150003 | IZMX40N, 4-pole, 3200 A, withdrawable | 21 | cerere oferta | N | 1 | 0 | 1 | 86 | KG | 584X521X597 | 4015081461516 |  | 851 | PDC | 1
149908 | IZMX40N4-U40F | 149908 | IZMX40N, 4-pole, 4000 A, fixed | 21 | cerere oferta | N | 1 | 0 | 1 | 56 | KG | 584X521X597 | 4015081462469 |  | 851 | PDC | 1
150004 | IZMX40N4-U40W | 150004 | IZMX40N, 4-pole, 4000 A, withdrawable | 21 | cerere oferta | N | 1 | 0 | 1 | 86 | KG | 584X521X597 | 4015081461509 |  | 851 | PDC | 1
149893 | IZMX40N4-V08F | 149893 | IZMX40N, 4-pole, 800 A, fixed | 21 | cerere oferta | N | 1 | 0 | 1 | 56 | KG | 584X521X597 | 4015081462612 |  | 851 | PDC | 1
149989 | IZMX40N4-V08W | 149989 | IZMX40N, 4-pole, 800 A, withdrawable | 21 | cerere oferta | N | 1 | 0 | 1 | 86 | KG | 584X521X597 | 4015081461653 |  | 851 | PDC | 1
149894 | IZMX40N4-V10F | 149894 | IZMX40N, 4-pole, 1000 A, fixed | 21 | cerere oferta | N | 1 | 0 | 1 | 56 | KG | 584X521X597 | 4015081462605 |  | 851 | PDC | 1
149990 | IZMX40N4-V10W | 149990 | IZMX40N, 4-pole, 1000 A, withdrawable | 21 | cerere oferta | N | 1 | 0 | 1 | 86 | KG | 584X521X597 | 4015081461646 |  | 851 | PDC | 1
149895 | IZMX40N4-V12F | 149895 | IZMX40N, 4-pole, 1250 A, fixed | 21 | cerere oferta | N | 1 | 0 | 1 | 56 | KG | 584X521X597 | 4015081462599 |  | 851 | PDC | 1
149991 | IZMX40N4-V12W | 149991 | IZMX40N, 4-pole, 1250 A, withdrawable | 21 | cerere oferta | N | 1 | 0 | 1 | 86 | KG | 584X521X597 | 4015081461639 |  | 851 | PDC | 1
149896 | IZMX40N4-V16F | 149896 | IZMX40N, 4-pole, 1600 A, fixed | 21 | cerere oferta | N | 1 | 0 | 1 | 56 | KG | 584X521X597 | 4015081462582 |  | 851 | PDC | 1
149992 | IZMX40N4-V16W | 149992 | IZMX40N, 4-pole, 1600 A, withdrawable | 21 | cerere oferta | N | 1 | 0 | 1 | 86 | KG | 584X521X597 | 4015081461622 |  | 851 | PDC | 1
149897 | IZMX40N4-V20F | 149897 | IZMX40N, 4-pole, 2000 A, fixed | 21 | cerere oferta | N | 1 | 0 | 1 | 56 | KG | 584X521X597 | 4015081462575 |  | 851 | PDC | 1
149993 | IZMX40N4-V20W | 149993 | IZMX40N, 4-pole, 2000 A, withdrawable | 21 | cerere oferta | N | 1 | 0 | 1 | 86 | KG | 584X521X597 | 4015081461615 |  | 851 | PDC | 1
149898 | IZMX40N4-V25F | 149898 | IZMX40N, 4-pole, 2500 A, fixed | 21 | cerere oferta | N | 1 | 0 | 1 | 56 | KG | 584X521X597 | 4015081462568 |  | 851 | PDC | 1
149994 | IZMX40N4-V25W | 149994 | IZMX40N, 4-pole, 2500 A, withdrawable | 21 | cerere oferta | N | 1 | 0 | 1 | 86 | KG | 584X521X597 | 4015081461608 |  | 851 | PDC | 1
149899 | IZMX40N4-V32F | 149899 | IZMX40N, 4-pole, 3200 A, fixed | 21 | cerere oferta | N | 1 | 0 | 1 | 56 | KG | 584X521X597 | 4015081462551 |  | 851 | PDC | 1
149995 | IZMX40N4-V32W | 149995 | IZMX40N, 4-pole, 3200 A, withdrawable | 21 | cerere oferta | N | 1 | 0 | 1 | 86 | KG | 584X521X597 | 4015081461592 |  | 851 | PDC | 1
149900 | IZMX40N4-V40F | 149900 | IZMX40N, 4-pole, 4000 A, fixed | 21 | cerere oferta | N | 1 | 0 | 1 | 56 | KG | 584X521X597 | 4015081462544 |  | 851 | PDC | 1
149996 | IZMX40N4-V40W | 149996 | IZMX40N, 4-pole, 4000 A, withdrawable | 21 | cerere oferta | N | 1 | 0 | 1 | 86 | KG | 584X521X597 | 4015081461585 |  | 851 | PDC | 1
156598 | IZMX-AS22-16 | 156598 | ON-OFF, Auxiliary switch, 2a/2b | 21 | cerere oferta | N | 1 | 0 | 1 | 0.068 | KG | 100X100X100 | 4015081531882 |  | 638 | PDC | 1
156599 | IZMX-AS22-40 | 156599 | ON-OFF, Auxiliary switch, 2a/2b | 21 | cerere oferta | N | 1 | 0 | 1 | 0.068 | KG | 100X100X100 | 4015081531899 |  | 638 | PDC | 1
101537 | IZMX-CAS163-1600 | 101537 | Cassette 1600A, IZMX163 w/o secd. | 21 | cerere oferta | N | 1 | 0 | 1 | 17.575 | KG | 584X521X597 | 4015081014293 |  | 638 | PDC | 1
123986 | IZMX-CAS163-1600-SEC | 123986 | Cassette 1600A, IZMX163 with secd. | 21 | cerere oferta | N | 1 | 0 | 1 | 17.575 | KG | 584X521X597 | 4015081215911 |  | 638 | PDC | 1
101539 | IZMX-CAS164-1600 | 101539 | Cassette 1600A, IZMX164 w/o secd. | 21 | cerere oferta | N | 1 | 0 | 1 | 20.9 | KG | 584X521X597 | 4015081014316 |  | 638 | PDC | 1
124175 | IZMX-CAS164-1600-SEC | 124175 | Cassette 1600A, IZMX164 with secd. | 21 | cerere oferta | N | 1 | 0 | 1 | 20.9 | KG | 584X521X597 | 4015081217809 |  | 638 | PDC | 1
150068 | IZMX-CAS403-2000 | 150068 | Cassette 2000A, IZMX403 w/o secd. | 21 | cerere oferta | N | 1 | 0 | 1 | 29 | KG | 584X521X597 | 4015081460861 |  | 638 | PDC | 1
150085 | IZMX-CAS403-2000-SEC | 150085 | Cassette 2000A, IZMX403 with secd. | 21 | cerere oferta | N | 1 | 0 | 1 | 29 | KG | 584X521X597 | 4015081460694 |  | 638 | PDC | 1
122883 | IZMX-CAS403-2500 | 122883 | Cassette 2500A, IZMX403 w/o secd. | 21 | cerere oferta | N | 1 | 0 | 1 | 29 | KG | 584X521X597 | 4015081204885 |  | 638 | PDC | 1
122884 | IZMX-CAS403-2500-SEC | 122884 | Cassette 2500A, IZMX403 with secd. | 21 | cerere oferta | N | 1 | 0 | 1 | 29 | KG | 584X521X597 | 4015081204892 |  | 638 | PDC | 1
150062 | IZMX-CAS403-3200 | 150062 | Cassette 3200A, IZMX403 w/o secd. | 21 | cerere oferta | N | 1 | 0 | 1 | 29 | KG | 584X521X597 | 4015081460922 |  | 638 | PDC | 1
150063 | IZMX-CAS403-3200-SEC | 150063 | Cassette 3200A, IZMX403 with secd. | 21 | cerere oferta | N | 1 | 0 | 1 | 29 | KG | 584X521X597 | 4015081460915 |  | 638 | PDC | 1
122887 | IZMX-CAS403-4000 | 122887 | Cassette 4000A, IZMX403 w/o secd. | 21 | cerere oferta | N | 1 | 0 | 1 | 29 | KG | 584X521X597 | 4015081204922 |  | 638 | PDC | 1
122888 | IZMX-CAS403-4000-SEC | 122888 | Cassette 4000A, IZMX403 with secd. | 21 | cerere oferta | N | 1 | 0 | 1 | 29 | KG | 584X521X597 | 4015081204939 |  | 638 | PDC | 1
150087 | IZMX-CAS404-2000 | 150087 | Cassette 2000A, IZMX404 w/o secd. | 21 | cerere oferta | N | 1 | 0 | 1 | 35 | KG | 584X521X597 | 4015081460670 |  | 638 | PDC | 1
150088 | IZMX-CAS404-2000-SEC | 150088 | Cassette 2000A, IZMX404 with secd. | 21 | cerere oferta | N | 1 | 0 | 1 | 35 | KG | 584X521X597 | 4015081460663 |  | 638 | PDC | 1
122896 | IZMX-CAS404-2500 | 122896 | Cassette 2500A, IZMX404 w/o secd. | 21 | cerere oferta | N | 1 | 0 | 1 | 35 | KG | 584X521X597 | 4015081205011 |  | 638 | PDC | 1
122898 | IZMX-CAS404-2500-SEC | 122898 | Cassette 2500A, IZMX404 with secd. | 21 | cerere oferta | N | 1 | 0 | 1 | 35 | KG | 584X521X597 | 4015081205035 |  | 638 | PDC | 1
150065 | IZMX-CAS404-3200 | 150065 | Cassette 3200A, IZMX404 w/o secd. | 21 | cerere oferta | N | 1 | 0 | 1 | 35 | KG | 584X521X597 | 4015081460892 |  | 638 | PDC | 1
150066 | IZMX-CAS404-3200-SEC | 150066 | Cassette 3200A, IZMX404 with secd. | 21 | cerere oferta | N | 1 | 0 | 1 | 35 | KG | 584X521X597 | 4015081460885 |  | 638 | PDC | 1
122902 | IZMX-CAS404-4000 | 122902 | Cassette 4000A, IZMX404 w/o secd. | 21 | cerere oferta | N | 1 | 0 | 1 | 35 | KG | 584X521X597 | 4015081205073 |  | 638 | PDC | 1
156670 | IZMX-CRB | 156670 | Cell rejection bracket kit for cassette | 21 | cerere oferta | N | 1 | 0 | 1 | 1 | KG | 300X250X50 | 4015081532605 |  | 638 | PDC | 1
108251 | IZMX-CS16-1 | 108251 | Cell switch contacts (d/o-pos.) 1CO | 21 | cerere oferta | N | 1 | 0 | 1 | 0.1 | KG | 125X25X125 | 4015081079032 |  | 638 | PDC | 1
124287 | IZMX-CS40 | 124287 | Cell switch cont.(d/o),1 CO,left/right | 21 | cerere oferta | N | 1 | 0 | 1 | 0.1 | KG | 125X10X100 | 4015081218929 |  | 638 | PDC | 1
124188 | IZMX-CT16-N | 124188 | Transformator de current pentru nul | 21 | cerere oferta | N | 1 | 0 | 1 | 1.25 | KG | 100X150X100 | 4015081217939 |  | 638 | PDC | 1
156660 | IZMX-CT40-N | 156660 | Current transformer N, IZMX40 | 21 | cerere oferta | N | 1 | 0 | 1 | 0.5 | KG | 100X150X100 | 4015081532506 |  | 638 | PDC | 1
156661 | IZMX-CT-NGS | 156661 | Ground Source/Zero Sequence Sensor | 21 | cerere oferta | N | 1 | 0 | 1 | 2.75 | KG | 100X100X100 | 4015081532513 |  | 638 | PDC | 1
124289 | IZMX-DC16-F | 124289 | Door cover IP55, fixed | 21 | cerere oferta | N | 1 | 0 | 1 | 0.5 | KG | 300X300X200 | 4015081218943 |  | 638 | PDC | 1
124288 | IZMX-DC16-W | 124288 | Door cover IP55, d/o | 21 | cerere oferta | N | 1 | 0 | 1 | 0.5 | KG | 300X300X200 | 4015081218936 |  | 638 | PDC | 1
156663 | IZMX-DC40-W | 156663 | Door cover IP55, d/o | 21 | cerere oferta | N | 1 | 0 | 1 | 0.5 | KG | 300X300X200 | 4015081532537 |  | 638 | PDC | 1
124335 | IZMX-DEG16-F | 124335 | Door escutcheon with gasket IP41, fixed | 21 | cerere oferta | N | 1 | 0 | 1 | 0.2 | KG | 300X300X50 | 4015081219407 |  | 638 | PDC | 1
124390 | IZMX-DEG16-W | 124390 | Door escutcheon with gasket IP41, w/o | 21 | cerere oferta | N | 1 | 0 | 1 | 0.2 | KG | 300X300X50 | 4015081219957 |  | 638 | PDC | 1
156666 | IZMX-DEG40-W | 156666 | Door escutcheon with gasket IP41, d/o | 21 | cerere oferta | N | 1 | 0 | 1 | 0.2 | KG | 300X300X50 | 4015081532568 |  | 638 | PDC | 1
124015 | IZMX-DTP | 124015 | Trip-Unit P-typ, DT1150i | 21 | cerere oferta | N | 1 | 0 | 1 | 0.3 | KG | 200X100X50 | 4015081216208 |  | 638 | PDC | 1
113923 | IZMX-DTP-PTM | 113923 | IZMX-DTP-PTM | 21 | cerere oferta | N | 1 | 0 | 1 | 0.3 | KG | 150X100X100 | 4015081134335 |  | 638 | PDC | 1
156662 | IZMX-DT-PS | 156662 | Digitrip Power Supply | 21 | cerere oferta | N | 1 | 0 | 1 | 0.05 | KG | 100X100X100 | 4015081532520 |  | 638 | PDC | 1
124014 | IZMX-DTU | 124014 | Trip-Unit U-typ, DT520MC | 21 | cerere oferta | N | 1 | 0 | 1 | 0.3 | KG | 200X100X50 | 4015081216192 |  | 638 | PDC | 1
124013 | IZMX-DTV | 124013 | Trip-Unit V-typ, DT520LSI | 21 | cerere oferta | N | 1 | 0 | 1 | 0.3 | KG | 200X100X50 | 4015081216185 |  | 638 | PDC | 1
156651 | IZMX-DTV-G | 156651 | Digitrip 520 LSIG, 24VDC | 21 | cerere oferta | N | 1 | 0 | 1 | 0.3 | KG | 200X100X50 | 4015081532414 |  | 638 | PDC | 1
124164 | IZMX-ECAM | 124164 | Communication module ETHERNET | 21 | cerere oferta | N | 1 | 0 | 1 | 0.3 | KG | 150X100X100 | 4015081217694 |  | 638 | PDC | 1
124395 | IZMX-KLP-SO-CASTELL | 124395 | Keylock Safe-OFF, CASTELL provision | 21 | cerere oferta | N | 1 | 0 | 1 | 0.315 | KG | 203 2X146 05X82 55 | 4015081220007 |  | 638 | PDC | 1
124376 | IZMX-KLP-SO-CES | 124376 | Keylock Safe-OFF, CES provision | 21 | cerere oferta | N | 1 | 0 | 1 | 0.315 | KG | 203 2X146 05X82 55 | 4015081219810 |  | 638 | PDC | 1
124377 | IZMX-KLP-SO-KIRK | 124377 | Keylock Safe-OFF, KIRK provision | 21 | cerere oferta | N | 1 | 0 | 1 | 0.315 | KG | 203 2X146 05X82 55 | 4015081219827 |  | 638 | PDC | 1
124394 | IZMX-KLP-SO-RONIS | 124394 | Keylock Safe-OFF, RONIS provision | 21 | cerere oferta | N | 1 | 0 | 1 | 0.315 | KG | 203 2X146 05X82 55 | 4015081219995 |  | 638 | PDC | 1
124351 | IZMX-LCS | 124351 | Latch check switch (LCS/HIB), 1CO | 21 | cerere oferta | N | 1 | 0 | 1 | 0.023 | KG | 100X100X100 | 4015081219568 |  | 638 | PDC | 1
124174 | IZMX-LT16 | 124174 | Levering-in tool to rack in breaker | 21 | cerere oferta | N | 1 | 0 | 1 | 0.4 | KG | 150X50X50 | 4015081217793 |  | 638 | PDC | 1
124247 | IZMX-M16-110AD | 124247 | Motor operator 110-125 VAC/DC | 21 | cerere oferta | N | 1 | 0 | 1 | 0.907 | KG | 200X150X100 | 4015081218523 |  | 638 | PDC | 1
124266 | IZMX-M16-230AD | 124266 | Motor operator 208-240 VAC/DC | 21 | cerere oferta | N | 1 | 0 | 1 | 0.907 | KG | 200X150X100 | 4015081218714 |  | 638 | PDC | 1
123596 | IZMX-M16-48DC | 123596 | Motor operator 48 VDC | 21 | cerere oferta | N | 1 | 0 | 1 | 0.907 | KG | 200X150X100 | 4015081212019 |  | 638 | PDC | 1
156648 | IZMX-M40-230AD | 156648 | Motor operator 208-240 VAC/DC | 21 | cerere oferta | N | 1 | 0 | 1 | 0.907 | KG | 200X150X100 | 4015081532384 |  | 638 | PDC | 1
124293 | IZMX-M40-48DC | 124293 | Motor operator 48 VDC | 21 | cerere oferta | N | 1 | 0 | 1 | 1.25 | KG | 200X150X100 | 4015081218981 |  | 638 | PDC | 1
122892 | IZMX-MCAM | 122892 | Communication module MODBUS | 21 | cerere oferta | N | 1 | 0 | 1 | 0.3 | KG | 150X100X100 | 4015081204977 |  | 638 | PDC | 1
153589 | IZMX-MIL2C-F40 | 153589 | Mechan. interlock type 2 cable, fixed | 21 | cerere oferta | N | 1 | 0 | 1 | 3.895 | KG | 457 2X457 2X203 2 | 4015081503599 |  | 638 | PDC | 1
153585 | IZMX-MIL2C-W16 | 153585 | Mechan. interlock type 2 cable, drawout | 21 | cerere oferta | N | 1 | 0 | 1 | 1.823 | KG | 457 2X457 2X203 2 | 4015081503551 |  | 638 | PDC | 1
153593 | IZMX-MIL2C-W40 | 153593 | Mechan. interlock type 2 cable, drawout | 21 | cerere oferta | N | 1 | 0 | 1 | 1.823 | KG | 457 2X457 2X203 2 | 4015081503636 |  | 638 | PDC | 1
153586 | IZMX-MIL31C-W16 | 153586 | Mechan. interlock type 31 cable, drawout | 21 | cerere oferta | N | 1 | 0 | 1 | 3.447 | KG | 457 2X457 2X203 2 | 4015081503568 |  | 638 | PDC | 1
153583 | IZMX-MIL32C-F16 | 153583 | Mechan. interlock type 32 cable, fixed | 21 | cerere oferta | N | 1 | 0 | 1 | 6.033 | KG | 457 2X457 2X203 2 | 4015081503537 |  | 638 | PDC | 1
153591 | IZMX-MIL32C-F40 | 153591 | Mechan. interlock type 32 cable, fixed | 21 | cerere oferta | N | 1 | 0 | 1 | 6.033 | KG | 457 2X457 2X203 2 | 4015081503612 |  | 638 | PDC | 1
153587 | IZMX-MIL32C-W16 | 153587 | Mechan. interlock type 32 cable, drawout | 21 | cerere oferta | N | 1 | 0 | 1 | 3.447 | KG | 457 2X457 2X203 2 | 4015081503575 |  | 638 | PDC | 1
153595 | IZMX-MIL32C-W40 | 153595 | Mechan. interlock type 32 cable, drawout | 21 | cerere oferta | N | 1 | 0 | 1 | 3.447 | KG | 457 2X457 2X203 2 | 4015081503650 |  | 638 | PDC | 1
153588 | IZMX-MIL33C-W16 | 153588 | Mechan. interlock type 33 cable, drawout | 21 | cerere oferta | N | 1 | 0 | 1 | 3.447 | KG | 457 2X457 2X203 2 | 4015081503582 |  | 638 | PDC | 1
153597 | IZMX-MIL-CAB1520 | 153597 | Cable kit 1520mm for mechan. Interlock | 21 | cerere oferta | N | 1 | 0 | 1 | 2.155 | KG | 381X254X139 7 | 4015081503674 |  | 638 | PDC | 1
153598 | IZMX-MIL-CAB1830 | 153598 | Cable kit 1830mm for mechan. Interlock | 21 | cerere oferta | N | 1 | 0 | 1 | 2.155 | KG | 381X254X139 7 | 4015081503681 |  | 638 | PDC | 1
153599 | IZMX-MIL-CAB2440 | 153599 | Cable kit 2440mm for mechan. Interlock | 21 | cerere oferta | N | 1 | 0 | 1 | 2.155 | KG | 381X254X139 7 | 4015081503698 |  | 638 | PDC | 1
153600 | IZMX-MIL-CAB3050 | 153600 | Cable kit 3050mm for mechan. Interlock | 21 | cerere oferta | N | 1 | 0 | 1 | 2.155 | KG | 381X254X139 7 | 4015081503704 |  | 638 | PDC | 1
123606 | IZMX-OC16 | 123606 | Operations counter | 21 | cerere oferta | N | 1 | 0 | 1 | 0.023 | KG | 100X100X100 | 4015081212118 |  | 638 | PDC | 1
124342 | IZMX-OC40 | 124342 | Operations counter | 21 | cerere oferta | N | 1 | 0 | 1 | 0.03 | KG | 100X100X100 | 4015081219476 |  | 638 | PDC | 1
156601 | IZMX-OTS16 | 156601 | Overcurrent trip switch (OTS/HIA), 2CO | 21 | cerere oferta | N | 1 | 0 | 1 | 0.023 | KG | 100X100X100 | 4015081531912 |  | 638 | PDC | 1
156603 | IZMX-OTS40 | 156603 | Overcurrent trip switch (OTS/HIA), 2CO | 21 | cerere oferta | N | 1 | 0 | 1 | 0.023 | KG | 100X100X100 | 4015081531936 |  | 638 | PDC | 1
122913 | IZMX-PCAM | 122913 | Communication module PROFIBUS | 21 | cerere oferta | N | 1 | 0 | 1 | 0.3 | KG | 150X100X100 | 4015081205189 |  | 638 | PDC | 1
156650 | IZMX-PLPC16-M | 156650 | Padlockable pushbutton cover, metal | 21 | cerere oferta | N | 1 | 0 | 1 | 0.05 | KG | 100X100X100 | 4015081532407 |  | 638 | PDC | 1
156649 | IZMX-PLPC16-P | 156649 | Padlockable pushbutton cover, plastic | 21 | cerere oferta | N | 1 | 0 | 1 | 0.05 | KG | 100X100X100 | 4015081532391 |  | 638 | PDC | 1
124353 | IZMX-PLPC40-M | 124353 | Padlockable pushbutton cover | 21 | cerere oferta | N | 1 | 0 | 1 | 0.25 | KG | 203 2X146 05X82 55 | 4015081219582 |  | 638 | PDC | 1
124375 | IZMX-PLPC40-P | 124375 | Padlockable pushbutton cover | 21 | cerere oferta | N | 1 | 0 | 1 | 0.164 | KG | 203 2X146 05X82 55 | 4015081219803 |  | 638 | PDC | 1
155590 | IZMX-RA16 | 155590 | Reset, Automatic | 21 | cerere oferta | N | 1 | 0 | 1 | 0.023 | KG | 100X100X100 | 4015081522705 |  | 638 | PDC | 1
156602 | IZMX-RA40 | 156602 | Reset, Automatic | 21 | cerere oferta | N | 1 | 0 | 1 | 0.023 | KG | 100X100X100 | 4015081531929 |  | 638 | PDC | 1
124027 | IZMX-RP16A-200 | 124027 | Rating plug 200A,IZMX16, Iu bis 800A | 21 | cerere oferta | N | 1 | 0 | 1 | 0.025 | KG | 100X100X100 | 4015081216321 |  | 638 | PDC | 1
124029 | IZMX-RP16A-250 | 124029 | Rating plug 250A,IZMX16, Iu bis 800A | 21 | cerere oferta | N | 1 | 0 | 1 | 0.025 | KG | 100X100X100 | 4015081216345 |  | 638 | PDC | 1
124031 | IZMX-RP16A-300 | 124031 | Rating plug 300A,IZMX16, Iu bis 800A | 21 | cerere oferta | N | 1 | 0 | 1 | 0.025 | KG | 100X100X100 | 4015081216369 |  | 638 | PDC | 1
124033 | IZMX-RP16A-400 | 124033 | Rating plug 400A,IZMX16, Iu bis 800A | 21 | cerere oferta | N | 1 | 0 | 1 | 0.025 | KG | 100X100X100 | 4015081216383 |  | 638 | PDC | 1
124036 | IZMX-RP16A-500 | 124036 | Rating plug 500A,IZMX16, Iu bis 800A | 21 | cerere oferta | N | 1 | 0 | 1 | 0.025 | KG | 100X100X100 | 4015081216413 |  | 638 | PDC | 1
124039 | IZMX-RP16A-630 | 124039 | Rating plug 630A,IZMX16, Iu bis 800A | 21 | cerere oferta | N | 1 | 0 | 1 | 0.025 | KG | 100X100X100 | 4015081216444 |  | 638 | PDC | 1
124042 | IZMX-RP16A-800 | 124042 | Rating plug 800A,IZMX16, Iu = 800A | 21 | cerere oferta | N | 1 | 0 | 1 | 0.025 | KG | 100X100X100 | 4015081216475 |  | 638 | PDC | 1
124131 | IZMX-RP16B-1000 | 124131 | Rating plug 1000A,IZMX16, Iu 1000A-1250A | 21 | cerere oferta | N | 1 | 0 | 1 | 0.05 | KG | 100X100X100 | 4015081217366 |  | 638 | PDC | 1
124158 | IZMX-RP16B-1250 | 124158 | Rating plug 1250A,IZMX16, Iu = 1250A | 21 | cerere oferta | N | 1 | 0 | 1 | 0.025 | KG | 100X100X100 | 4015081217632 |  | 638 | PDC | 1
124034 | IZMX-RP16B-400 | 124034 | Rating plug 400A,IZMX16, Iu 1000A-1250A | 21 | cerere oferta | N | 1 | 0 | 1 | 0.025 | KG | 100X100X100 | 4015081216390 |  | 638 | PDC | 1
124037 | IZMX-RP16B-500 | 124037 | Rating plug 500A,IZMX16, Iu 1000A-1250A | 21 | cerere oferta | N | 1 | 0 | 1 | 0.025 | KG | 100X100X100 | 4015081216420 |  | 638 | PDC | 1
124040 | IZMX-RP16B-630 | 124040 | Rating plug 630A,IZMX16, Iu 1000A-1250A | 21 | cerere oferta | N | 1 | 0 | 1 | 0.025 | KG | 100X100X100 | 4015081216451 |  | 638 | PDC | 1
124043 | IZMX-RP16B-800 | 124043 | Rating plug 800A,IZMX16, Iu 1000A-1250A | 21 | cerere oferta | N | 1 | 0 | 1 | 0.025 | KG | 100X100X100 | 4015081216482 |  | 638 | PDC | 1
124156 | IZMX-RP16C-1000 | 124156 | Rating plug 1000A,IZMX16, Iu = 1600A | 21 | cerere oferta | N | 1 | 0 | 1 | 0.025 | KG | 100X100X100 | 4015081217618 |  | 638 | PDC | 1
124159 | IZMX-RP16C-1250 | 124159 | Rating plug 1250A,IZMX16, Iu = 1600A | 21 | cerere oferta | N | 1 | 0 | 1 | 0.025 | KG | 100X100X100 | 4015081217649 |  | 638 | PDC | 1
124160 | IZMX-RP16C-1600 | 124160 | Rating plug 1600A,IZMX16 | 21 | cerere oferta | N | 1 | 0 | 1 | 0.025 | KG | 100X100X100 | 4015081217656 |  | 638 | PDC | 1
124051 | IZMX-RP16C-800 | 124051 | Rating plug 800A,IZMX16, Iu = 1600A | 21 | cerere oferta | N | 1 | 0 | 1 | 0.025 | KG | 100X100X100 | 4015081216567 |  | 638 | PDC | 1
156594 | IZMX-SEC-TB20-F | 156594 | Secondary Terminal Block Kit-20, fixed | 21 | cerere oferta | N | 1 | 0 | 1 | 0.25 | KG | 150X100X100 | 4015081531844 |  | 638 | PDC | 1
156591 | IZMX-SEC-TB20-W | 156591 | Secondary Terminal Block Kit-20, d/o | 21 | cerere oferta | N | 1 | 0 | 1 | 0.25 | KG | 150X100X100 | 4015081531813 |  | 638 | PDC | 1
156595 | IZMX-SEC-TB30-F | 156595 | Secondary Terminal Block Kit-30, fixed | 21 | cerere oferta | N | 1 | 0 | 1 | 0.3 | KG | 150X100X100 | 4015081531851 |  | 638 | PDC | 1
156592 | IZMX-SEC-TB30-W | 156592 | Secondary Terminal Block Kit-30, d/o | 21 | cerere oferta | N | 1 | 0 | 1 | 0.3 | KG | 150X100X100 | 4015081531820 |  | 638 | PDC | 1
156593 | IZMX-SEC-TB8-F | 156593 | Secondary Terminal Block Kit-8, fixed | 21 | cerere oferta | N | 1 | 0 | 1 | 0.15 | KG | 150X100X100 | 4015081531837 |  | 638 | PDC | 1
156590 | IZMX-SEC-TB8-W | 156590 | Secondary Terminal Block Kit-8, d/o | 21 | cerere oferta | N | 1 | 0 | 1 | 0.15 | KG | 150X100X100 | 4015081531806 |  | 638 | PDC | 1
101542 | IZMX-SH163 | 101542 | Shutter for cassette IZMX163 | 21 | cerere oferta | N | 1 | 0 | 1 | 0.5 | KG | 300X250X50 | 4015081014347 |  | 638 | PDC | 1
101544 | IZMX-SH164 | 101544 | Shutter for cassette IZMX164 | 21 | cerere oferta | N | 1 | 0 | 1 | 0.5 | KG | 300X250X50 | 4015081014361 |  | 638 | PDC | 1
122907 | IZMX-SH403 | 122907 | Shutter for cassette IZMX403 | 21 | cerere oferta | N | 1 | 0 | 1 | 0.625 | KG | 300X250X50 | 4015081205127 |  | 638 | PDC | 1
122909 | IZMX-SH404 | 122909 | Shutter for cassette IZMX404 | 21 | cerere oferta | N | 1 | 0 | 1 | 0.65 | KG | 350X250X50 | 4015081205141 |  | 638 | PDC | 1
123740 | IZMX-SR110AD | 123740 | Spring release 110-125 VAC/DC | 21 | cerere oferta | N | 1 | 0 | 1 | 0.068 | KG | 100X100X100 | 4015081213450 |  | 638 | PDC | 1
123742 | IZMX-SR230AD | 123742 | Spring release 220-240 VAC/DC | 21 | cerere oferta | N | 1 | 0 | 1 | 0.068 | KG | 100X100X100 | 4015081213474 |  | 638 | PDC | 1
123736 | IZMX-SR24DC | 123736 | Spring release 24 VDC | 21 | cerere oferta | N | 1 | 0 | 1 | 0.068 | KG | 100X100X100 | 4015081213412 |  | 638 | PDC | 1
123738 | IZMX-SR48DC | 123738 | Spring release 48 VDC | 21 | cerere oferta | N | 1 | 0 | 1 | 0.068 | KG | 100X100X100 | 4015081213436 |  | 638 | PDC | 1
123728 | IZMX-ST110AD | 123728 | Shunt trip 110-125 VAC/DC | 21 | cerere oferta | N | 1 | 0 | 1 | 0.113 | KG | 150X100X100 | 4015081213337 |  | 638 | PDC | 1
123730 | IZMX-ST230AD | 123730 | Shunt trip 220-240 VAC/DC | 21 | cerere oferta | N | 1 | 0 | 1 | 0.113 | KG | 150X100X100 | 4015081213351 |  | 638 | PDC | 1
123608 | IZMX-ST24DC | 123608 | Shunt trip 24 VDC | 21 | cerere oferta | N | 1 | 0 | 1 | 0.113 | KG | 150X100X100 | 4015081212132 |  | 638 | PDC | 1
123656 | IZMX-ST48DC | 123656 | Shunt trip 48 VDC | 21 | cerere oferta | N | 1 | 0 | 1 | 0.113 | KG | 150X100X100 | 4015081212613 |  | 638 | PDC | 1
173363 | IZMX-TF403-1600F | 173363 | IZMX-TF403-1600F | 21 | cerere oferta | N | 1 | 0 | 1 | 12.6 | KG | 400X400X200 | 4015081697649 |  | 638 | PDC | 1
173364 | IZMX-TF403-1600W | 173364 | IZMX-TF403-1600W | 21 | cerere oferta | N | 1 | 0 | 1 | 12.6 | KG | 400X400X200 | 4015081697656 |  | 638 | PDC | 1
173367 | IZMX-TF403-2500F | 173367 | IZMX-TF403-2500F | 21 | cerere oferta | N | 1 | 0 | 1 | 25.2 | KG | 400X400X200 | 4015081697687 |  | 638 | PDC | 1
173368 | IZMX-TF403-2500W | 173368 | IZMX-TF403-2500W | 21 | cerere oferta | N | 1 | 0 | 1 | 25.2 | KG | 400X400X200 | 4015081697694 |  | 638 | PDC | 1
173371 | IZMX-TF403-3200F | 173371 | IZMX-TF403-3200F | 21 | cerere oferta | N | 1 | 0 | 1 | 37.8 | KG | 400X400X200 | 4015081697724 |  | 638 | PDC | 1
173372 | IZMX-TF403-3200W | 173372 | IZMX-TF403-3200W | 21 | cerere oferta | N | 1 | 0 | 1 | 37.8 | KG | 400X400X200 | 4015081697731 |  | 638 | PDC | 1
173365 | IZMX-TF404-1600F | 173365 | IZMX-TF404-1600F | 21 | cerere oferta | N | 1 | 0 | 1 | 16.8 | KG | 400X400X200 | 4015081697663 |  | 638 | PDC | 1
173366 | IZMX-TF404-1600W | 173366 | IZMX-TF404-1600W | 21 | cerere oferta | N | 1 | 0 | 1 | 16.8 | KG | 400X400X200 | 4015081697670 |  | 638 | PDC | 1
173369 | IZMX-TF404-2500F | 173369 | IZMX-TF404-2500F | 21 | cerere oferta | N | 1 | 0 | 1 | 33.6 | KG | 400X400X200 | 4015081697700 |  | 638 | PDC | 1
173370 | IZMX-TF404-2500W | 173370 | IZMX-TF404-2500W | 21 | cerere oferta | N | 1 | 0 | 1 | 33.6 | KG | 400X400X200 | 4015081697717 |  | 638 | PDC | 1
173373 | IZMX-TF404-3200F | 173373 | IZMX-TF404-3200F | 21 | cerere oferta | N | 1 | 0 | 1 | 50.4 | KG | 400X400X200 | 4015081697748 |  | 638 | PDC | 1
173374 | IZMX-TF404-3200W | 173374 | IZMX-TF404-3200W | 21 | cerere oferta | N | 1 | 0 | 1 | 50.4 | KG | 400X400X200 | 4015081697755 |  | 638 | PDC | 1
122917 | IZMX-TH403 | 122917 | Rear Connect 3p, horizotal | 21 | cerere oferta | N | 1 | 0 | 1 | 5.6 | KG | 115X60X45 | 4015081205226 |  | 638 | PDC | 1
122923 | IZMX-TH404 | 122923 | Rear Connect 4p, horizotal | 21 | cerere oferta | N | 1 | 0 | 1 | 5.6 | KG | 115X60X45 | 4015081205288 |  | 638 | PDC | 1
124181 | IZMX-THV163 | 124181 | Rear Connect 3p, horiz./vertical | 21 | cerere oferta | N | 1 | 0 | 1 | 2 | KG | 200X150X100 | 4015081217861 |  | 638 | PDC | 1
124177 | IZMX-THV164 | 124177 | Rear Connect 4p, horiz./vertical | 21 | cerere oferta | N | 1 | 0 | 1 | 2.5 | KG | 200X150X100 | 4015081217823 |  | 638 | PDC | 1
122911 | IZMX-THV403-3200 | 122911 | Rear Connect 3p, horiz./vertical, 3200A | 21 | cerere oferta | N | 1 | 0 | 1 | 4.2 | KG | 115X60X45 | 4015081205165 |  | 638 | PDC | 1
122921 | IZMX-THV404-3200 | 122921 | Rear Connect 4p, horiz./vertical, 3200A | 21 | cerere oferta | N | 1 | 0 | 1 | 5.6 | KG | 115X60X45 | 4015081205264 |  | 638 | PDC | 1
124233 | IZMX-THVL163 | 124233 | Rear Connect 3p, horiz./vertical, long | 21 | cerere oferta | N | 1 | 0 | 1 | 2.5 | KG | 200X150X100 | 4015081218387 |  | 638 | PDC | 1
156634 | IZMX-TI16 | 156634 | Switch-disconnector, signal OFF | 21 | cerere oferta | N | 1 | 0 | 1 | 0.023 | KG | 100X100X100 | 4015081532247 |  | 638 | PDC | 1
156600 | IZMX-TI40 | 156600 | Trip Indicator | 21 | cerere oferta | N | 1 | 0 | 1 | 0.023 | KG | 100X100X100 | 4015081531905 |  | 638 | PDC | 1
122919 | IZMX-TV403 | 122919 | Rear Connect 3p, vertical | 21 | cerere oferta | N | 1 | 0 | 1 | 7.5 | KG | 115X60X45 | 4015081205240 |  | 638 | PDC | 1
123801 | IZMX-UVR110AD | 123801 | Undervoltage release 110-125 VAC/DC | 21 | cerere oferta | N | 1 | 0 | 1 | 0.091 | KG | 150X100X100 | 4015081214068 |  | 638 | PDC | 1
123873 | IZMX-UVR220AD | 123873 | Undervoltage release 220-240 VAC/DC | 21 | cerere oferta | N | 1 | 0 | 1 | 0.091 | KG | 150X100X100 | 4015081214785 |  | 638 | PDC | 1
123748 | IZMX-UVR48DC | 123748 | Undervoltage release 48 VDC | 21 | cerere oferta | N | 1 | 0 | 1 | 0.091 | KG | 150X100X100 | 4015081213535 |  | 638 | PDC | 1
ROALF000000076 | JCS 525-10-D | ROALF000000076 | Condensator JCS 525-10-D | 70 | cerere oferta | N | 1 | 0 | 1 | 1 | KG | 0 001X0 001X0 001 | 9008790731921 |  | 393 | ICD | 1
ROALF000000075 | JCS 525-12.5-D | ROALF000000075 | Condensator JCS 525-12.5-D | 70 | cerere oferta | N | 1 | 0 | 1 | 1 | KG | 0 001X0 001X0 001 | 9008790731914 |  | 393 | ICD | 1
ROJA0001902150 | JCS525/10.0-D | ROJA0001902150 | JCS525/10.0-D | 70 | cerere oferta | N | 1 | 0 | 1 | 1 | KG | 0 001X0 001X0 001 | 9008790686825 |  | 393 | ICD | 1
ROJA0001902134 | JCS525/20.0-D | ROJA0001902134 | JCS525/20.0-D | 70 | cerere oferta | N | 1 | 0 | 1 | 1 | KG | 0 001X0 001X0 001 | 9008790686818 |  | 393 | ICD | 1
105875 | K122.05 | 105875 | Components for constructors | 54 | cerere oferta | S | 200 | 0 | 1 | 0.004 | KG | 100X145X125 | 4015081056514 |  | 291 | ICD | 1
2324 | K12X5/25 | 2324 | BT ASSEMBLY PARTS | 94 | cerere oferta | N | 10 | 0 | 1 | 0.045 | KG | 75X68X65 | 4015080023241 |  | 279 | PDC | 1
2281 | K12X5-1 | 2281 | accesorii montaj tablou | 73 | cerere oferta | N | 10 | 0 | 1 | 0.059 | KG | 25X34X19 | 4015080022817 |  | 279 | PDC | 1
2282 | K12X5-2 | 2282 | accesorii montaj tablou | 73 | cerere oferta | N | 10 | 0 | 1 | 0.102 | KG | 35X43X19 | 4015080022824 |  | 279 | PDC | 1
89085 | K150/1 | 89085 | borna conectare cablu | 73 | cerere oferta | N | 1 | 0 | 1 | 0.653 | KG | 105X37X115 | 4015080890850 |  | 279 | PDC | 1
14709 | K150/1/BR | 14709 | borna conectare cablu | 73 | cerere oferta | N | 1 | 0 | 1 | 0.712 | KG | 105X37X115 | 4015080147091 |  | 279 | PDC | 1
32136 | K150/3 | 32136 | borna conectare cablu | 73 | cerere oferta | N | 1 | 0 | 1 | 1.751 | KG | 100X99X115 | 4015080321361 |  | 279 | PDC | 1
34509 | K150/4 | 34509 | borna conectare cablu | 73 | cerere oferta | N | 1 | 0 | 1 | 0.235 | KG | 100X130X115 | 4015080345091 |  | 279 | PDC | 1
36882 | K150/5 | 36882 | borna conectare cablu | 73 | cerere oferta | N | 1 | 0 | 1 | 2.912 | KG | 100X161X115 | 4015080368823 |  | 279 | PDC | 1
40833 | K16X16/35 | 40833 | accesorii montaj tablou | 73 | cerere oferta | N | 5 | 0 | 1 | 0.151 | KG | 45X50X50 | 4015080408338 |  | 279 | PDC | 1
1818001 | K1AB | 1818001 | Handle K1A 4K6 BL | 73 | cerere oferta | N | 1 | 0 | 1 | 0.034 | KG | 170X100X40 | 8711426954144 |  | 761 | ICD | 1
1818002 | K1AR | 1818002 | Handle K1A 4K6 RD | 73 | cerere oferta | N | 1 | 0 | 1 | 0.095 | KG | 40X150X100 | 8711426105928 |  | 761 | ICD | 1
1818015 | K1CB | 1818015 | Handle K1C 19 BL/BL/BL | 73 | cerere oferta | N | 1 | 0 | 1 | 0.066 | KG | 200X120X50 | 8711426954359 |  | 761 | ICD | 1
1818016 | K1CR | 1818016 | Handle K1C 19 RD/GL/RD | 73 | cerere oferta | N | 1 | 0 | 1 | 0.06 | KG | 190X115X50 | 8711426956247 |  | 761 | ICD | 1
1818029 | K1DB/P | 1818029 | Handle K1D 25 BL/BL/OR | 73 | cerere oferta | N | 1 | 0 | 1 | 0.15 | KG | 200X115X50 | 8711426742451 |  | 761 | ICD | 1
1818031 | K1DG/P | 1818031 | Handle K1D 25 GS/GS/GS | 73 | cerere oferta | N | 1 | 0 | 1 | 0.095 | KG | 190X120X50 | 8711426426528 |  | 761 | ICD | 1
1818030 | K1DR/P | 1818030 | Handle K1D 25 RD/GL/GL | 73 | cerere oferta | N | 1 | 0 | 1 | 0.095 | KG | 190X110X50 | 8711426744455 |  | 761 | ICD | 1
2283 | K20X10 | 2283 | accesorii montaj tablou | 73 | cerere oferta | N | 10 | 0 | 1 | 0.139 | KG | 30X40X30 | 4015080022831 |  | 279 | PDC | 1
2325 | K20X10/35 | 2325 | BT ASSEMBLY PARTS | 94 | cerere oferta | N | 10 | 0 | 1 | 0.07 | KG | 40X40X30 | 4015080023258 |  | 279 | PDC | 1
2284 | K20X15 | 2284 | BT ASSEMBLY PARTS | 94 | cerere oferta | N | 10 | 0 | 1 | 0.247 | KG | 30X40X40 | 4015080022848 |  | 279 | PDC | 1
2285 | K20X15/40 | 2285 | BT ASSEMBLY PARTS | 94 | cerere oferta | N | 10 | 0 | 1 | 0.072 | KG | 50X40X40 | 4015080022855 |  | 279 | PDC | 1
12783 | K20X15/40-A | 12783 | BT ASSEMBLY PARTS | 94 | cerere oferta | N | 10 | 0 | 1 | 0.075 | KG | 42X42X50 | 4015080127833 |  | 279 | PDC | 1
2326 | K20X15/50 | 2326 | BT ASSEMBLY PARTS | 94 | cerere oferta | N | 5 | 0 | 1 | 0.086 | KG | 60X40X40 | 4015080023265 |  | 279 | PDC | 1
2286 | K20X5 | 2286 | BT ASSEMBLY PARTS | 94 | cerere oferta | N | 10 | 0 | 1 | 0.175 | KG | 20X20X20 | 4015080022862 |  | 279 | PDC | 1
2327 | K20X5/25 | 2327 | BT ASSEMBLY PARTS | 94 | cerere oferta | N | 10 | 0 | 1 | 0.068 | KG | 140X75X65 | 4015080023272 |  | 279 | PDC | 1
91458 | K240/1 | 91458 | borna conectare cablu | 73 | cerere oferta | N | 1 | 0 | 1 | 0.972 | KG | 100X52X115 | 4015080914587 |  | 279 | PDC | 1
17082 | K240/1/BR | 17082 | borna conectare cablu | 73 | cerere oferta | N | 1 | 0 | 1 | 1.047 | KG | 100X52X115 | 4015080170822 |  | 279 | PDC | 1
39255 | K240/3 | 39255 | borna conectare cablu | 73 | cerere oferta | N | 1 | 0 | 1 | 2.701 | KG | 100X144X115 | 4015080392552 |  | 279 | PDC | 1
41628 | K240/4 | 41628 | borna conectare cablu | 73 | cerere oferta | N | 1 | 0 | 1 | 3.608 | KG | 100X190X115 | 4015080416289 |  | 279 | PDC | 1
44001 | K240/5 | 44001 | borna conectare cablu | 73 | cerere oferta | N | 1 | 0 | 1 | 4.393 | KG | 200X236X215 | 4015080440017 |  | 279 | PDC | 1
1818005 | K2AB | 1818005 | Handle K2A 4K8 BL | 73 | cerere oferta | N | 1 | 0 | 1 | 0.039 | KG | 190X110X40 | 8711426318151 |  | 761 | ICD | 1
1818006 | K2AR | 1818006 | Handle K2A 4K8 RD | 73 | cerere oferta | N | 1 | 0 | 1 | 0.04 | KG | 190X115X40 | 8711426422155 |  | 761 | ICD | 1
1818019 | K2CB | 1818019 | Handle K2C 54 BL/BL/BL | 73 | cerere oferta | N | 1 | 0 | 1 | 0.07 | KG | 170X135X50 | 8711426106253 |  | 761 | ICD | 1
1818020 | K2CR | 1818020 | Handle K2C 54 RD/GL/RD | 73 | cerere oferta | N | 1 | 0 | 1 | 0.195 | KG | 60X60X60 | 8711426209251 |  | 761 | ICD | 1
1818041 | K2DB/C | 1818041 | Handle K2D CIL 65 BL/BL/OR | 73 | cerere oferta | N | 1 | 0 | 1 | 0.3 | KG | 0 001X0 001X0 001 | 8711426851542 |  | 761 | ICD | 1
1818035 | K2DB/P | 1818035 | Handle K2D 65 BL/BL/OR | 73 | cerere oferta | N | 1 | 0 | 1 | 0.25 | KG | 240X120X30 | 8711426745636 |  | 761 | ICD | 1
1818043 | K2DG/C | 1818043 | Handle K2D CIL 65 GS/GS/GS | 73 | cerere oferta | N | 1 | 0 | 1 | 0.295 | KG | 50X190X110 | 8711426956650 |  | 761 | ICD | 1
1818037 | K2DG/P | 1818037 | Handle K2D 65 GS/GS/GS | 73 | cerere oferta | N | 1 | 0 | 1 | 0.166 | KG | 270X130X80 | 8711426853638 |  | 761 | ICD | 1
1818042 | K2DR/C | 1818042 | Handle K2D CIL 65 RD/GL/GL | 73 | cerere oferta | N | 1 | 0 | 1 | 0.295 | KG | 50X190X110 | 8711426954656 |  | 761 | ICD | 1
1818036 | K2DR/P | 1818036 | Handle K2D 65 RD/GL/GL | 73 | cerere oferta | N | 1 | 0 | 1 | 0.17 | KG | 260X125X58 | 8711426850637 |  | 761 | ICD | 1
1818003 | K2SAB | 1818003 | Handle K2SA 4K6 BL | 73 | cerere oferta | N | 1 | 0 | 1 | 0.045 | KG | 195X115X40 | 8711426210158 |  | 761 | ICD | 1
1818004 | K2SAR | 1818004 | Handle K2SA 4K6 RD | 73 | cerere oferta | N | 1 | 0 | 1 | 0.195 | KG | 50X190X110 | 8711426314153 |  | 761 | ICD | 1
1818017 | K2SCB | 1818017 | Handle K2SC 54 BL/BL/BL | 73 | cerere oferta | N | 1 | 0 | 1 | 0.078 | KG | 270X135X50 | 8711426959248 |  | 761 | ICD | 1
1818018 | K2SCR | 1818018 | Handle K2SC 54 RD/GL/RD | 73 | cerere oferta | N | 1 | 0 | 1 | 0.08 | KG | 50X140X280 | 8711426102255 |  | 761 | ICD | 1
1818038 | K2SDB/C | 1818038 | Handle K2SD CIL 65 BL/BL/OR | 73 | cerere oferta | N | 1 | 0 | 1 | 0.3 | KG | 10X0 001X0 001 | 8711426956414 |  | 761 | ICD | 1
1818032 | K2SDB/P | 1818032 | Handle K2SD 65 BL/BL/OR | 73 | cerere oferta | N | 1 | 0 | 1 | 0.16 | KG | 270X130X85 | 8711426635524 |  | 761 | ICD | 1
1818040 | K2SDG/C | 1818040 | Handle K2SD CIL 65 GS/GS/GS | 73 | cerere oferta | N | 1 | 0 | 1 | 0.295 | KG | 50X190X110 | 8711426101869 |  | 761 | ICD | 1
1818034 | K2SDG/P | 1818034 | Handle K2SD 65 GS/GS/GS | 73 | cerere oferta | N | 1 | 0 | 1 | 0.169 | KG | 180X140X50 | 8711426742635 |  | 761 | ICD | 1
1818039 | K2SDR/C | 1818039 | Handle K2SD CIL 65 RD/GL/GL | 73 | cerere oferta | N | 1 | 0 | 1 | 0.192 | KG | 240X120X30 | 8711426958418 |  | 761 | ICD | 1
1818033 | K2SDR/P | 1818033 | Handle K2SD 65 RD/GL/GL | 73 | cerere oferta | N | 1 | 0 | 1 | 0.169 | KG | 250X135X65 | 8711426638419 |  | 761 | ICD | 1
93831 | K2X240/1 | 93831 | borna conectare cablu | 73 | cerere oferta | N | 1 | 0 | 1 | 1.909 | KG | 125X240X140 | 4015080938316 |  | 279 | PDC | 1
19455 | K2X240/1/BR | 19455 | borna conectare cablu | 73 | cerere oferta | N | 1 | 0 | 1 | 1.967 | KG | 125X240X140 | 4015080194552 |  | 279 | PDC | 1
46374 | K2X240/3 | 46374 | borna conectare cablu | 73 | cerere oferta | N | 1 | 0 | 1 | 5.241 | KG | 125X190X140 | 4015080463740 |  | 279 | PDC | 1
48747 | K2X240/4 | 48747 | borna conectare cablu | 73 | cerere oferta | N | 1 | 0 | 1 | 6.94 | KG | 225X254X140 | 4015080487470 |  | 279 | PDC | 1
51120 | K2X240/5 | 51120 | borna conectare cablu | 73 | cerere oferta | N | 1 | 0 | 1 | 8.612 | KG | 125X316X140 | 4015080511205 |  | 279 | PDC | 1
81977 | K30X10L | 81977 | accesorii montaj tablou | 73 | cerere oferta | N | 1 | 0 | 1 | 0.1 | KG | 40X40X30 | 4015080819776 |  | 279 | PDC | 1
84350 | K30X10PEN | 84350 | accesorii montaj tablou | 73 | cerere oferta | N | 1 | 0 | 1 | 0.301 | KG | 40X40X30 | 4015080843504 |  | 279 | PDC | 1
1818110 | K3KAB | 1818110 | Handle K3KA 110 4K10 BL | 73 | cerere oferta | N | 1 | 0 | 1 | 0.105 | KG | 270X160X60 | 8711426101432 |  | 761 | ICD | 1
1818111 | K3KAR | 1818111 | Handle K3KA 110 4K10 RD | 73 | cerere oferta | N | 1 | 0 | 1 | 0.1 | KG | 65X260X160 | 8711426210431 |  | 761 | ICD | 1
1818068 | K3KCB | 1818068 | Handle K3KC 110 BL/BL/BL | 73 | cerere oferta | N | 1 | 0 | 1 | 0.17 | KG | 270X160X85 | 8711426638488 |  | 761 | ICD | 1
1818112 | K3KCR | 1818112 | Handle K3KC 110 RD/GL/RD | 73 | cerere oferta | N | 1 | 0 | 1 | 0.17 | KG | 250X115X80 | 8711426213760 |  | 761 | ICD | 1
1818114 | K3KDB/C | 1818114 | Handle K3KD CIL 110 BL/BL/OR | 73 | cerere oferta | N | 1 | 0 | 1 | 0.33 | KG | 250X160X80 | 8711426318762 |  | 761 | ICD | 1
1818113 | K3KDB/P | 1818113 | Handle K3KD 110 BL/BL/OR | 73 | cerere oferta | N | 1 | 0 | 1 | 0.307 | KG | 270X160X90 | 8711426316430 |  | 761 | ICD | 1
1818070 | K3KDG/C | 1818070 | Handle K3KD CIL 110 GS/GS/GS | 73 | cerere oferta | N | 1 | 0 | 1 | 0.445 | KG | 160X80X80 | 8711426101487 |  | 761 | ICD | 1
1818069 | K3KDG/P | 1818069 | Handle K3KD 110 GS/GS/GS | 73 | cerere oferta | N | 1 | 0 | 1 | 0.308 | KG | 270X160X90 | 8711426850484 |  | 761 | ICD | 1
1818097 | K3KDR/C | 1818097 | Handle K3KD CIL 110 RD/GL/GL | 73 | cerere oferta | N | 1 | 0 | 1 | 0.445 | KG | 160X80X80 | 8711426531659 |  | 761 | ICD | 1
1818096 | K3KDR/P | 1818096 | Handle K3KD 110 RD/GL/GL | 73 | cerere oferta | N | 1 | 0 | 1 | 0.3 | KG | 260X135X80 | 8711426423657 |  | 761 | ICD | 1
62985 | K3X185/1 | 62985 | borna conectare cablu | 73 | cerere oferta | N | 1 | 0 | 1 | 2.997 | KG | 125X78X140 | 4015080629856 |  | 279 | PDC | 1
65358 | K3X185/3 | 65358 | borna conectare cablu | 73 | cerere oferta | N | 1 | 0 | 1 | 8.294 | KG | 125X222X140 | 4015080653585 |  | 279 | PDC | 1
67731 | K3X185/4 | 67731 | borna conectare cablu | 73 | cerere oferta | N | 1 | 0 | 1 | 10.826 | KG | 125X294X140 | 4015080677314 |  | 279 | PDC | 1
70104 | K3X185/5 | 70104 | borna conectare cablu | 73 | cerere oferta | N | 1 | 0 | 1 | 12.939 | KG | 125X366X140 | 4015080701040 |  | 279 | PDC | 1
60612 | K3X240/1 | 60612 | borna conectare cablu | 73 | cerere oferta | N | 1 | 0 | 1 | 4.528 | KG | 150X88X165 | 4015080606123 |  | 279 | PDC | 1
58239 | K3X240/3 | 58239 | borna conectare cablu | 73 | cerere oferta | N | 1 | 0 | 1 | 12.685 | KG | 150X252X165 | 4015080582397 |  | 279 | PDC | 1
55866 | K3X240/4 | 55866 | borna conectare cablu | 73 | cerere oferta | N | 1 | 0 | 1 | 17.775 | KG | 150X334X165 | 4015080558668 |  | 279 | PDC | 1
53493 | K3X240/5 | 53493 | borna conectare cablu | 73 | cerere oferta | N | 1 | 0 | 1 | 21.752 | KG | 150X416X165 | 4015080534938 |  | 279 | PDC | 1
86723 | K40X10 | 86723 | accesorii montaj tablou | 73 | cerere oferta | N | 1 | 0 | 1 | 0.1 | KG | 0X0X0 | 4015080867234 |  | 279 | PDC | 1
1818009 | K4AB | 1818009 | Handle K4AB 200 BL/BL/BL | 73 | cerere oferta | N | 1 | 0 | 1 | 0.32 | KG | 340X190X75 | 8711426634152 |  | 761 | ICD | 1
1818203 | K4AG | 1818203 | K4AG | 734 | cerere oferta | N | 1 | 0 | 1 | 0.55 | KG | 249X100X110 | 8711426854390 |  | 761 | ICD | 1
1818010 | K4AR | 1818010 | Handle K4A 4K12 RD | 73 | cerere oferta | N | 1 | 0 | 1 | 0.645 | KG | 50X500X190 | 8711426638150 |  | 761 | ICD | 1
1818023 | K4CB | 1818023 | Handle K4C 200 BL/BL/BL | 73 | cerere oferta | N | 1 | 0 | 1 | 0.645 | KG | 200X60X60 | 8711426529458 |  | 761 | ICD | 1
1818024 | K4CR | 1818024 | Handle K4C 200 RD/GL/RD | 73 | cerere oferta | N | 1 | 0 | 1 | 0.645 | KG | 200X60X60 | 8711426532564 |  | 761 | ICD | 1
1818053 | K4DB/C | 1818053 | Handle K4D CIL 200 BL/BL/OR | 73 | cerere oferta | N | 1 | 0 | 1 | 0.745 | KG | 50X500X190 | 8711426213579 |  | 761 | ICD | 1
1818050 | K4DB/P | 1818050 | Handle K4D 200 BL/BL/OR | 73 | cerere oferta | N | 1 | 0 | 1 | 0.78 | KG | 370X190X110 | 8711426212664 |  | 761 | ICD | 1
1818055 | K4DG/C | 1818055 | Handle K4D CIL 200 GS/GS/GS | 73 | cerere oferta | N | 1 | 0 | 1 | 0.745 | KG | 50X500X190 | 8711426317574 |  | 761 | ICD | 1
1818052 | K4DG/P | 1818052 | Handle K4D 200 GS/GS/GS | 73 | cerere oferta | N | 1 | 0 | 1 | 0.79 | KG | 380X200X100 | 8711426211575 |  | 761 | ICD | 1
1818054 | K4DR/C | 1818054 | Handle K4D CIL 200 RD/GL/GL | 73 | cerere oferta | N | 1 | 0 | 1 | 0.745 | KG | 50X500X190 | 8711426315686 |  | 761 | ICD | 1
1818051 | K4DR/P | 1818051 | Handle K4D 200 RD/GL/GL | 73 | cerere oferta | N | 1 | 0 | 1 | 0.7 | KG | 330X200X105 | 8711426104792 |  | 761 | ICD | 1
79596 | K4X185/1 | 79596 | borna conectare cablu | 73 | cerere oferta | N | 1 | 0 | 1 | 4.541 | KG | 150X88X165 | 4015080795964 |  | 279 | PDC | 1
77223 | K4X185/3 | 77223 | borna conectare cablu | 73 | cerere oferta | N | 1 | 0 | 1 | 13.195 | KG | 150X252X165 | 4015080772231 |  | 279 | PDC | 1
74850 | K4X185/4 | 74850 | borna conectare cablu | 73 | cerere oferta | N | 1 | 0 | 1 | 17.506 | KG | 150X334X165 | 4015080748502 |  | 279 | PDC | 1
72477 | K4X185/5 | 72477 | borna conectare cablu | 73 | cerere oferta | N | 1 | 0 | 1 | 21.818 | KG | 150X416X165 | 4015080724773 |  | 279 | PDC | 1
98573 | K50/1 | 98573 | ACC.INS.ENCLOSURE CI3-CI49 | 94 | cerere oferta | N | 10 | 0 | 1 | 0.041 | KG | 36X18X60 | 4015080985730 |  | 279 | PDC | 1
1818011 | K5AB | 1818011 | Handle K5A 4K14 BL | 73 | cerere oferta | N | 1 | 0 | 1 | 0.34 | KG | 335X190X85 | 8711426533684 |  | 761 | ICD | 1
1818012 | K5AR | 1818012 | Handle K5A 4K14 RD | 73 | cerere oferta | N | 1 | 0 | 1 | 0.35 | KG | 300X180X90 | 8711426745247 |  | 761 | ICD | 1
1818025 | K5CB | 1818025 | Handle K5C 280 BL/BL/BL | 73 | cerere oferta | N | 1 | 0 | 1 | 0.48 | KG | 370X190X100 | 8711426634459 |  | 761 | ICD | 1
1818026 | K5CR | 1818026 | Handle K5C 280 RD/GL/RD | 73 | cerere oferta | N | 1 | 0 | 1 | 0.695 | KG | 200X60X60 | 8711426636675 |  | 761 | ICD | 1
1818059 | K5DB/C | 1818059 | Handle K5D CIL 280 BL/BL/OR | 73 | cerere oferta | N | 1 | 0 | 1 | 0.8 | KG | 360X200X120 | 8711426529571 |  | 761 | ICD | 1
1818056 | K5DB/P | 1818056 | Handle K5D 280 BL/BL/OR | 73 | cerere oferta | N | 1 | 0 | 1 | 0.82 | KG | 380X190X110 | 8711426319578 |  | 761 | ICD | 1
1818061 | K5DG/C | 1818061 | Handle K5D CIL 280 GS/GS/GS | 73 | cerere oferta | N | 1 | 0 | 1 | 0.795 | KG | 370X190X100 | 8711426741584 |  | 761 | ICD | 1
1818058 | K5DG/P | 1818058 | Handle K5D 280 GS/GS/GS | 73 | cerere oferta | N | 1 | 0 | 1 | 0.805 | KG | 310X190X90 | 8711426527577 |  | 761 | ICD | 1
1818060 | K5DR/C | 1818060 | Handle K5D CIL 280 RD/GL/GL | 73 | cerere oferta | N | 1 | 0 | 1 | 0.795 | KG | 370X190X100 | 8711426531680 |  | 761 | ICD | 1
1818057 | K5DR/P | 1818057 | Handle K5D 280 RD/GL/GL | 73 | cerere oferta | N | 1 | 0 | 1 | 0.8 | KG | 380X200X105 | 8711426423572 |  | 761 | ICD | 1
1050256 | K6100VERL | 1050256 | Extension Shaft 100mm K6 | 73 | cerere oferta | N | 1 | 0 | 1 | 0.336 | KG | 280X140X5 | 8711426638105 |  | 761 | ICD | 1
1050257 | K6200VERL | 1050257 | Extension Shaft 200mm K6 | 73 | cerere oferta | N | 1 | 0 | 1 | 0.48 | KG | 250X160X20 | 8711426742109 |  | 761 | ICD | 1
1818013 | K6AB | 1818013 | Handle K6A 4K14 BL | 73 | cerere oferta | N | 1 | 0 | 1 | 0.38 | KG | 500X195X90 | 8711426849464 |  | 761 | ICD | 1
1818014 | K6AR | 1818014 | Handle K6A 4K14 RD | 73 | cerere oferta | N | 1 | 0 | 1 | 0.745 | KG | 50X500X190 | 8711426851245 |  | 761 | ICD | 1
1818027 | K6CB | 1818027 | Handle K6C 400 BL/BL/BL | 73 | cerere oferta | N | 1 | 0 | 1 | 0.545 | KG | 100X100X400 | 8711426638457 |  | 761 | ICD | 1
1818028 | K6CR | 1818028 | Handle K6C 400 RD/GL/RD | 73 | cerere oferta | N | 1 | 0 | 1 | 0.51 | KG | 480X200X100 | 8711426640450 |  | 761 | ICD | 1
1818065 | K6DB/C | 1818065 | Handle K6D CIL 400 BL/BL/OR | 73 | cerere oferta | N | 1 | 0 | 1 | 0.906 | KG | 500X190X100 | 8711426853690 |  | 761 | ICD | 1
1818062 | K6DB/P | 1818062 | Handle K6D 400 BL/BL/OR | 73 | cerere oferta | N | 1 | 0 | 1 | 0.9 | KG | 470X190X105 | 8711426745698 |  | 761 | ICD | 1
1818067 | K6DG/C | 1818067 | Handle K6D CIL 400 GS/GS/GS | 73 | cerere oferta | N | 1 | 0 | 1 | 0.82 | KG | 405X100X100 | 8711426957589 |  | 761 | ICD | 1
1818064 | K6DG/P | 1818064 | Handle K6D 400 GS/GS/GS | 73 | cerere oferta | N | 1 | 0 | 1 | 0.866 | KG | 405X100X100 | 8711426851580 |  | 761 | ICD | 1
1818066 | K6DR/C | 1818066 | Handle K6D CIL 400 RD/GL/GL | 73 | cerere oferta | N | 1 | 0 | 1 | 0.795 | KG | 50X500X190 | 8711426955585 |  | 761 | ICD | 1
1818063 | K6DR/P | 1818063 | Handle K6D 400 RD/GL/GL | 73 | cerere oferta | N | 1 | 0 | 1 | 0.78 | KG | 450X220X120 | 8711426847583 |  | 761 | ICD | 1
105873 | K83.02.1 | 105873 | Components for constructors | 54 | cerere oferta | N | 250 | 0 | 1 | 0.008 | KG | 210X280X140 | 4015081056491 |  | 291 | ICD | 1
105874 | K83.07 | 105874 | Components for constructors | 54 | cerere oferta | N | 250 | 0 | 1 | 0.002 | KG | 100X145X125 | 4015081056507 |  | 291 | ICD | 1
10773 | K95/1N | 10773 | K SINGLE TERMINALS | 85 | cerere oferta | N | 1 | 0 | 1 | 0.537 | KG | 100X37X115 | 4015080107736 |  | 279 | PDC | 1
12336 | K95/1N/BR | 12336 | borna conectare cablu | 73 | cerere oferta | N | 1 | 0 | 1 | 0.563 | KG | 100X37X115 | 4015080123361 |  | 279 | PDC | 1
25017 | K95/3 | 25017 | borna conectare cablu | 73 | cerere oferta | N | 1 | 0 | 1 | 1.436 | KG | 100X99X115 | 4015080250173 |  | 279 | PDC | 1
27390 | K95/4 | 27390 | borna conectare cablu | 73 | cerere oferta | N | 1 | 0 | 1 | 1.869 | KG | 100X130X115 | 4015080273905 |  | 279 | PDC | 1
29763 | K95/5 | 29763 | borna conectare cablu | 73 | cerere oferta | N | 1 | 0 | 1 | 2.292 | KG | 100X161X115 | 4015080297635 |  | 279 | PDC | 1
ROCO0000000225 | KBU 58 500/5A 2,5VA KI.0,5 | ROCO0000000225 | KBU 58 500/5A 2,5VA KI.0,5 | 732 | cerere oferta | N | 1 | 0 | 1 | 1 | KG | 0 001X0 001X0 001 | 9008790271625 |  | 306 | ICD | 1
ROCO0000000299 | KBU 58 500/5A 5VA Kl.1 | ROCO0000000299 | KBU 58 500/5A 5VA Kl.1 | 732 | cerere oferta | N | 1 | 0 | 1 | 1 | KG | 0 001X0 001X0 001 | 9008790501791 |  | 306 | ICD | 1
ROCO0000080065 | KBU 58 600/5A 5VA Kl.1 | ROCO0000080065 | KBU 58 600/5A 5VA Kl.1 | 732 | cerere oferta | N | 1 | 0 | 1 | 1 | KG | 0 001X0 001X0 001 | 9008790508011 |  | 306 | ICD | 1
ROALF000000043 | KBU 812 1000/5A 10VA Cl. 1 | ROALF000000043 | KBU 812 1000/5A 10VA Cl. 1 | 732 | cerere oferta | N | 1 | 0 | 1 | 1 | KG | 0 001X0 001X0 001 | 9008790472077 |  | 306 | ICD | 1
ROMB80098 | KBU 812 1000/5A, CL1 | ROMB80098 | KBU 812 1000/5A, CL1 | 732 | cerere oferta | N | 1 | 0 | 1 | 1 | KG | 0 001X0 001X0 001 | 9008790084621 |  | 279 | PDC | 1
ROCO0000080144 | KBU 816 1500/5A 10VA Kl.1 | ROCO0000080144 | Reductor 816, 1500/5A detasabil | 732 | cerere oferta | N | 1 | 0 | 1 | 1 | KG | 0 001X0 001X0 001 | 9008790507281 |  | 306 | ICD | 1
2314 | K-CI | 2314 | BT ASSEMBLY PARTS | 94 | cerere oferta | S | 100 | 0 | 1 | 0.002 | KG | 27X16X14 | 4015080023142 |  | 277 | PDC | 1
207451 | K-CI-K1/2 | 207451 | N-conductor terminal for small encl. | 94 | cerere oferta | S | 20 | 0 | 1 | 0.007 | KG | 27X10X13 | 4015082074517 |  | 292 | ICD | 1
206915 | K-CI-K3 | 206915 | N conductor terminal for small enclosure | 94 | cerere oferta | S | 20 | 0 | 1 | 0.008 | KG | 21X15X17 | 4015082069155 |  | 292 | ICD | 1
206916 | K-CI-K4 | 206916 | N conductor terminal for small enclosure | 94 | cerere oferta | S | 20 | 0 | 1 | 0.01 | KG | 24X20X20 | 4015082069162 |  | 292 | ICD | 1
218488 | K-CI-K5 | 218488 | N terminal for small enclosures | 94 | cerere oferta | S | 1 | 0 | 1 | 0.05 | KG | 36X18X60 | 4015082184889 |  | 292 | ICD | 1
19649 | KD25 | 19649 | accesorii montaj tablou | 73 | cerere oferta | N | 200 | 0 | 1 | 0.019 | KG | 1500X32X18 | 4015080196495 |  | 279 | PDC | 1
2313 | KD4-CI | 2313 | BT ASSEMBLY PARTS | 94 | cerere oferta | S | 25 | 0 | 1 | 0.002 | KG | 8X26X14 | 4015080023135 |  | 277 | PDC | 1
24395 | KD60 | 24395 | accesorii montaj tablou | 73 | cerere oferta | N | 100 | 0 | 1 | 0.032 | KG | 1500X69X18 | 4015080243953 |  | 279 | PDC | 1
138576 | KEY-E10/30-GS | 138576 | spare key for semi-cylinder, keyed alike | 106 | cerere oferta | N | 4 | 0 | 1 | 0.044 | KG | 0,06X0,03X0,026 | 4015081353552 |  | 278 | PDC | 1
139786 | KEYPAD-BLANK | 139786 | 9000X Series Blank Keypad | 50 | cerere oferta | N | 1 | 0 | 1 | 0.149 | KG | 152 4X107 95X44 45 | 4015081365609 |  | 696 | ICD | 1
137253 | KEYPAD-LCD | 137253 | SLX9000 Series LCD Keypad (Replacement K | 50 | cerere oferta | N | 1 | 0 | 1 | 0.15 | KG | 152X108X44 | 4015081340439 |  | 696 | ICD | 1
139787 | KEYPAD-LOC/REM | 139787 | 9000X Series L-Remote Keypad (Loc/ Rem B | 50 | cerere oferta | N | 1 | 0 | 1 | 0.149 | KG | 152 4X107 95X44 45 | 4015081365616 |  | 696 | ICD | 1
78974 | KH25/35 | 78974 | accesorii montaj tablou | 73 | cerere oferta | N | 20 | 0 | 1 | 0.004 | KG | 35X20X29 | 4015080789741 |  | 279 | PDC | 1
178947 | KH-KLV | 178947 | KH-KLV | 84 | cerere oferta | S | 1 | 0 | 1 | 0.02 | KG | 0 001X0 001X0 001 | 4015081742646 |  | 272 | PDC | 1
1314915 | KITM10X20 | 1314915 | Connection kit M10x20 | 73 | cerere oferta | N | 1 | 0 | 1 | 0.146 | KG | 0 001X0 001X0 001 | 8711426692459 |  | 761 | ICD | 1
1314648 | KITM10X30 | 1314648 | Connection kit M10x30 | 73 | cerere oferta | N | 1 | 0 | 1 | 0.16 | KG | 150X90X20 | 8711426852983 |  | 761 | ICD | 1
1314857 | KITM12X35 | 1314857 | Connection kit M12x35 | 73 | cerere oferta | N | 1 | 0 | 1 | 1.1 | KG | 20X50X50 | 8711426141629 |  | 761 | ICD | 1
1314031 | KITM6X20 | 1314031 | Connection kit M6x20 | 73 | cerere oferta | N | 1 | 0 | 1 | 0.125 | KG | 20X50X50 | 8711426570597 |  | 761 | ICD | 1
1314927 | KITM8X20 | 1314927 | Connection kit M8x20 | 73 | cerere oferta | N | 1 | 0 | 1 | 0.08 | KG | 150X140X10 | 8711426261341 |  | 761 | ICD | 1
81347 | KK25 | 81347 | accesorii montaj tablou | 73 | cerere oferta | N | 100 | 0 | 1 | 0.003 | KG | 10X19X19 | 4015080813477 |  | 279 | PDC | 1
83720 | KK60 | 83720 | accesorii montaj tablou | 73 | cerere oferta | N | 100 | 0 | 1 | 0.004 | KG | 20X59X19 | 4015080837206 |  | 279 | PDC | 1
72284 | KKS-DILE | 72284 | accesorii DILEM/DILER | 36 | cerere oferta | S | 500 | 0.4 | 1 | 0.001 | KG | 13X7X8 | 4015080722847 |  | 703 | ICD | 1
275242 | KKW-40 | 275242 | KKW | 85 | cerere oferta | S | 100 | 3 | 1 | 0.061 | KG | 0 001X0 001X0 001 | 4015082752422 |  | 273 | PDC | 1
275243 | KKW-DIN | 275243 | Coltar canal cablu | 85 | cerere oferta | S | 100 | 2 | 1 | 0.19 | KG | 170X40X30 | 4015082752439 |  | 273 | PDC | 1
219726 | KL-15 | 219726 | KL | 85 | cerere oferta | S | 1 | 2 | 1 | 0.001 | KG | 0 001X0 001X0 001 | 9004852591137 |  | 272 | PDC | 1
12531 | KL25/35 | 12531 | STEEL ENCLOSURE GK | 100 | cerere oferta | N | 60 | 0 | 1 | 0.518 | KG | 1500X35X40 | 4015080125310 |  | 279 | PDC | 1
14904 | KL25/35K | 14904 | canal cablu 25x35mm | 73 | cerere oferta | N | 50 | 0 | 1 | 0.255 | KG | 20X40X30 | 4015080149040 |  | 279 | PDC | 1
ROCO000050 | KL25X40-CO | ROCO000050 | Canal cablu 25x40mm | 732 | cerere oferta | N | 1 | 0 | 1 | 1 | KG | 0 001X0 001X0 001 | 9008790086182 |  | 279 | PDC | 1
ROWDBK6224 | KL25X40-WD | ROWDBK6224 | CANAL CABLU PERFORAT | 731 | cerere oferta | N | 1 | 0 | 1 | 1 | KG | 0 001X0 001X0 001 | 9008790082009 |  | 306 | ICD | 1
ROCO000051 | KL25X60-CO | ROCO000051 | Canal cablu 25x60mm | 732 | cerere oferta | N | 1 | 0 | 1 | 1 | KG | 0 001X0 001X0 001 | 9008790086175 |  | 279 | PDC | 1
ROWDBK6307 | KL25X60-WD | ROWDBK6307 | CANAL CABLU | 731 | cerere oferta | N | 1 | 0 | 1 | 1 | KG | 0 001X0 001X0 001 | 9008790081873 |  | 306 | ICD | 1
275449 | KL-29 | 275449 | KL | 85 | cerere oferta | S | 1 | 1 | 1 | 0.13 | KG | 0 001X0 001X0 001 | 4015082754495 |  | 273 | PDC | 1
ROCO000113 | KL30X60-WD | ROCO000113 | KL30X60-WD | 732 | cerere oferta | N | 1 | 0 | 1 | 1 | KG | 0 001X0 001X0 001 | 9008790086076 |  | 279 | PDC | 1
ROWDBK6232 | KL40X40-WD | ROWDBK6232 | CANAL CABLU SLITAT | 731 | cerere oferta | N | 1 | 0 | 1 | 1 | KG | 0 001X0 001X0 001 | 9008790081897 |  | 306 | ICD | 1
ROWDBK6315 | KL40X60-WD | ROWDBK6315 | CANAL CABLU PERFORAT | 731 | cerere oferta | N | 1 | 0 | 1 | 1 | KG | 0 001X0 001X0 001 | 9008790081866 |  | 306 | ICD | 1
275450 | KL-45 | 275450 | KL | 85 | cerere oferta | S | 100 | 1 | 1 | 0.19 | KG | 0 001X0 001X0 001 | 4015082754501 |  | 273 | PDC | 1
275451 | KL-60 | 275451 | Terminal Block | 85 | cerere oferta | N | 100 | 0 | 1 | 0.25 | KG | 0 001X0 001X0 001 | 4015082754518 |  | 273 | PDC | 1
29142 | KL60/60 | 29142 | Canal cablu 60x60mm | 73 | cerere oferta | N | 20 | 0 | 1 | 1.056 | KG | 1500X70X70 | 4015080291428 |  | 279 | PDC | 1
ROWDBK6240 | KL60X40-WD | ROWDBK6240 | CANAL CABLU SLITAT | 731 | cerere oferta | N | 1 | 0 | 1 | 1 | KG | 0 001X0 001X0 001 | 9008790081880 |  | 306 | ICD | 1
ROCO000052 | KL60X60-CO | ROCO000052 | Canal cablu 60x60mm | 732 | cerere oferta | N | 1 | 0 | 1 | 1 | KG | 0 001X0 001X0 001 | 9008790086168 |  | 279 | PDC | 1
ROWDBK6323 | KL60X60-WD | ROWDBK6323 | CANAL CABLU PERFORAT | 731 | cerere oferta | N | 1 | 0 | 1 | 0.3 | KG | 0 001X0 001X0 001 | 9008790081859 |  | 306 | ICD | 1
219724 | KL-7 | 219724 | Bloc borne conectare | 85 | cerere oferta | S | 1 | 2 | 1 | 0.001 | KG | 0 001X0 001X0 001 | 9004852591120 |  | 272 | PDC | 1
ROWDBK6331 | KL80X60-WD | ROWDBK6331 | KL80X60-WD | 731 | cerere oferta | N | 1 | 0 | 1 | 1 | KG | 0 001X0 001X0 001 | 9008790081842 |  | 306 | ICD | 1
275453 | KLA | 275453 | Borna de conectare 25mm2 | 85 | cerere oferta | S | 10 | 1 | 600 | 0.02 | KG | 0 001X0 001X0 001 | 4015082754532 |  | 273 | PDC | 1
140243 | KLBU-4-6Z | 140243 | Shield terminal | 6 | cerere oferta | N | 1 | 0 | 1 | 0.095 | KG | 1X1X1 | 7640130123168 |  | 203 | IAB | 1
275452 | KLM | 275452 | Terminal Block | 85 | cerere oferta | S | 1 | 0 | 1 | 0.59 | KG | 995X8X10 | 4015082754525 |  | 273 | PDC | 1
178806 | KLV-12HWP-F | 178806 | KLV-12HWP-F | 84 | cerere oferta | S | 1 | 0 | 90 | 2.54 | KG | 0 001X0 001X0 001 | 4015081741359 |  | 272 | PDC | 1
178807 | KLV-12HWP-SF | 178807 | KLV-12HWP-SF | 84 | cerere oferta | S | 1 | 0 | 90 | 2.54 | KG | 0 001X0 001X0 001 | 4015081741366 |  | 272 | PDC | 1
178822 | KLV-12HWS-F | 178822 | KLV-12HWS-F | 84 | cerere oferta | S | 1 | 0 | 90 | 2.54 | KG | 0 001X0 001X0 001 | 4015081741519 |  | 272 | PDC | 1
178823 | KLV-12HWS-SF | 178823 | KLV-12HWS-SF | 84 | cerere oferta | S | 1 | 0 | 90 | 2.54 | KG | 0 001X0 001X0 001 | 4015081741526 |  | 272 | PDC | 1
178798 | KLV-12UPP-F | 178798 | KLV-12UPP-F | 84 | cerere oferta | S | 1 | 0 | 90 | 2.54 | KG | 0 001X0 001X0 001 | 4015081741274 |  | 272 | PDC | 1
178799 | KLV-12UPP-SF | 178799 | KLV-12UPP-SF | 84 | cerere oferta | S | 1 | 0 | 90 | 2.54 | KG | 0 001X0 001X0 001 | 4015081741281 |  | 272 | PDC | 1
178814 | KLV-12UPS-F | 178814 | KLV-12UPS-F | 84 | cerere oferta | S | 1 | 0 | 90 | 2.54 | KG | 0 001X0 001X0 001 | 4015081741434 |  | 272 | PDC | 1
178815 | KLV-12UPS-SF | 178815 | KLV-12UPS-SF | 84 | cerere oferta | S | 1 | 0 | 90 | 2.54 | KG | 0 001X0 001X0 001 | 4015081741441 |  | 272 | PDC | 1
178870 | KLV-1HWP-4PR | 178870 | KLV-1HWP-4PR | 84 | cerere oferta | S | 1 | 0 | 90 | 0.6 | KG | 0 001X0 001X0 001 | 4015081741991 |  | 272 | PDC | 1
178866 | KLV-1UPP-4PR | 178866 | KLV-1UPP-4PR | 84 | cerere oferta | S | 1 | 0 | 90 | 0.6 | KG | 0 001X0 001X0 001 | 4015081741953 |  | 272 | PDC | 1
178808 | KLV-24HWP-F | 178808 | KLV-24HWP-F | 84 | cerere oferta | S | 1 | 0 | 60 | 3.41 | KG | 0 001X0 001X0 001 | 4015081741373 |  | 272 | PDC | 1
178809 | KLV-24HWP-SF | 178809 | KLV-24HWP-SF | 84 | cerere oferta | S | 1 | 0 | 60 | 3.41 | KG | 0 001X0 001X0 001 | 4015081741380 |  | 272 | PDC | 1
178824 | KLV-24HWS-F | 178824 | KLV-24HWS-F | 84 | cerere oferta | S | 1 | 0 | 60 | 3.41 | KG | 0 001X0 001X0 001 | 4015081741533 |  | 272 | PDC | 1
178825 | KLV-24HWS-SF | 178825 | KLV-24HWS-SF | 84 | cerere oferta | S | 1 | 0 | 60 | 3.41 | KG | 0 001X0 001X0 001 | 4015081741540 |  | 272 | PDC | 1
178800 | KLV-24UPP-F | 178800 | KLV-24UPP-F | 84 | cerere oferta | S | 1 | 0 | 60 | 3.41 | KG | 0 001X0 001X0 001 | 4015081741298 |  | 272 | PDC | 1
178801 | KLV-24UPP-SF | 178801 | KLV-24UPP-SF | 84 | cerere oferta | S | 1 | 0 | 60 | 3.41 | KG | 0 001X0 001X0 001 | 4015081741304 |  | 272 | PDC | 1
178816 | KLV-24UPS-F | 178816 | KLV-24UPS-F | 84 | cerere oferta | S | 1 | 0 | 60 | 3.41 | KG | 0 001X0 001X0 001 | 4015081741458 |  | 272 | PDC | 1
178817 | KLV-24UPS-SF | 178817 | KLV-24UPS-SF | 84 | cerere oferta | S | 1 | 0 | 60 | 3.41 | KG | 0 001X0 001X0 001 | 4015081741465 |  | 272 | PDC | 1
178871 | KLV-2HWP-4PR | 178871 | KLV-2HWP-4PR | 84 | cerere oferta | S | 1 | 0 | 60 | 0.85 | KG | 0 001X0 001X0 001 | 4015081742004 |  | 272 | PDC | 1
178867 | KLV-2UPP-4PR | 178867 | KLV-2UPP-4PR | 84 | cerere oferta | S | 1 | 0 | 60 | 0.85 | KG | 0 001X0 001X0 001 | 4015081741960 |  | 272 | PDC | 1
178834 | KLV-36HWM-F | 178834 | KLV-36HWM-F | 84 | cerere oferta | S | 1 | 0 | 60 | 5.5 | KG | 0 001X0 001X0 001 | 4015081741632 |  | 272 | PDC | 1
178835 | KLV-36HWM-SF | 178835 | KLV-36HWM-SF | 84 | cerere oferta | S | 1 | 0 | 60 | 5.5 | KG | 0 001X0 001X0 001 | 4015081741649 |  | 272 | PDC | 1
178810 | KLV-36HWP-F | 178810 | KLV-36HWP-F | 84 | cerere oferta | S | 1 | 0 | 60 | 4.2 | KG | 0 001X0 001X0 001 | 4015081741397 |  | 272 | PDC | 1
178811 | KLV-36HWP-SF | 178811 | KLV-36HWP-SF | 84 | cerere oferta | S | 1 | 0 | 60 | 4.2 | KG | 0 001X0 001X0 001 | 4015081741403 |  | 272 | PDC | 1
178826 | KLV-36HWS-F | 178826 | KLV-36HWS-F | 84 | cerere oferta | S | 1 | 0 | 60 | 4.2 | KG | 0 001X0 001X0 001 | 4015081741557 |  | 272 | PDC | 1
178827 | KLV-36HWS-SF | 178827 | KLV-36HWS-SF | 84 | cerere oferta | S | 1 | 0 | 60 | 4.2 | KG | 0 001X0 001X0 001 | 4015081741564 |  | 272 | PDC | 1
178830 | KLV-36UPM-F | 178830 | KLV-36UPM-F | 84 | cerere oferta | S | 1 | 0 | 60 | 5.5 | KG | 0 001X0 001X0 001 | 4015081741595 |  | 272 | PDC | 1
178831 | KLV-36UPM-SF | 178831 | KLV-36UPM-SF | 84 | cerere oferta | S | 1 | 0 | 60 | 5.5 | KG | 0 001X0 001X0 001 | 4015081741601 |  | 272 | PDC | 1
178802 | KLV-36UPP-F | 178802 | KLV-36UPP-F | 84 | cerere oferta | S | 1 | 0 | 60 | 4.2 | KG | 0 001X0 001X0 001 | 4015081741311 |  | 272 | PDC | 1
178803 | KLV-36UPP-SF | 178803 | KLV-36UPP-SF | 84 | cerere oferta | S | 1 | 0 | 60 | 4.2 | KG | 0 001X0 001X0 001 | 4015081741328 |  | 272 | PDC | 1
178818 | KLV-36UPS-F | 178818 | KLV-36UPS-F | 84 | cerere oferta | S | 1 | 0 | 60 | 4.2 | KG | 0 001X0 001X0 001 | 4015081741472 |  | 272 | PDC | 1
178819 | KLV-36UPS-SF | 178819 | KLV-36UPS-SF | 84 | cerere oferta | S | 1 | 0 | 60 | 4.2 | KG | 0 001X0 001X0 001 | 4015081741489 |  | 272 | PDC | 1
178872 | KLV-3HWP-4PR | 178872 | KLV-3HWP-4PR | 84 | cerere oferta | S | 1 | 0 | 60 | 1.2 | KG | 0 001X0 001X0 001 | 4015081742011 |  | 272 | PDC | 1
178868 | KLV-3UPP-4PR | 178868 | KLV-3UPP-4PR | 84 | cerere oferta | S | 1 | 0 | 60 | 1.2 | KG | 0 001X0 001X0 001 | 4015081741977 |  | 272 | PDC | 1
178836 | KLV-48HWM-F | 178836 | KLV-48HWM-F | 84 | cerere oferta | S | 1 | 0 | 45 | 6.5 | KG | 0 001X0 001X0 001 | 4015081741656 |  | 272 | PDC | 1
178837 | KLV-48HWM-SF | 178837 | KLV-48HWM-SF | 84 | cerere oferta | S | 1 | 0 | 45 | 6.5 | KG | 0 001X0 001X0 001 | 4015081741663 |  | 272 | PDC | 1
178812 | KLV-48HWP-F | 178812 | KLV-48HWP-F | 84 | cerere oferta | S | 1 | 0 | 45 | 4.98 | KG | 0 001X0 001X0 001 | 4015081741410 |  | 272 | PDC | 1
178813 | KLV-48HWP-SF | 178813 | KLV-48HWP-SF | 84 | cerere oferta | S | 1 | 0 | 45 | 4.98 | KG | 0 001X0 001X0 001 | 4015081741427 |  | 272 | PDC | 1
178828 | KLV-48HWS-F | 178828 | KLV-48HWS-F | 84 | cerere oferta | S | 1 | 0 | 45 | 4.98 | KG | 0 001X0 001X0 001 | 4015081741571 |  | 272 | PDC | 1
178829 | KLV-48HWS-SF | 178829 | KLV-48HWS-SF | 84 | cerere oferta | S | 1 | 0 | 45 | 4.98 | KG | 0 001X0 001X0 001 | 4015081741588 |  | 272 | PDC | 1
178832 | KLV-48UPM-F | 178832 | KLV-48UPM-F | 84 | cerere oferta | S | 1 | 0 | 45 | 6.5 | KG | 0 001X0 001X0 001 | 4015081741618 |  | 272 | PDC | 1
178833 | KLV-48UPM-SF | 178833 | KLV-48UPM-SF | 84 | cerere oferta | S | 1 | 0 | 45 | 6.5 | KG | 0 001X0 001X0 001 | 4015081741625 |  | 272 | PDC | 1
178804 | KLV-48UPP-F | 178804 | KLV-48UPP-F | 84 | cerere oferta | S | 1 | 0 | 45 | 4.98 | KG | 0 001X0 001X0 001 | 4015081741335 |  | 272 | PDC | 1
178805 | KLV-48UPP-SF | 178805 | KLV-48UPP-SF | 84 | cerere oferta | S | 1 | 0 | 45 | 4.98 | KG | 0 001X0 001X0 001 | 4015081741342 |  | 272 | PDC | 1
178820 | KLV-48UPS-F | 178820 | KLV-48UPS-F | 84 | cerere oferta | S | 1 | 0 | 45 | 4.98 | KG | 0 001X0 001X0 001 | 4015081741496 |  | 272 | PDC | 1
178821 | KLV-48UPS-SF | 178821 | KLV-48UPS-SF | 84 | cerere oferta | S | 1 | 0 | 45 | 4.98 | KG | 0 001X0 001X0 001 | 4015081741502 |  | 272 | PDC | 1
178873 | KLV-4HWP-4PR | 178873 | KLV-4HWP-4PR | 84 | cerere oferta | S | 1 | 0 | 45 | 1.35 | KG | 0 001X0 001X0 001 | 4015081742028 |  | 272 | PDC | 1
178869 | KLV-4UPP-4PR | 178869 | KLV-4UPP-4PR | 84 | cerere oferta | S | 1 | 0 | 45 | 1.35 | KG | 0 001X0 001X0 001 | 4015081741984 |  | 272 | PDC | 1
279268 | KLV-BSB | 279268 | KLV-BSB | 84 | cerere oferta | S | 1 | 5 | 1 | 0.017 | KG | 0 001X0 001X0 001 | 4015082792688 |  | 272 | PDC | 1
178874 | KLV-F1-4PR | 178874 | KLV-F1-4PR | 84 | cerere oferta | S | 1 | 0 | 90 | 2.4 | KG | 0 001X0 001X0 001 | 4015081742035 |  | 272 | PDC | 1
178854 | KLV-F1HWP-4PR | 178854 | KLV-F1HWP-4PR | 84 | cerere oferta | S | 1 | 0 | 90 | 1.54 | KG | 0 001X0 001X0 001 | 4015081741830 |  | 272 | PDC | 1
178846 | KLV-F1UPP-4PR | 178846 | KLV-F1UPP-4PR | 84 | cerere oferta | S | 1 | 0 | 90 | 1.54 | KG | 0 001X0 001X0 001 | 4015081741755 |  | 272 | PDC | 1
178875 | KLV-F2-4PR | 178875 | KLV-F2-4PR | 84 | cerere oferta | S | 1 | 0 | 60 | 2.8 | KG | 0 001X0 001X0 001 | 4015081742042 |  | 272 | PDC | 1
178855 | KLV-F2HWP-4PR | 178855 | KLV-F2HWP-4PR | 84 | cerere oferta | S | 1 | 0 | 60 | 2.26 | KG | 0 001X0 001X0 001 | 4015081741847 |  | 272 | PDC | 1
178847 | KLV-F2UPP-4PR | 178847 | KLV-F2UPP-4PR | 84 | cerere oferta | S | 1 | 0 | 60 | 2.26 | KG | 0 001X0 001X0 001 | 4015081741762 |  | 272 | PDC | 1
178876 | KLV-F3-4PR | 178876 | KLV-F3-4PR | 84 | cerere oferta | S | 1 | 0 | 60 | 3.1 | KG | 0 001X0 001X0 001 | 4015081742059 |  | 272 | PDC | 1
178856 | KLV-F3HWP-4PR | 178856 | KLV-F3HWP-4PR | 84 | cerere oferta | S | 1 | 0 | 60 | 2.7 | KG | 0 001X0 001X0 001 | 4015081741854 |  | 272 | PDC | 1
178882 | KLV-F3L-4PR | 178882 | KLV-F3L-4PR | 84 | cerere oferta | S | 1 | 0 | 60 | 3.1 | KG | 0 001X0 001X0 001 | 4015081742110 |  | 272 | PDC | 1
178862 | KLV-F3M-4PR | 178862 | KLV-F3M-4PR | 84 | cerere oferta | S | 1 | 0 | 60 | 4.2 | KG | 0 001X0 001X0 001 | 4015081741915 |  | 272 | PDC | 1
178848 | KLV-F3UPP-4PR | 178848 | KLV-F3UPP-4PR | 84 | cerere oferta | S | 1 | 0 | 60 | 2.7 | KG | 0 001X0 001X0 001 | 4015081741779 |  | 272 | PDC | 1
178877 | KLV-F4-4PR | 178877 | KLV-F4-4PR | 84 | cerere oferta | S | 1 | 0 | 45 | 3.3 | KG | 0 001X0 001X0 001 | 4015081742066 |  | 272 | PDC | 1
178857 | KLV-F4HWP-4PR | 178857 | KLV-F4HWP-4PR | 84 | cerere oferta | S | 1 | 0 | 45 | 3.38 | KG | 0 001X0 001X0 001 | 4015081741861 |  | 272 | PDC | 1
178883 | KLV-F4L-4PR | 178883 | KLV-F4L-4PR | 84 | cerere oferta | S | 1 | 0 | 45 | 3.3 | KG | 0 001X0 001X0 001 | 4015081742127 |  | 272 | PDC | 1
178863 | KLV-F4M-4PR | 178863 | KLV-F4M-4PR | 84 | cerere oferta | S | 1 | 0 | 45 | 4.9 | KG | 0 001X0 001X0 001 | 4015081741922 |  | 272 | PDC | 1
178849 | KLV-F4UPP-4PR | 178849 | KLV-F4UPP-4PR | 84 | cerere oferta | S | 1 | 0 | 45 | 3.38 | KG | 0 001X0 001X0 001 | 4015081741786 |  | 272 | PDC | 1
178842 | KLV-HW1-4PR | 178842 | KLV-HW1-4PR | 84 | cerere oferta | S | 1 | 0 | 90 | 1 | KG | 0 001X0 001X0 001 | 4015081741717 |  | 272 | PDC | 1
178843 | KLV-HW2-4PR | 178843 | KLV-HW2-4PR | 84 | cerere oferta | S | 1 | 0 | 60 | 1.15 | KG | 0 001X0 001X0 001 | 4015081741724 |  | 272 | PDC | 1
178844 | KLV-HW3-4PR | 178844 | KLV-HW3-4PR | 84 | cerere oferta | S | 1 | 0 | 60 | 1.3 | KG | 0 001X0 001X0 001 | 4015081741731 |  | 272 | PDC | 1
178845 | KLV-HW4-4PR | 178845 | KLV-HW4-4PR | 84 | cerere oferta | S | 1 | 0 | 45 | 1.6 | KG | 0 001X0 001X0 001 | 4015081741748 |  | 272 | PDC | 1
279266 | KLV-LV-PL-45 | 279266 | KLV-LV-PL-45 | 84 | cerere oferta | N | 1 | 0 | 1 | 0.6 | KG | 2000X90X50 | 4015082792664 |  | 272 | PDC | 1
279265 | KLV-LV-SP-45 | 279265 | KLV-LV-SP-45 | 84 | cerere oferta | N | 1 | 1 | 1 | 0.2 | KG | 0 001X0 001X0 001 | 4015082792657 |  | 272 | PDC | 1
178878 | KLV-SF1-4PR | 178878 | KLV-SF1-4PR | 84 | cerere oferta | S | 1 | 0 | 90 | 2.4 | KG | 0 001X0 001X0 001 | 4015081742073 |  | 272 | PDC | 1
178858 | KLV-SF1HWP-4PR | 178858 | KLV-SF1HWP-4PR | 84 | cerere oferta | S | 1 | 0 | 90 | 1.54 | KG | 0 001X0 001X0 001 | 4015081741878 |  | 272 | PDC | 1
178850 | KLV-SF1UPP-4PR | 178850 | KLV-SF1UPP-4PR | 84 | cerere oferta | S | 1 | 0 | 90 | 1.54 | KG | 0 001X0 001X0 001 | 4015081741793 |  | 272 | PDC | 1
178879 | KLV-SF2-4PR | 178879 | KLV-SF2-4PR | 84 | cerere oferta | S | 1 | 0 | 60 | 2.8 | KG | 0 001X0 001X0 001 | 4015081742080 |  | 272 | PDC | 1
178859 | KLV-SF2HWP-4PR | 178859 | KLV-SF2HWP-4PR | 84 | cerere oferta | S | 1 | 0 | 60 | 2.26 | KG | 0 001X0 001X0 001 | 4015081741885 |  | 272 | PDC | 1
178851 | KLV-SF2UPP-4PR | 178851 | KLV-SF2UPP-4PR | 84 | cerere oferta | S | 1 | 0 | 60 | 2.26 | KG | 0 001X0 001X0 001 | 4015081741809 |  | 272 | PDC | 1
178880 | KLV-SF3-4PR | 178880 | KLV-SF3-4PR | 84 | cerere oferta | S | 1 | 0 | 60 | 3.1 | KG | 0 001X0 001X0 001 | 4015081742097 |  | 272 | PDC | 1
178860 | KLV-SF3HWP-4PR | 178860 | KLV-SF3HWP-4PR | 84 | cerere oferta | S | 1 | 0 | 60 | 2.7 | KG | 0 001X0 001X0 001 | 4015081741892 |  | 272 | PDC | 1
178884 | KLV-SF3L-4PR | 178884 | KLV-SF3L-4PR | 84 | cerere oferta | S | 1 | 0 | 60 | 3.1 | KG | 0 001X0 001X0 001 | 4015081742134 |  | 272 | PDC | 1
178864 | KLV-SF3M-4PR | 178864 | KLV-SF3M-4PR | 84 | cerere oferta | S | 1 | 0 | 60 | 4.2 | KG | 0 001X0 001X0 001 | 4015081741939 |  | 272 | PDC | 1
178852 | KLV-SF3UPP-4PR | 178852 | KLV-SF3UPP-4PR | 84 | cerere oferta | S | 1 | 0 | 60 | 2.7 | KG | 0 001X0 001X0 001 | 4015081741816 |  | 272 | PDC | 1
178881 | KLV-SF4-4PR | 178881 | KLV-SF4-4PR | 84 | cerere oferta | S | 1 | 0 | 45 | 3.3 | KG | 0 001X0 001X0 001 | 4015081742103 |  | 272 | PDC | 1
178861 | KLV-SF4HWP-4PR | 178861 | KLV-SF4HWP-4PR | 84 | cerere oferta | S | 1 | 0 | 45 | 3.38 | KG | 0 001X0 001X0 001 | 4015081741908 |  | 272 | PDC | 1
178885 | KLV-SF4L-4PR | 178885 | KLV-SF4L-4PR | 84 | cerere oferta | S | 1 | 0 | 45 | 3.3 | KG | 0 001X0 001X0 001 | 4015081742141 |  | 272 | PDC | 1
178865 | KLV-SF4M-4PR | 178865 | KLV-SF4M-4PR | 84 | cerere oferta | S | 1 | 0 | 45 | 4.9 | KG | 0 001X0 001X0 001 | 4015081741946 |  | 272 | PDC | 1
178853 | KLV-SF4UPP-4PR | 178853 | KLV-SF4UPP-4PR | 84 | cerere oferta | S | 1 | 0 | 45 | 3.38 | KG | 0 001X0 001X0 001 | 4015081741823 |  | 272 | PDC | 1
178838 | KLV-UP1-4PR | 178838 | KLV-UP1-4PR | 84 | cerere oferta | S | 1 | 0 | 90 | 1 | KG | 0 001X0 001X0 001 | 4015081741670 |  | 272 | PDC | 1
178839 | KLV-UP2-4PR | 178839 | KLV-UP2-4PR | 84 | cerere oferta | S | 1 | 0 | 60 | 1.15 | KG | 0 001X0 001X0 001 | 4015081741687 |  | 272 | PDC | 1
178840 | KLV-UP3-4PR | 178840 | KLV-UP3-4PR | 84 | cerere oferta | S | 1 | 0 | 60 | 1.3 | KG | 0 001X0 001X0 001 | 4015081741694 |  | 272 | PDC | 1
178841 | KLV-UP4-4PR | 178841 | KLV-UP4-4PR | 84 | cerere oferta | S | 1 | 0 | 45 | 1.6 | KG | 0 001X0 001X0 001 | 4015081741700 |  | 272 | PDC | 1
RORTS000000288 | KM2X240-SL123/9 | RORTS000000288 | KM2X240-SL123/9 | 732 | cerere oferta | N | 1 | 0 | 1 | 1 | KG | 0 001X0 001X0 001 | 9008790592423 |  | 279 | PDC | 1
RORTS0L8990728 | KMX240-SL123/9 | RORTS0L8990728 | KMX240-SL123/9 | 732 | cerere oferta | N | 1 | 0 | 1 | 1 | KG | 0 001X0 001X0 001 | 9008790465093 |  | 667 | PDC | 1
702203 | KNB/DE-P3/FS908/LIEBERT | 702203 | MAIN SWIT. P IN STEEL EQUIPM. | 54 | cerere oferta | S | 100 | 0 | 1 | 0.091 | KG | 0 001X460X0 001 | 9008790356131 |  | 291 | ICD | 1
41282 | KNB-P3 | 41282 | Acc. Circuit Interrupter (UK) | 54 | cerere oferta | S | 10 | 0 | 1 | 0.017 | KG | 62X28X36 | 4015080412823 |  | 291 | ICD | 1
46028 | KNB-RT-P3 | 46028 | Acc. Circuit Interrupter (UK) | 54 | cerere oferta | S | 10 | 0 | 1 | 0.017 | KG | 62X28X36 | 4015080460282 |  | 291 | ICD | 1
43655 | KNB-RT-T0 | 43655 | Acc. Cam Switches (UK) | 55 | cerere oferta | S | 10 | 0 | 1 | 0.008 | KG | 40X28X26 | 4015080436553 |  | 292 | ICD | 1
38909 | KNB-T0 | 38909 | Acc. Cam Switches (UK) | 55 | cerere oferta | S | 10 | 0 | 1 | 0.008 | KG | 40X28X26 | 4015080389095 |  | 292 | ICD | 1
649 | KNK-P3 | 649 | DRIVE (UK) | 54 | cerere oferta | S | 5 | 0 | 1 | 0.028 | KG | 75X40X60 | 4015080006497 |  | 291 | ICD | 1
650 | KNK-T0 | 650 | ACC.CIRCUIT INTERRUPTER/SIEM | 54 | cerere oferta | S | 5 | 0 | 1 | 0.015 | KG | 70X35X45 | 4015080006503 |  | 292 | ICD | 1
22762 | KN-TM | 22762 | Thumb-grip handle TM mini rotary switch | 55 | cerere oferta | S | 1 | 0 | 1 | 0.001 | KG | 20X15X20 | 4015080227625 |  | 292 | ICD | 1
1818072 | KO2SDB/P | 1818072 | Handle K2SD OM 65 BL/BL/OR | 73 | cerere oferta | N | 1 | 0 | 1 | 0.169 | KG | 270X135X70 | 8711426853515 |  | 761 | ICD | 1
1818116 | KO3KDB/P | 1818116 | Handle K3KD OM 110 BL/BL/OR | 73 | cerere oferta | N | 1 | 0 | 1 | 0.4 | KG | 160X250X75 | 8711426424982 |  | 761 | ICD | 1
1818076 | KO5DB/P | 1818076 | Handle K5D OM 280 BL/BL/OR | 73 | cerere oferta | N | 1 | 0 | 1 | 0.75 | KG | 195X100X400 | 8711426106635 |  | 761 | ICD | 1
1818078 | KO6DB/P | 1818078 | Handle K6D OM 400 BL/BL/OR | 73 | cerere oferta | N | 1 | 0 | 1 | 0.89 | KG | 470X190X105 | 8711426213524 |  | 761 | ICD | 1
2328 | KP-CI | 2328 | ACC.INS.ENCLOSURE CI3-CI49 | 94 | cerere oferta | S | 20 | 0 | 1 | 0.095 | KG | 30X96X97 | 4015080023289 |  | 277 | PDC | 1
275435 | KS-1 | 275435 | Set conexiuni | 85 | cerere oferta | S | 1 | 1 | 1 | 0.034 | KG | 40X20X70 | 4015082754358 |  | 273 | PDC | 1
275436 | KS-2 | 275436 | Set conexiuni | 85 | cerere oferta | S | 1 | 1 | 1 | 0.064 | KG | 40X20X70 | 4015082754365 |  | 273 | PDC | 1
275437 | KS-3 | 275437 | accesorii soclu fuzibili | 73 | cerere oferta | N | 1 | 1 | 1 | 0.15 | KG | 0 001X0 001X0 001 | 4015082754372 |  | 273 | PDC | 1
57621 | KS3-CI | 57621 | ACC.INS.ENCLOSURE CI3-CI49 | 94 | cerere oferta | S | 1 | 0 | 1 | 0.612 | KG | 70X250X70 | 4015080576211 |  | 277 | PDC | 1
62367 | KS4-CI | 62367 | ACC.INS.ENCLOSURE CI3-CI49 | 94 | cerere oferta | S | 1 | 0 | 1 | 0.983 | KG | 70X375X70 | 4015080623670 |  | 277 | PDC | 1
275424 | KS-61005 | 275424 | KS-61005 | 85 | cerere oferta | S | 1 | 12 | 1 | 3.4 | G | 60X23X6 | 4015082754242 |  | 273 | PDC | 1
275441 | KS-8 | 275441 | Terminal Support w. Terminal Blocks | 85 | cerere oferta | N | 1 | 1 | 1 | 0.089 | KG | 30X40X120 | 4015082754419 |  | 273 | PDC | 1
178901 | KSK-2N/2N-KLV | 178901 | KSK-2N/2N-KLV | 84 | cerere oferta | S | 1 | 0 | 1 | 0.17 | KG | 0 001X0 001X0 001 | 4015081742189 |  | 272 | PDC | 1
178898 | KSK-2N/2PE-KLV | 178898 | KSK-2N/2PE-KLV | 84 | cerere oferta | S | 1 | 0 | 1 | 0.17 | KG | 0 001X0 001X0 001 | 4015081742158 |  | 272 | PDC | 1
178900 | KSK-3N/1N-KLV | 178900 | KSK-3N/1N-KLV | 84 | cerere oferta | S | 1 | 0 | 1 | 0.17 | KG | 0 001X0 001X0 001 | 4015081742172 |  | 272 | PDC | 1
178899 | KSK-4N-KLV | 178899 | KSK-4N-KLV | 84 | cerere oferta | S | 1 | 0 | 1 | 0.17 | KG | 0 001X0 001X0 001 | 4015081742165 |  | 272 | PDC | 1
178902 | KSK-4PE-KLV | 178902 | KSK-4PE-KLV | 84 | cerere oferta | S | 1 | 0 | 1 | 0.17 | KG | 0 001X0 001X0 001 | 4015081742196 |  | 272 | PDC | 1
178905 | KSK-KLV | 178905 | KSK-KLV | 84 | cerere oferta | S | 1 | 0 | 10 | 0.03 | KG | 0 001X0 001X0 001 | 4015081742226 |  | 272 | PDC | 1
178903 | KSK-N | 178903 | KSK-N | 84 | cerere oferta | S | 1 | 0 | 10 | 0.04 | KG | 0 001X0 001X0 001 | 4015081742202 |  | 272 | PDC | 1
178904 | KSK-PE | 178904 | KSK-PE | 84 | cerere oferta | S | 1 | 0 | 10 | 0.04 | KG | 0 001X0 001X0 001 | 4015081742219 |  | 272 | PDC | 1
69774 | KST32-125 | 69774 | CABLE ENTRY BOX KST32 | 94 | cerere oferta | N | 1 | 0 | 1 | 1.613 | KG | 150X250X180 | 4015080697749 |  | 277 | PDC | 1
72147 | KST32-150 | 72147 | CABLE ENTRY BOX KST32 | 94 | cerere oferta | N | 1 | 0 | 1 | 1.718 | KG | 175X250X180 | 4015080721475 |  | 277 | PDC | 1
76893 | KST34-125 | 76893 | CABLE ENTRY BOX KST34 | 94 | cerere oferta | N | 1 | 0 | 1 | 2.155 | KG | 150X250X375 | 4015080768937 |  | 277 | PDC | 1
74520 | KST34-150 | 74520 | CABLE ENTRY BOX KST34 | 94 | cerere oferta | N | 1 | 0 | 1 | 2.307 | KG | 175X250X375 | 4015080745204 |  | 277 | PDC | 1
79266 | KST34-200 | 79266 | CABLE ENTRY BOX KST34 | 94 | cerere oferta | N | 1 | 0 | 1 | 2.564 | KG | 225X250X375 | 4015080792666 |  | 277 | PDC | 1
81639 | KST43-125 | 81639 | CABLE ENTRY BOX KST43 | 94 | cerere oferta | N | 1 | 0 | 1 | 2.368 | KG | 150X375X250 | 4015080816393 |  | 277 | PDC | 1
84012 | KST43-150 | 84012 | CABLE ENTRY BOX KST43 | 94 | cerere oferta | N | 1 | 0 | 1 | 2.546 | KG | 384X262X190 | 4015080840121 |  | 277 | PDC | 1
86385 | KST43-200 | 86385 | CABLE ENTRY BOX KST43 | 94 | cerere oferta | N | 1 | 0 | 1 | 3.046 | KG | 225X375X250 | 4015080863854 |  | 277 | PDC | 1
88758 | KST44-125 | 88758 | CABLE ENTRY BOX KST44 | 94 | cerere oferta | N | 1 | 0 | 1 | 3.3 | KG | 150X375X375 | 4015080887584 |  | 277 | PDC | 1
91131 | KST44-150 | 91131 | CABLE ENTRY BOX KST44 | 94 | cerere oferta | N | 1 | 0 | 1 | 3.305 | KG | 175X375X375 | 4015080911319 |  | 277 | PDC | 1
93504 | KST44-200 | 93504 | CABLE ENTRY BOX KST44 | 94 | cerere oferta | N | 1 | 0 | 1 | 3.4 | KG | 225X375X375 | 4015080935049 |  | 277 | PDC | 1
95877 | KST44-250 | 95877 | CABLE ENTRY BOX KST44 | 94 | cerere oferta | N | 1 | 0 | 1 | 3.884 | KG | 275X275X375 | 4015080958772 |  | 277 | PDC | 1
98250 | KST48-200 | 98250 | CABLE ENTRY BOX KST48 | 94 | cerere oferta | N | 1 | 0 | 1 | 6.255 | KG | 225X375X750 | 4015080982500 |  | 277 | PDC | 1
10450 | KST48-250 | 10450 | CABLE ENTRY BOX KST48 | 94 | cerere oferta | N | 1 | 0 | 1 | 6.761 | KG | 275X375X750 | 4015080104506 |  | 277 | PDC | 1
ROCO0000000266 | KSU 2 5+5/5A 10VA Kl.1 | ROCO0000000266 | KSU 2 5+5/5A 10VA Kl.1 | 732 | cerere oferta | N | 1 | 0 | 1 | 1 | KG | 0 001X0 001X0 001 | 9008790381218 |  | 306 | ICD | 1
ROCO0000041016 | KSU 2 5+5/5A 15VA Kl.1 | ROCO0000041016 | Sumator de curent 5+5/5A | 732 | cerere oferta | N | 1 | 0 | 1 | 1 | KG | 0 001X0 001X0 001 | 9008790507274 |  | 306 | ICD | 1
ROCO0000000302 | KSU 3 5+5+5/5A 5VA cl.1 | ROCO0000000302 | KSU 3 5+5+5/5A 5VA cl.1 | 732 | cerere oferta | N | 1 | 0 | 1 | 1 | KG | 0 001X0 001X0 001 | 9008790552465 |  | 306 | ICD | 1
60627 | KSV2-ID | 60627 | ACC.INS.ENCLOSURE CI3-CI49 | 94 | cerere oferta | N | 1 | 0 | 1 | 0.286 | KG | 250X30X15 | 4015080606277 |  | 277 | PDC | 1
63000 | KSV3-ID | 63000 | ACC.INS.ENCLOSURE CI3-CI49 | 94 | cerere oferta | N | 1 | 0 | 1 | 0.359 | KG | 375X30X15 | 4015080630005 |  | 277 | PDC | 1
65373 | KSV4-ID | 65373 | ACC.INS.ENCLOSURE CI3-CI49 | 94 | cerere oferta | N | 1 | 0 | 1 | 0.564 | KG | 500X30X15 | 4015080653738 |  | 277 | PDC | 1
67746 | KSV5-ID | 67746 | ACC.INS.ENCLOSURE CI3-CI49 | 94 | cerere oferta | N | 1 | 0 | 1 | 0.703 | KG | 625X30X15 | 4015080677468 |  | 277 | PDC | 1
70119 | KSV6-ID | 70119 | ACC.INS.ENCLOSURE CI3-CI49 | 94 | cerere oferta | N | 5 | 0 | 1 | 0.773 | KG | 750X30X15 | 4015080701194 |  | 277 | PDC | 1
72492 | KSV7-ID | 72492 | ACC.INS.ENCLOSURE CI3-CI49 | 94 | cerere oferta | N | 1 | 0 | 1 | 0.981 | KG | 875X30X15 | 4015080724926 |  | 277 | PDC | 1
74865 | KSV8-ID | 74865 | ACC.INS.ENCLOSURE CI3-CI49 | 94 | cerere oferta | N | 1 | 0 | 1 | 1.035 | KG | 1000X30X15 | 4015080748656 |  | 277 | PDC | 1
77238 | KSV9-ID | 77238 | ACC.INS.ENCLOSURE CI3-CI49 | 94 | cerere oferta | N | 5 | 0 | 1 | 1.21 | KG | 1125X30X15 | 4015080772385 |  | 277 | PDC | 1
275442 | KT-1 | 275442 | Cable-grommet kt | 85 | cerere oferta | S | 10 | 3 | 1 | 0.009 | KG | 0 001X0 001X0 001 | 4015082754426 |  | 273 | PDC | 1
19658 | KT13,5 | 19658 | CABLE-GROMMET KT | 94 | cerere oferta | N | 100 | 0 | 1 | 0.003 | KG | 122X106X104 | 4015080196587 |  | 279 | PDC | 100
22031 | KT16 | 22031 | CABLE-GROMMET KT | 94 | cerere oferta | N | 100 | 0 | 1 | 0.004 | KG | 15X25X25 | 4015080220312 |  | 279 | PDC | 1
24404 | KT16F | 24404 | CABLE-GROMMET KT | 94 | cerere oferta | N | 100 | 0 | 1 | 0.006 | KG | 15X25X25 | 4015080244042 |  | 279 | PDC | 1
275443 | KT-2 | 275443 | Terminal Support | 85 | cerere oferta | S | 10 | 3 | 1 | 0.008 | KG | 0 001X0 001X0 001 | 4015082754433 |  | 273 | PDC | 1
26777 | KT21 | 26777 | CABLE-GROMMET KT | 94 | cerere oferta | N | 100 | 0 | 1 | 0.006 | KG | 20X35X35 | 4015080267775 |  | 279 | PDC | 1
29150 | KT29 | 29150 | CABLE-GROMMET KT | 94 | cerere oferta | N | 50 | 0 | 1 | 0.007 | KG | 20X40X40 | 4015080291503 |  | 279 | PDC | 50
31523 | KT3 | 31523 | ACC.INS.ENCLOSURE CI3-CI49 | 94 | cerere oferta | N | 2 | 0 | 1 | 0.076 | KG | 100X65X65 | 4015080315230 |  | 277 | PDC | 1
275445 | KT-3 | 275445 | KT | 85 | cerere oferta | S | 10 | 3 | 1 | 0.006 | KG | 0 001X0 001X0 001 | 4015082754457 |  | 273 | PDC | 1
33896 | KT36 | 33896 | CABLE-GROMMET KT | 94 | cerere oferta | N | 20 | 0 | 1 | 0.023 | KG | 20X55X55 | 4015080338963 |  | 279 | PDC | 1
36269 | KT4 | 36269 | ACC.INS.ENCLOSURE CI3-CI49 | 94 | cerere oferta | N | 3 | 0 | 1 | 0.106 | KG | 120X80X80 | 4015080362692 |  | 277 | PDC | 3
275446 | KT-4 | 275446 | Terminal Support | 85 | cerere oferta | S | 10 | 1 | 1 | 0.033 | KG | 0 001X0 001X0 001 | 4015082754464 |  | 273 | PDC | 1
38642 | KT42 | 38642 | CABLE-GROMMET KT | 94 | cerere oferta | N | 10 | 0 | 1 | 0.029 | KG | 25X65X65 | 4015080386421 |  | 279 | PDC | 1
275447 | KT-5 | 275447 | Terminal Support | 85 | cerere oferta | S | 10 | 3 | 1 | 0.06 | KG | 50X90X130 | 4015082754471 |  | 273 | PDC | 1
43388 | KTD-KST4/46 | 43388 | ACC.INS.ENCLOSURE CI3-CI49 | 94 | cerere oferta | N | 50 | 0 | 1 | 0.101 | KG | 120X80X80 | 4015080433880 |  | 277 | PDC | 1
216983 | KT-M16 | 216983 | Cable grommet | 94 | cerere oferta | N | 100 | 0 | 1 | 0.002 | KG | 15X25X25 | 4015082169831 |  | 279 | PDC | 1
207602 | KT-M20 | 207602 | Cable grommets KT | 94 | cerere oferta | N | 100 | 0 | 1 | 0.002 | KG | 15X25X25 | 4015082076023 |  | 279 | PDC | 100
207603 | KT-M25 | 207603 | Cable grommets KT | 94 | cerere oferta | N | 100 | 0 | 1 | 0.003 | KG | 15X25X25 | 4015082076030 |  | 279 | PDC | 100
224556 | KT-M25F | 224556 | M25 pressure compensation grommet | 94 | cerere oferta | N | 100 | 0 | 1 | 0.007 | KG | 15X25X25 | 4015082245566 |  | 279 | PDC | 1
207604 | KT-M32 | 207604 | Cable grommets KT | 94 | cerere oferta | N | 100 | 0 | 1 | 0.004 | KG | 20X35X35 | 4015082076047 |  | 279 | PDC | 1
ROALF000000064 | KUW1/30-60 | ROALF000000064 | KUW1/30-60 | 70 | cerere oferta | N | 1 | 0 | 1 | 1 | KG | 0 001X0 001X0 001 | 9008790680045 |  | 393 | ICD | 1
ROALF000000056 | KUW1/40-100(1A) | ROALF000000056 | KUW1/40-100(1A) | 70 | cerere oferta | N | 1 | 0 | 1 | 1 | KG | 0 001X0 001X0 001 | 9008790559136 |  | 393 | ICD | 1
2300 | KVB-ID | 2300 | BT ASSEMBLY PARTS | 94 | cerere oferta | N | 10 | 0 | 1 | 0.551 | KG | 307X162X116 | 4015080023005 |  | 277 | PDC | 1
ROMD0000000014 | KYK502 | ROMD0000000014 | Papuc M5x1,5-2,5mm2 | 731 | cerere oferta | N | 1 | 0 | 1 | 1 | KG | 0 001X0 001X0 001 | 9008790486869 |  | 306 | ICD | 1
25434 | L18LF-GE | 25434 | 16MM-ACC.-OPERAT. DEVICES | 65 | cerere oferta | N | 10 | 0 | 1 | 0.002 | KG | 4X16X16 | 4015080254348 |  | 388 | ICD | 1
25433 | L18LF-RT | 25433 | 16MM-ACC.-OPERAT. DEVICES | 65 | cerere oferta | N | 10 | 0 | 1 | 0.002 | KG | 4X16X16 | 4015080254331 |  | 388 | ICD | 1
91487 | L1-CI23 | 91487 | ACC.INS.ENCLOSURE CI3-CI49 | 94 | cerere oferta | S | 10 | 0 | 1 | 0.67 | KG | 3X225X162 | 4015080914877 |  | 277 | PDC | 1
93860 | L1-CI43 | 93860 | ACC.INS.ENCLOSURE CI3-CI49 | 94 | cerere oferta | S | 5 | 0 | 1 | 1.49 | KG | 3X250X375 | 4015080938606 |  | 277 | PDC | 1
96233 | L1-CI44 | 96233 | ACC.INS.ENCLOSURE CI3-CI49 | 94 | cerere oferta | S | 5 | 0 | 1 | 2.528 | KG | 3X375X375 | 4015080962335 |  | 277 | PDC | 1
25422 | L25LF-GN | 25422 | 16MM-ACC.-OPERAT. DEVICES | 65 | cerere oferta | N | 10 | 0 | 1 | 0.002 | KG | 5X21X21 | 4015080254225 |  | 388 | ICD | 1
25423 | L25LF-RT | 25423 | 16MM-ACC.-OPERAT. DEVICES | 65 | cerere oferta | N | 10 | 0 | 1 | 0.002 | KG | 5X21X21 | 4015080254232 |  | 388 | ICD | 1
25421 | L25LF-WS | 25421 | 16MM-ACC.-OPERAT. DEVICES | 65 | cerere oferta | N | 10 | 0 | 1 | 0.002 | KG | 5X21X21 | 4015080254218 |  | 388 | ICD | 1
25429 | L25LT-GE | 25429 | 16MM-ACC.-OPERAT. DEVICES | 65 | cerere oferta | N | 10 | 0 | 1 | 0.002 | KG | 2X24X24 | 4015080254294 |  | 388 | ICD | 1
25427 | L25LT-GN | 25427 | 16MM-ACC.-OPERAT. DEVICES | 65 | cerere oferta | N | 10 | 0 | 1 | 0.002 | KG | 2X24X24 | 4015080254270 |  | 388 | ICD | 1
25428 | L25LT-RT | 25428 | 16MM-ACC.-OPERAT. DEVICES | 65 | cerere oferta | N | 10 | 0 | 1 | 0.002 | KG | 2X24X24 | 4015080254287 |  | 388 | ICD | 1
25426 | L25LT-WS | 25426 | 16MM-ACC.-OPERAT. DEVICES | 65 | cerere oferta | N | 10 | 0 | 1 | 0.002 | KG | 2X24X24 | 4015080254263 |  | 388 | ICD | 1
60611 | L3/5-CI23 | 60611 | ACC.INS.ENCLOSURE CI3-CI49 | 94 | cerere oferta | S | 10 | 0 | 1 | 0.67 | KG | 3X250X375 | 4015080606116 |  | 277 | PDC | 1
62984 | L3-CI43 | 62984 | ACC.INS.ENCLOSURE CI3-CI49 | 94 | cerere oferta | S | 5 | 0 | 1 | 1.497 | KG | 3X250X375 | 4015080629849 |  | 277 | PDC | 1
65357 | L5-CI43 | 65357 | ACC.INS.ENCLOSURE CI3-CI49 | 94 | cerere oferta | S | 5 | 0 | 1 | 1.456 | KG | 3X250X375 | 4015080653578 |  | 277 | PDC | 1
67730 | L5-CI44 | 67730 | ACC.INS.ENCLOSURE CI3-CI49 | 94 | cerere oferta | S | 5 | 0 | 1 | 2.523 | KG | 3X375X375 | 4015080677307 |  | 277 | PDC | 1
225416 | L5-CI45 | 225416 | CI23-CI48 ISO enclosure, accessories | 94 | cerere oferta | S | 5 | 0 | 1 | 4.31 | KG | 3X375X500 | 4015082254162 |  | 277 | PDC | 1
70103 | L5-CI48 | 70103 | ACC.INS.ENCLOSURE CI3-CI49 | 94 | cerere oferta | S | 2 | 0 | 1 | 6.469 | KG | 3X375X750 | 4015080701033 |  | 277 | PDC | 1
107913 | LAB-BAG_A4 | 107913 | cicuit diagram pocket A4 | 85 | cerere oferta | N | 10 | 1 | 1 | 0.1 | KG | 300X215X5 | 4015081075584 |  | 273 | PDC | 1
107911 | LAB-BAR_1000 | 107911 | labeling bar 1000 | 85 | cerere oferta | N | 10 | 2 | 1 | 0.04 | KG | 1000X30X5 | 4015081075560 |  | 273 | PDC | 1
107884 | LAB-BAR_13TE | 107884 | labeling bar 13MU | 85 | cerere oferta | S | 10 | 4 | 1 | 0.009 | KG | 235X30X5 | 4015081074198 |  | 273 | PDC | 1
107901 | LAB-BAR_24TE | 107901 | labeling bar 24MU | 85 | cerere oferta | S | 10 | 3 | 1 | 0.017 | KG | 435X30X5 | 4015081075461 |  | 273 | PDC | 1
107912 | LAB-BAR_3000 | 107912 | labeling bar 3000 | 85 | cerere oferta | N | 10 | 1 | 1 | 0.12 | KG | 3000X30X5 | 4015081075577 |  | 273 | PDC | 1
107903 | LAB-BAR_35TE | 107903 | labeling bar 35MU | 85 | cerere oferta | S | 10 | 2 | 1 | 0.025 | KG | 630X30X5 | 4015081075485 |  | 273 | PDC | 1
107906 | LAB-BAR_46TE | 107906 | labeling bar 46MU | 85 | cerere oferta | S | 10 | 2 | 1 | 0.033 | KG | 828X30X5 | 4015081075515 |  | 273 | PDC | 1
107909 | LAB-BAR_57TE | 107909 | labeling bar 57MU | 85 | cerere oferta | S | 10 | 1 | 1 | 0.041 | KG | 1028X30X5 | 4015081075546 |  | 273 | PDC | 1
107952 | LAB-TAPE_A4_BLANK | 107952 | labeling bar insert blank | 85 | cerere oferta | N | 10 | 8 | 1 | 0.002 | KG | 300X210X1 | 4015081075782 |  | 273 | PDC | 1
107953 | LAB-TAPE_A4_PRINT | 107953 | labeling bar insert printed | 85 | cerere oferta | N | 10 | 8 | 1 | 0.002 | KG | 300X210X1 | 4015081075799 |  | 273 | PDC | 1
133102 | LC-DBIT3-CS | 133102 | LC-DBIT3-CS | 100 | cerere oferta | N | 1 | 0 | 1 | 0.129 | KG | 39X35X49 | 4015081299652 |  | 278 | PDC | 1
141256 | LCL-0170-6-B0R011T | 141256 | 690V IP00 LCL Filter (In: 170 Amp) | 50 | cerere oferta | N | 1 | 0 | 1 | 241 | KG | 515X296X1775 | 4015081380480 |  | 696 | ICD | 1
141257 | LCL-0261-5-B0R011T | 141257 | 500V IP00 LCL Filter (In: 261 Amp) | 50 | cerere oferta | N | 1 | 0 | 1 | 245 | KG | 515X296X1775 | 4015081380497 |  | 696 | ICD | 1
141258 | LCL-0325-6-B0R011T | 141258 | 690V IP00 LCL Filter (In: 325 Amp) | 50 | cerere oferta | N | 1 | 0 | 1 | 263 | KG | 515X296X1775 | 4015081380503 |  | 696 | ICD | 1
141259 | LCL-0460-5-B0R011T | 141259 | 500V IP00 LCL Filter (In: 460 Amp) | 50 | cerere oferta | N | 1 | 0 | 1 | 304 | KG | 515X296X1775 | 4015081380510 |  | 696 | ICD | 1
141260 | LCL-1030-6-B0R011T | 141260 | 690V IP00 LCL Filter (In: 1330 Amp) | 50 | cerere oferta | N | 1 | 0 | 1 | 477 | KG | 525X494X1450 | 4015081380527 |  | 696 | ICD | 1
141261 | LCL-1300-5-B0R011T | 141261 | 500V IP00 LCL Filter (In: 1300 Amp) | 50 | cerere oferta | N | 1 | 0 | 1 | 473 | KG | 525X494X1450 | 4015081380534 |  | 696 | ICD | 1
133104 | LC-ZSBIT-CS | 133104 | LC-ZSBIT-CS | 106 | cerere oferta | N | 1 | 0 | 1 | 0.171 | KG | 40X35X49 | 4015081299676 |  | 278 | PDC | 1
208727 | LEDWB-B | 208727 | Single-Chip-LED W2x4,6d 18-30V/7-12,5mA | 67 | cerere oferta | N | 10 | 0 | 1 | 0.001 | KG | 17X5X5 | 4015082087272 |  | 388 | ICD | 1
208725 | LEDWB-G | 208725 | Single-Chip-LED W2x4,6d 18-30V/7-12,5mA | 67 | cerere oferta | N | 10 | 0 | 1 | 0.001 | KG | 17X5X5 | 4015082087258 |  | 388 | ICD | 1
208726 | LEDWB-R | 208726 | Single-Chip-LED W2x4,6d 18-30V/7-12,5mA | 67 | cerere oferta | N | 10 | 0 | 1 | 0.001 | KG | 17X5X5 | 4015082087265 |  | 388 | ICD | 1
208728 | LEDWB-W | 208728 | RMQ16 accessories, white LED | 67 | cerere oferta | N | 10 | 0 | 1 | 0.001 | KG | 17X5X5 | 4015082087289 |  | 388 | ICD | 1
208724 | LEDWB-Y | 208724 | Single-Chip-LED W2x4.6d 18-30V/7-12.5mA | 67 | cerere oferta | N | 10 | 0 | 1 | 0.001 | KG | 17X5X5 | 4015082087241 |  | 388 | ICD | 1
O-S-LGD500 | Legend H | O-S-LGD500 | Accesoriu Sirios Pictograma adeziva "H" 30M Produs de Cooper Industries Romania SRL | 732 | cerere oferta | N | 1 | 0 | 1 | 0.001 | Kg | 0 | 4015081747399 |  | EML | Safety | 1
208690 | L-G | 208690 | Indicator luminos verde | 66 | cerere oferta | N | 1 | 0 | 1 | 0.035 | KG | 30X60X30 | 4015082086909 |  | 389 | ICD | 1
285752 | LH-SPL | 285752 | Blocaj declansator pentru plht | 753 | cerere oferta | N | 1 | 1 | 1 | 0.014 | KG | 25X18X7 | 4015082857523 |  | 663 | PDC | 1
140385 | LIC-GALILEO-OPEN-PC | 140385 | Lizenzproduktschein GALILEOopen für PC . | 2 | cerere oferta | N | 1 | 0 | 1 | 0.016 | KG | 230X162X2 | 7640130110335 |  | 201 | IAB | 1
140391 | LIC-OPT-1ST-LEVEL | 140391 | Lizenzproduktschein 40 PUNKTE . | 2 | cerere oferta | N | 1 | 0 | 1 | 0.016 | KG | 230X162X2 | 7640130110380 |  | 201 | IAB | 1
140392 | LIC-OPT-2ND-LEVEL | 140392 | Lizenzproduktschein 80 PUNKTE . | 2 | cerere oferta | N | 1 | 0 | 1 | 0.016 | KG | 230X162X2 | 7640130110397 |  | 201 | IAB | 1
140393 | LIC-OPT-3RD-LEVEL | 140393 | Lizenzproduktschein 160 PUNKTE . | 2 | cerere oferta | N | 1 | 0 | 1 | 0.016 | KG | 230X162X2 | 7640130110403 |  | 201 | IAB | 1
140406 | LIC-OS-CE50-C | 140406 | Lizenz Windows CE 5.0 Core . | 2 | cerere oferta | N | 1 | 0 | 1 | 0.016 | KG | 230X162X2 | 7640130110502 |  | 201 | IAB | 1
140390 | LIC-PLC-MXP-MEDIUM | 140390 | Lizenzproduktschein PLC-Runtime MEDIUM . | 2 | cerere oferta | N | 1 | 0 | 1 | 0.016 | KG | 230X162X2 | 7640130110373 |  | 201 | IAB | 1
140389 | LIC-PLC-MXP-SMALL | 140389 | Lizenzproduktschein PLC-Runtime SMALL . | 2 | cerere oferta | N | 1 | 0 | 1 | 0.016 | KG | 230X162X2 | 7640130110366 |  | 201 | IAB | 1
79269 | L-KL-R | 79269 | accesorii soclu fuzibili | 73 | cerere oferta | N | 50 | 0 | 1 | 0.032 | KG | 110X20X10 | 4015080792697 |  | 279 | PDC | 1
111995 | LN1-100-I | 111995 | Separator sarcina 3p posibilitate declan | 23 | cerere oferta | S | 1 | 0 | 1 | 0.926 | KG | 88X90X145 | 4015081115433 |  | 682 | PDC | 1
111996 | LN1-125-I | 111996 | Separator sarcina 3p posibilitate declan | 23 | cerere oferta | S | 1 | 0 | 1 | 0.926 | KG | 88X90X145 | 4015081115440 |  | 682 | PDC | 1
111997 | LN1-160-I | 111997 | Separator sarcina 3p posibilitate declan | 23 | cerere oferta | S | 1 | 0 | 1 | 0.926 | KG | 88X90X145 | 4015081115457 |  | 682 | PDC | 1
111999 | LN1-4-100-I | 111999 | Separator sarcina 3p posibilitate declan | 23 | cerere oferta | S | 1 | 0 | 1 | 1.15 | KG | 88X120X145 | 4015081115471 |  | 682 | PDC | 1
112000 | LN1-4-125-I | 112000 | Separator sarcina 3p posibilitate declan | 23 | cerere oferta | S | 1 | 0 | 1 | 1.15 | KG | 88X120X145 | 4015081115488 |  | 682 | PDC | 1
112001 | LN1-4-160-I | 112001 | Separator sarcina 4p posibilitate declan | 23 | cerere oferta | S | 1 | 0 | 1 | 1.164 | KG | 88X120X145 | 4015081115495 |  | 682 | PDC | 1
111998 | LN1-4-63-I | 111998 | Separator sarcina 3p posibilitate declan | 23 | cerere oferta | S | 1 | 0 | 1 | 1.15 | KG | 88X120X145 | 4015081115464 |  | 682 | PDC | 1
111994 | LN1-63-I | 111994 | Separator sarcina 3p posibilitate declan | 23 | cerere oferta | S | 1 | 0 | 1 | 0.926 | KG | 88X90X145 | 4015081115426 |  | 682 | PDC | 1
112002 | LN2-160-I | 112002 | Separator sarcina 3p posibilitate declan | 24 | cerere oferta | S | 1 | 0 | 1 | 2.15 | KG | 142X105X185 | 4015081115501 |  | 683 | PDC | 1
112003 | LN2-200-I | 112003 | Separator sarcina 3p posibilitate declan | 24 | cerere oferta | S | 1 | 0 | 1 | 2.15 | KG | 142X105X185 | 4015081115518 |  | 683 | PDC | 1
112004 | LN2-250-I | 112004 | Separator sarcina 3p posibilitate declan | 24 | cerere oferta | S | 1 | 0 | 1 | 2.15 | KG | 142X105X185 | 4015081115525 |  | 683 | PDC | 1
112005 | LN2-4-160-I | 112005 | Separator sarcina 3p posibilitate declan | 24 | cerere oferta | N | 1 | 0 | 1 | 2.37 | KG | 142X140X185 | 4015081115532 |  | 683 | PDC | 1
112006 | LN2-4-200-I | 112006 | Separator sarcina 3p posibilitate declan | 24 | cerere oferta | S | 1 | 0 | 1 | 2.37 | KG | 142X140X185 | 4015081115549 |  | 683 | PDC | 1
112007 | LN2-4-250-I | 112007 | Separator sarcina 3p posibilitate declan | 24 | cerere oferta | S | 1 | 0 | 1 | 2.439 | KG | 142X140X185 | 4015081115556 |  | 683 | PDC | 1
112008 | LN3-400-I | 112008 | Separator sarcina 3p posibilitate declan | 25 | cerere oferta | N | 1 | 0 | 1 | 5.7 | KG | 166X140X275 | 4015081115563 |  | 684 | PDC | 1
112010 | LN3-4-400-I | 112010 | Separator sarcina 3p posibilitate declan | 25 | cerere oferta | N | 1 | 0 | 1 | 6.349 | KG | 166X185X275 | 4015081115587 |  | 684 | PDC | 1
112011 | LN3-4-630-I | 112011 | Separator sarcina 3p posibilitate declan | 25 | cerere oferta | N | 1 | 0 | 1 | 6.349 | KG | 166X185X275 | 4015081115594 |  | 684 | PDC | 1
112009 | LN3-630-I | 112009 | Separator sarcina 3p posibilitate declan | 25 | cerere oferta | N | 1 | 0 | 1 | 5.7 | KG | 166X140X275 | 4015081115570 |  | 684 | PDC | 1
112013 | LN4-1000-I | 112013 | Separator sarcina 3p posibilitate declan | 26 | cerere oferta | N | 1 | 0 | 1 | 17 | KG | 401X210X207 | 4015081115617 |  | 685 | PDC | 1
112014 | LN4-1250-I | 112014 | Separator sarcina 3p posibilitate declan | 26 | cerere oferta | N | 1 | 0 | 1 | 17 | KG | 401X210X207 | 4015081115624 |  | 685 | PDC | 1
112015 | LN4-1600-I | 112015 | Separator sarcina 3p posibilitate declan | 26 | cerere oferta | N | 1 | 0 | 1 | 17 | KG | 401X210X207 | 4015081115631 |  | 685 | PDC | 1
112017 | LN4-4-1000-I | 112017 | Separator sarcina 4p posibilitate declan | 26 | cerere oferta | N | 1 | 0 | 1 | 22 | KG | 401X280X207 | 4015081115655 |  | 685 | PDC | 1
112018 | LN4-4-1250-I | 112018 | Separator sarcina 4p posibilitate declan | 26 | cerere oferta | N | 1 | 0 | 1 | 22 | KG | 401X280X207 | 4015081115662 |  | 685 | PDC | 1
112019 | LN4-4-1600-I | 112019 | Separator sarcina 4p posibilitate declan | 26 | cerere oferta | N | 1 | 0 | 1 | 22 | KG | 401X280X207 | 4015081115679 |  | 685 | PDC | 1
112016 | LN4-4-800-I | 112016 | Separator sarcina 4p posibilitate declan | 26 | cerere oferta | N | 1 | 0 | 1 | 22 | KG | 401X280X207 | 4015081115648 |  | 685 | PDC | 1
112012 | LN4-800-I | 112012 | Separator sarcina 3p posibilitate declan | 26 | cerere oferta | N | 1 | 0 | 1 | 17 | KG | 401X210X207 | 4015081115600 |  | 685 | PDC | 1
174166 | LOCK-KIT-IKA | 174166 | LOCK-KIT-IKA | 84 | cerere oferta | S | 1 | 0 | 1 | 0.015 | KG | 0 001X0 001X0 001 | 4015081706280 |  | 272 | PDC | 1
178930 | LOCK-KLV | 178930 | LOCK-KLV | 84 | cerere oferta | S | 1 | 0 | 10 | 0.08 | KG | 0 001X0 001X0 001 | 4015081742479 |  | 272 | PDC | 1
1059849 | LOCKMULTIPLIER-K1-6 | 1059849 | LOCKMULTIPLIER-K1-6 | 734 | cerere oferta | N | 1 | 0 | 1 | 0.005 | KG | 72X15X10 | 8711426319363 |  | 761 | ICD | 1
82151 | L-PKZ0(230V) | 82151 | accesorii PKZ0 | 33 | cerere oferta | S | 10 | 1 | 1 | 0.01 | KG | 50X17X17 | 4015080821519 |  | 701 | ICD | 1
82152 | L-PKZ0(400V) | 82152 | accesorii PKZ0 | 33 | cerere oferta | S | 10 | 1 | 1 | 0.01 | KG | 50X17X17 | 4015080821526 |  | 701 | ICD | 1
82153 | L-PKZ0(500V) | 82153 | accesorii PKZ0 | 33 | cerere oferta | S | 5 | 1 | 1 | 0.01 | KG | 50X17X17 | 4015080821533 |  | 701 | ICD | 1
82154 | L-PKZ0-GN(230V) | 82154 | accesorii PKZ0 | 33 | cerere oferta | S | 10 | 1 | 1 | 0.01 | KG | 50X17X17 | 4015080821540 |  | 701 | ICD | 1
82155 | L-PKZ0-GN(400V) | 82155 | accesorii PKZ0 | 33 | cerere oferta | S | 10 | 1 | 1 | 0.01 | KG | 50X17X17 | 4015080821557 |  | 701 | ICD | 1
82156 | L-PKZ0-GN(500V) | 82156 | accesorii PKZ0 | 33 | cerere oferta | S | 5 | 1 | 1 | 0.01 | KG | 50X17X17 | 4015080821564 |  | 701 | ICD | 1
82157 | L-PKZ0-RT(230V) | 82157 | accesorii PKZ0 | 33 | cerere oferta | S | 10 | 1 | 1 | 0.01 | KG | 50X17X17 | 4015080821571 |  | 701 | ICD | 1
82158 | L-PKZ0-RT(400V) | 82158 | accesorii PKZ0 | 33 | cerere oferta | S | 10 | 1 | 1 | 0.01 | KG | 50X17X17 | 4015080821588 |  | 701 | ICD | 1
86731 | LPS-ID | 86731 | ACC.INS.ENCLOSURE CI3-CI49 | 94 | cerere oferta | N | 5 | 0 | 1 | 0.091 | KG | 75X68X65 | 4015080867319 |  | 277 | PDC | 1
208689 | L-R | 208689 | Indicator luminos rosu | 66 | cerere oferta | N | 1 | 0 | 1 | 0.035 | KG | 30X60X30 | 4015082086893 |  | 389 | ICD | 1
281339 | LS-00001-01 | 281339 | Accesoriu | 59 | cerere oferta | N | 2 | 0 | 1 | 0.08 | KG | 33 5X31X120 | 4015082813390 |  | 295 | ICD | 1
284686 | LS-00002-01 | 284686 | Accesoriu | 59 | cerere oferta | N | 2 | 0 | 1 | 0.08 | KG | 33 5X31X120 | 4015082846862 |  | 295 | ICD | 1
106241 | LS-00004-01 | 106241 | Accesoriu | 59 | cerere oferta | N | 2 | 0 | 1 | 0.07 | KG | 33 5X31X110 | 4015081060115 |  | 295 | ICD | 1
266107 | LS-02 | 266107 | INTRERUPATOR POZITIE | 59 | cerere oferta | S | 10 | 0 | 1 | 0.05 | KG | 33 5X31X76 5 | 4015082661076 |  | 295 | ICD | 1
292365 | LS-02/F | 292365 | INTRERUPATOR POZITIE | 59 | cerere oferta | S | 1 | 0 | 1 | 0.05 | KG | 33 5X31X76 5 | 4015082923655 |  | 295 | ICD | 1
266108 | LS-02/L | 266108 | INTRERUPATOR POZITIE | 59 | cerere oferta | S | 2 | 0 | 1 | 0.055 | KG | 33 5X31X96 | 4015082661083 |  | 295 | ICD | 1
272009 | LS-02-SW | 272009 | INTRERUPATOR POZITIE | 59 | cerere oferta | S | 10 | 0 | 1 | 0.051 | KG | 33 5X31X76 5 | 4015082720094 |  | 295 | ICD | 1
106817 | LS-02-ZB | 106817 | INTRERUPATOR POZITIE | 59 | cerere oferta | S | 2 | 0 | 1 | 0.08 | KG | 30X30X95 | 4015081066308 |  | 295 | ICD | 1
106818 | LS-02-ZB/X | 106818 | INTRERUPATOR POZITIE | 59 | cerere oferta | S | 1 | 0 | 1 | 0.075 | KG | 30X30X95 | 4015081066315 |  | 295 | ICD | 1
266109 | LS-11 | 266109 | INTRERUPATOR POZITIE | 59 | cerere oferta | S | 10 | 0 | 1 | 0.051 | KG | 33 5X31X76 5 | 4015082661090 |  | 295 | ICD | 1
290176 | LS-11/F | 290176 | INTRERUPATOR POZITIE | 59 | cerere oferta | S | 1 | 0 | 1 | 0.05 | KG | 33 5X31X76 5 | 4015082901769 |  | 295 | ICD | 1
266110 | LS-11/L | 266110 | INTRERUPATOR POZITIE | 59 | cerere oferta | S | 2 | 0 | 1 | 0.055 | KG | 33 5X31X96 | 4015082661106 |  | 295 | ICD | 1
290175 | LS-11/LB | 290175 | INTRERUPATOR POZITIE | 59 | cerere oferta | S | 1 | 0 | 1 | 0.062 | KG | 33 5X31X108 | 4015082901752 |  | 295 | ICD | 1
290173 | LS-11/LS | 290173 | INTRERUPATOR POZITIE | 59 | cerere oferta | S | 2 | 0 | 1 | 0.06 | KG | 33 5X31X91 | 4015082901738 |  | 295 | ICD | 1
266112 | LS-11/P | 266112 | INTRERUPATOR POZITIE | 59 | cerere oferta | S | 2 | 0 | 1 | 0.057 | KG | 33 5X31X86 | 4015082661120 |  | 295 | ICD | 1
266111 | LS-11/RL | 266111 | INTRERUPATOR POZITIE | 59 | cerere oferta | S | 2 | 0 | 1 | 0.066 | KG | 33 5X31X110 | 4015082661113 |  | 295 | ICD | 1
266113 | LS-11/RLA | 266113 | INTRERUPATOR POZITIE | 59 | cerere oferta | S | 2 | 0 | 1 | 0.085 | KG | 33 5X31X120 | 4015082661137 |  | 295 | ICD | 1
107516 | LS-11/RL-W1 | 107516 | INTRERUPATOR POZITIE | 59 | cerere oferta | S | 2 | 0 | 1 | 0.065 | KG | 33 5X31X110 | 4015081072460 |  | 295 | ICD | 1
266114 | LS-11D | 266114 | INTRERUPATOR POZITIE | 59 | cerere oferta | S | 10 | 0 | 1 | 0.051 | KG | 33 5X31X76 5 | 4015082661144 |  | 295 | ICD | 1
292366 | LS-11D/F | 292366 | INTRERUPATOR POZITIE | 59 | cerere oferta | S | 1 | 0 | 1 | 0.05 | KG | 33 5X31X76 5 | 4015082923662 |  | 295 | ICD | 1
266115 | LS-11D/L | 266115 | INTRERUPATOR POZITIE | 59 | cerere oferta | S | 2 | 0 | 1 | 0.055 | KG | 33 5X31X96 | 4015082661151 |  | 295 | ICD | 1
290174 | LS-11D/LS | 290174 | INTRERUPATOR POZITIE | 59 | cerere oferta | S | 1 | 0 | 1 | 0.06 | KG | 33 5X31X91 | 4015082901745 |  | 295 | ICD | 1
292361 | LS-11DA | 292361 | INTRERUPATOR POZITIE | 59 | cerere oferta | S | 10 | 0 | 1 | 0.05 | KG | 33 5X31X76 5 | 4015082923617 |  | 295 | ICD | 1
292369 | LS-11DA/F | 292369 | INTRERUPATOR POZITIE | 59 | cerere oferta | S | 1 | 0 | 1 | 0.05 | KG | 33 5X31X76 5 | 4015082923693 |  | 295 | ICD | 1
272007 | LS-11D-SW | 272007 | INTRERUPATOR POZITIE | 59 | cerere oferta | S | 10 | 0 | 1 | 0.051 | KG | 33 5X31X76 5 | 4015082720070 |  | 295 | ICD | 1
107890 | LS-11D-W2 | 107890 | INTRERUPATOR POZITIE | 59 | cerere oferta | S | 10 | 0 | 1 | 0.049 | KG | 33 5X31X76 5 | 4015081075270 |  | 295 | ICD | 1
266105 | LS-11S | 266105 | INTRERUPATOR POZITIE | 59 | cerere oferta | S | 10 | 0 | 1 | 0.053 | KG | 33 5X31X76 5 | 4015082661052 |  | 295 | ICD | 1
292367 | LS-11S/F | 292367 | INTRERUPATOR POZITIE | 59 | cerere oferta | S | 1 | 0 | 1 | 0.05 | KG | 33 5X31X76 5 | 4015082923679 |  | 295 | ICD | 1
266116 | LS-11S/L | 266116 | INTRERUPATOR POZITIE | 59 | cerere oferta | S | 2 | 0 | 1 | 0.055 | KG | 33 5X31X96 | 4015082661168 |  | 295 | ICD | 1
266118 | LS-11S/P | 266118 | INTRERUPATOR POZITIE | 59 | cerere oferta | S | 2 | 0 | 1 | 0.057 | KG | 33 5X31X86 | 4015082661182 |  | 295 | ICD | 1
266117 | LS-11S/RL | 266117 | INTRERUPATOR POZITIE | 59 | cerere oferta | S | 2 | 0 | 1 | 0.066 | KG | 33 5X31X110 | 4015082661175 |  | 295 | ICD | 1
266119 | LS-11S/RLA | 266119 | INTRERUPATOR POZITIE | 59 | cerere oferta | S | 2 | 0 | 1 | 0.085 | KG | 33 5X31X120 | 4015082661199 |  | 295 | ICD | 1
107517 | LS-11S/RL-W1 | 107517 | INTRERUPATOR POZITIE | 59 | cerere oferta | S | 1 | 0 | 1 | 0.066 | KG | 33 5X31X110 | 4015081072477 |  | 295 | ICD | 1
266106 | LS-11S/RR | 266106 | INTRERUPATOR POZITIE | 59 | cerere oferta | S | 4 | 0 | 1 | 0.078 | KG | 33 5X31X140 | 4015082661069 |  | 295 | ICD | 1
266104 | LS-11S/S | 266104 | INTRERUPATOR POZITIE | 59 | cerere oferta | S | 2 | 0 | 1 | 0.067 | KG | 33 5X31X180 | 4015082661045 |  | 295 | ICD | 1
272020 | LS-11S-SW | 272020 | INTRERUPATOR POZITIE | 59 | cerere oferta | S | 10 | 0 | 1 | 0.051 | KG | 33 5X31X76 5 | 4015082720209 |  | 295 | ICD | 1
272006 | LS-11-SW | 272006 | INTRERUPATOR POZITIE | 59 | cerere oferta | S | 10 | 0 | 1 | 0.05 | KG | 33 5X31X76 5 | 4015082720063 |  | 295 | ICD | 1
106870 | LS-11S-ZB | 106870 | INTRERUPATOR POZITIE | 59 | cerere oferta | S | 2 | 0 | 1 | 0.08 | KG | 95X30X30 | 4015081066339 |  | 295 | ICD | 1
106819 | LS-11-ZB | 106819 | INTRERUPATOR POZITIE | 59 | cerere oferta | S | 2 | 0 | 1 | 0.08 | KG | 95X30X30 | 4015081066322 |  | 295 | ICD | 1
106871 | LS-11-ZB/X | 106871 | INTRERUPATOR POZITIE | 59 | cerere oferta | S | 1 | 0 | 1 | 0.075 | KG | 30X30X95 | 4015081066346 |  | 295 | ICD | 1
266120 | LS-20 | 266120 | INTRERUPATOR POZITIE | 59 | cerere oferta | S | 10 | 0 | 1 | 0.051 | KG | 33 5X31X76 5 | 4015082661205 |  | 295 | ICD | 1
292368 | LS-20/F | 292368 | INTRERUPATOR POZITIE | 59 | cerere oferta | S | 1 | 0 | 1 | 0.05 | KG | 33 5X31X76 5 | 4015082923686 |  | 295 | ICD | 1
292362 | LS-20A | 292362 | INTRERUPATOR POZITIE | 59 | cerere oferta | S | 1 | 0 | 1 | 0.05 | KG | 33 5X31X76 5 | 4015082923624 |  | 295 | ICD | 1
292370 | LS-20A/F | 292370 | INTRERUPATOR POZITIE | 59 | cerere oferta | S | 1 | 0 | 1 | 0.05 | KG | 33 5X31X76 5 | 4015082923709 |  | 295 | ICD | 1
272008 | LS-20-SW | 272008 | INTRERUPATOR POZITIE | 59 | cerere oferta | S | 10 | 0 | 1 | 0.05 | KG | 33 5X31X76 5 | 4015082720087 |  | 295 | ICD | 1
73836 | LS25X3 | 73836 | Intrerupator pozitie | 59 | cerere oferta | S | 12 | 0 | 1 | 1.075 | KG | 25X2025X3 | 4015080738367 |  | 279 | PDC | 1
106857 | LS4/S11-1/I/ZB | 106857 | INTRERUPATOR POZITIE | 59 | cerere oferta | S | 1 | 0 | 1 | 0.195 | KG | 42X40X130 | 4015081066179 |  | 295 | ICD | 1
106858 | LS4/S11-1/IA/ZB | 106858 | INTRERUPATOR POZITIE | 59 | cerere oferta | S | 1 | 0 | 1 | 0.227 | KG | 42X65X130 | 4015081066186 |  | 295 | ICD | 1
106859 | LS4/S12-7/IB/ZB | 106859 | INTRERUPATOR POZITIE | 59 | cerere oferta | S | 1 | 0 | 1 | 0.287 | KG | 43X56X157 | 4015081066193 |  | 295 | ICD | 1
106860 | LS4-XB | 106860 | INTRERUPATOR POZITIE | 59 | cerere oferta | S | 1 | 0 | 1 | 0.022 | KG | 10X53X40 | 4015081066209 |  | 295 | ICD | 1
106861 | LS4-XZB | 106861 | INTRERUPATOR POZITIE | 59 | cerere oferta | S | 1 | 0 | 1 | 0.03 | KG | 35X35X60 | 4015081066216 |  | 295 | ICD | 1
266168 | LS-COMBINATION-* | 266168 | INTRERUPATOR POZITIE | 59 | cerere oferta | N | 1 | 0 | 1 | 0.001 | KG | 1X1X1 | 1004787 |  | 295 | ICD | 1
266122 | LSE-02 | 266122 | INTRERUPATOR POZITIE | 59 | cerere oferta | S | 2 | 0 | 1 | 0.048 | KG | 33 5X31X76 5 | 4015082661229 |  | 295 | ICD | 1
266121 | LSE-11 | 266121 | INTRERUPATOR POZITIE | 59 | cerere oferta | S | 2 | 0 | 1 | 0.048 | KG | 33 5X31X76 5 | 4015082661212 |  | 295 | ICD | 1
266138 | LS-E4 | 266138 | INTRERUPATOR POZITIE | 59 | cerere oferta | S | 1 | 0 | 1 | 1.4 | KG | 100X168X190 | 4015082661380 |  | 295 | ICD | 1
274096 | LSE-AU | 274096 | INTRERUPATOR POZITIE | 59 | cerere oferta | S | 2 | 0 | 1 | 0.048 | KG | 33 5X31X76 5 | 4015082740962 |  | 295 | ICD | 1
286874 | LSE-Q31-2R | 286874 | INTRERUPATOR POZITIE | 59 | cerere oferta | S | 2 | 0 | 1 | 0.05 | KG | 33 5X31X76 5 | 4015082868741 |  | 295 | ICD | 1
286877 | LSE-Q31-LU | 286877 | INTRERUPATOR POZITIE | 59 | cerere oferta | S | 2 | 0 | 1 | 0.05 | KG | 33 5X31X76 5 | 4015082868772 |  | 295 | ICD | 1
286875 | LSE-Q31-V | 286875 | INTRERUPATOR POZITIE | 59 | cerere oferta | S | 2 | 0 | 1 | 0.05 | KG | 33 5X31X76 5 | 4015082868758 |  | 295 | ICD | 1
266142 | LSM-02 | 266142 | INTRERUPATOR POZITIE | 59 | cerere oferta | S | 2 | 0 | 1 | 0.147 | KG | 33 5X31X76 5 | 4015082661427 |  | 295 | ICD | 1
292371 | LSM-02/F | 292371 | INTRERUPATOR POZITIE | 59 | cerere oferta | S | 1 | 0 | 1 | 0.15 | KG | 33 5X31X76 5 | 4015082923716 |  | 295 | ICD | 1
266143 | LSM-02/L | 266143 | INTRERUPATOR POZITIE | 59 | cerere oferta | S | 2 | 0 | 1 | 0.167 | KG | 33 5X31X96 | 4015082661434 |  | 295 | ICD | 1
266144 | LSM-11 | 266144 | INTRERUPATOR POZITIE | 59 | cerere oferta | S | 2 | 0 | 1 | 0.147 | KG | 33 5X31X76 5 | 4015082661441 |  | 295 | ICD | 1
292372 | LSM-11/F | 292372 | INTRERUPATOR POZITIE | 59 | cerere oferta | S | 1 | 0 | 1 | 0.15 | KG | 33 5X31X76 5 | 4015082923723 |  | 295 | ICD | 1
266145 | LSM-11/L | 266145 | INTRERUPATOR POZITIE | 59 | cerere oferta | S | 2 | 0 | 1 | 0.167 | KG | 33 5X31X96 | 4015082661458 |  | 295 | ICD | 1
266147 | LSM-11/P | 266147 | INTRERUPATOR POZITIE | 59 | cerere oferta | S | 2 | 0 | 1 | 0.146 | KG | 33 5X31X86 | 4015082661472 |  | 295 | ICD | 1
266146 | LSM-11/RL | 266146 | INTRERUPATOR POZITIE | 59 | cerere oferta | S | 2 | 0 | 1 | 0.2 | KG | 33 5X31X110 | 4015082661465 |  | 295 | ICD | 1
266148 | LSM-11/RLA | 266148 | INTRERUPATOR POZITIE | 59 | cerere oferta | S | 2 | 0 | 1 | 0.212 | KG | 33 5X31X120 | 4015082661489 |  | 295 | ICD | 1
266149 | LSM-11D | 266149 | INTRERUPATOR POZITIE | 59 | cerere oferta | S | 2 | 0 | 1 | 0.147 | KG | 33 5X31X76 5 | 4015082661496 |  | 295 | ICD | 1
292373 | LSM-11D/F | 292373 | INTRERUPATOR POZITIE | 59 | cerere oferta | S | 1 | 0 | 1 | 0.15 | KG | 33 5X31X76 5 | 4015082923730 |  | 295 | ICD | 1
266150 | LSM-11D/L | 266150 | INTRERUPATOR POZITIE | 59 | cerere oferta | S | 2 | 0 | 1 | 0.167 | KG | 33 5X31X96 | 4015082661502 |  | 295 | ICD | 1
292363 | LSM-11DA | 292363 | INTRERUPATOR POZITIE | 59 | cerere oferta | S | 1 | 0 | 1 | 0.147 | KG | 33 5X31X76 5 | 4015082923631 |  | 295 | ICD | 1
292376 | LSM-11DA/F | 292376 | INTRERUPATOR POZITIE | 59 | cerere oferta | S | 1 | 0 | 1 | 0.15 | KG | 33 5X31X76 5 | 4015082923761 |  | 295 | ICD | 1
266140 | LSM-11S | 266140 | INTRERUPATOR POZITIE | 59 | cerere oferta | S | 2 | 0 | 1 | 0.147 | KG | 33 5X31X76 5 | 4015082661403 |  | 295 | ICD | 1
292374 | LSM-11S/F | 292374 | INTRERUPATOR POZITIE | 59 | cerere oferta | S | 1 | 0 | 1 | 0.15 | KG | 33 5X31X76 5 | 4015082923747 |  | 295 | ICD | 1
266151 | LSM-11S/L | 266151 | INTRERUPATOR POZITIE | 59 | cerere oferta | S | 2 | 0 | 1 | 0.167 | KG | 33 5X31X96 | 4015082661519 |  | 295 | ICD | 1
266153 | LSM-11S/P | 266153 | INTRERUPATOR POZITIE | 59 | cerere oferta | S | 2 | 0 | 1 | 0.146 | KG | 33 5X31X86 | 4015082661533 |  | 295 | ICD | 1
266152 | LSM-11S/RL | 266152 | INTRERUPATOR POZITIE | 59 | cerere oferta | S | 2 | 0 | 1 | 0.2 | KG | 33 5X31X110 | 4015082661526 |  | 295 | ICD | 1
266154 | LSM-11S/RLA | 266154 | INTRERUPATOR POZITIE | 59 | cerere oferta | S | 2 | 0 | 1 | 0.212 | KG | 33 5X31X120 | 4015082661540 |  | 295 | ICD | 1
266141 | LSM-11S/RR | 266141 | INTRERUPATOR POZITIE | 59 | cerere oferta | S | 4 | 0 | 1 | 0.196 | KG | 33 5X31X140 | 4015082661410 |  | 295 | ICD | 1
266139 | LSM-11S/S | 266139 | INTRERUPATOR POZITIE | 59 | cerere oferta | S | 2 | 0 | 1 | 0.193 | KG | 33 5X31X180 | 4015082661397 |  | 295 | ICD | 1
266155 | LSM-20 | 266155 | INTRERUPATOR POZITIE | 59 | cerere oferta | S | 2 | 0 | 1 | 0.147 | KG | 33 5X31X76 5 | 4015082661557 |  | 295 | ICD | 1
292375 | LSM-20/F | 292375 | INTRERUPATOR POZITIE | 59 | cerere oferta | S | 1 | 0 | 1 | 0.15 | KG | 33 5X31X76 5 | 4015082923754 |  | 295 | ICD | 1
100051 | LSM-20A | 100051 | INTRERUPATOR POZITIE | 59 | cerere oferta | S | 2 | 0 | 1 | 0.147 | KG | 33 5X31X76 5 | 4015081000418 |  | 295 | ICD | 1
292377 | LSM-20A/F | 292377 | INTRERUPATOR POZITIE | 59 | cerere oferta | S | 1 | 0 | 1 | 0.15 | KG | 33 5X31X76 5 | 4015082923778 |  | 295 | ICD | 1
286873 | LSM-Q31-2A | 286873 | INTRERUPATOR POZITIE | 59 | cerere oferta | S | 2 | 0 | 1 | 0.064 | KG | 33 5X31X76 5 | 4015082868734 |  | 295 | ICD | 1
286869 | LSM-Q31-2R | 286869 | INTRERUPATOR POZITIE | 59 | cerere oferta | S | 2 | 0 | 1 | 0.143 | KG | 33 5X31X76 5 | 4015082868697 |  | 295 | ICD | 1
286870 | LSM-Q31-V | 286870 | INTRERUPATOR POZITIE | 59 | cerere oferta | S | 2 | 0 | 1 | 0.143 | KG | 33 5X31X76 5 | 4015082868703 |  | 295 | ICD | 1
286871 | LSM-Q31-VD | 286871 | INTRERUPATOR POZITIE | 59 | cerere oferta | S | 2 | 0 | 1 | 0.143 | KG | 33 5X31X76 5 | 4015082868710 |  | 295 | ICD | 1
286872 | LSM-Q31-VS | 286872 | INTRERUPATOR POZITIE | 59 | cerere oferta | S | 2 | 0 | 1 | 0.143 | KG | 33 5X31X76 5 | 4015082868727 |  | 295 | ICD | 1
266156 | LSM-XL | 266156 | ACCESORII LS | 59 | cerere oferta | S | 10 | 0 | 1 | 0.022 | KG | 25X28X25 | 4015082661564 |  | 295 | ICD | 1
266157 | LSM-XLA | 266157 | ACCESORII LS | 59 | cerere oferta | S | 10 | 0 | 1 | 0.025 | KG | 25X35X45 | 4015082661571 |  | 295 | ICD | 1
266158 | LSM-XP | 266158 | ACCESORII LS | 59 | cerere oferta | S | 10 | 0 | 1 | 0.029 | KG | 25X25X29 | 4015082661588 |  | 295 | ICD | 1
266159 | LSM-XRL | 266159 | ACCESORII LS | 59 | cerere oferta | S | 5 | 0 | 1 | 0.052 | KG | 25X46X49 | 4015082661595 |  | 295 | ICD | 1
266160 | LSM-XRLA | 266160 | ACCESORII LS | 59 | cerere oferta | S | 4 | 0 | 1 | 0.065 | KG | 25X55X93 | 4015082661601 |  | 295 | ICD | 1
266161 | LSM-XRR | 266161 | ACCESORII LS | 59 | cerere oferta | S | 4 | 0 | 1 | 0.058 | KG | 25X46X140 | 4015082661618 |  | 295 | ICD | 1
266162 | LSM-XRRM | 266162 | ACCESORII LS | 59 | cerere oferta | S | 4 | 0 | 1 | 0.06 | KG | 25X46X200 | 4015082661625 |  | 295 | ICD | 1
266163 | LSM-XS | 266163 | ACCESORII LS | 59 | cerere oferta | S | 5 | 0 | 1 | 0.045 | KG | 25X25X120 | 4015082661632 |  | 295 | ICD | 1
280908 | LSM-XSD-Y | 280908 | Accesoriu LSM-Titan,Galben | 59 | cerere oferta | S | 1 | 0 | 1 | 0.01 | KG | 65X30X10 | 4015082809089 |  | 295 | ICD | 1
286868 | LSP-Q31-2A | 286868 | ACCESORII LS | 59 | cerere oferta | S | 10 | 0 | 1 | 0.05 | KG | 33 5X31X76 5 | 4015082868680 |  | 295 | ICD | 1
286864 | LSP-Q31-2R | 286864 | ACCESORII LS | 59 | cerere oferta | S | 10 | 0 | 1 | 0.05 | KG | 33 5X31X76 5 | 4015082868642 |  | 295 | ICD | 1
286865 | LSP-Q31-V | 286865 | ACCESORII LS | 59 | cerere oferta | S | 10 | 0 | 1 | 0.045 | KG | 33 5X31X76 5 | 4015082868659 |  | 295 | ICD | 1
286866 | LSP-Q31-VD | 286866 | ACCESORII LS | 59 | cerere oferta | S | 10 | 0 | 1 | 0.049 | KG | 33 5X31X76 5 | 4015082868666 |  | 295 | ICD | 1
286867 | LSP-Q31-VS | 286867 | ACCESORII LS | 59 | cerere oferta | S | 10 | 0 | 1 | 0.051 | KG | 33 5X31X76 5 | 4015082868673 |  | 295 | ICD | 1
286878 | LSP-XL | 286878 | ACCESORII LS | 59 | cerere oferta | S | 10 | 0 | 1 | 0.004 | KG | 25X28X25 | 4015082868789 |  | 295 | ICD | 1
286879 | LSP-XLA | 286879 | ACCESORII LS | 59 | cerere oferta | S | 10 | 0 | 1 | 0.006 | KG | 25X35X45 | 4015082868796 |  | 295 | ICD | 1
286890 | LSP-XP | 286890 | ACCESORII LS | 59 | cerere oferta | S | 10 | 0 | 1 | 0.006 | KG | 25X25X29 | 4015082868901 |  | 295 | ICD | 1
286891 | LSP-XRL | 286891 | ACCESORII LS | 59 | cerere oferta | S | 5 | 0 | 1 | 0.016 | KG | 25X46X49 | 4015082868918 |  | 295 | ICD | 1
286892 | LSP-XRLA | 286892 | ACCESORII LS | 59 | cerere oferta | S | 4 | 0 | 1 | 0.036 | KG | 25X55X93 | 4015082868925 |  | 295 | ICD | 1
286893 | LSP-XRLA30 | 286893 | ACCESORII LS | 59 | cerere oferta | S | 5 | 0 | 1 | 0.037 | KG | 25X55X99 | 4015082868932 |  | 295 | ICD | 1
286894 | LSP-XRLA40 | 286894 | ACCESORII LS | 59 | cerere oferta | S | 5 | 0 | 1 | 0.042 | KG | 25X57X114 | 4015082868949 |  | 295 | ICD | 1
286895 | LSP-XRLA40R | 286895 | ACCESORII LS | 59 | cerere oferta | S | 5 | 0 | 1 | 0.05 | KG | 25X57X114 | 4015082868956 |  | 295 | ICD | 1
286896 | LSP-XRR | 286896 | ACCESORII LS | 59 | cerere oferta | S | 4 | 0 | 1 | 0.028 | KG | 25X46X140 | 4015082868963 |  | 295 | ICD | 1
286897 | LSP-XRRM | 286897 | ACCESORII LS | 59 | cerere oferta | S | 4 | 0 | 1 | 0.036 | KG | 25X46X200 | 4015082868970 |  | 295 | ICD | 1
286898 | LSP-XS | 286898 | ACCESORII LS | 59 | cerere oferta | S | 5 | 0 | 1 | 0.017 | KG | 25X25X120 | 4015082868987 |  | 295 | ICD | 1
106848 | LSR-S02-1-I/TKG | 106848 | Întreruptoare de siguran?ă | 59 | cerere oferta | S | 1 | 0 | 1 | 0.094 | KG | 33X31X160 | 4015081066087 |  | 295 | ICD | 1
106852 | LSR-S02-1-I/TS | 106852 | ╬ntreruptoare de siguran?Ń | 59 | cerere oferta | S | 1 | 0 | 1 | 0.087 | KG | 33X31X91 5 | 4015081066124 |  | 295 | ICD | 1
106847 | LSR-S11-1-I/TKG | 106847 | Întreruptoare de siguran?ă | 59 | cerere oferta | S | 1 | 0 | 1 | 0.094 | KG | 33X31X160 | 4015081066070 |  | 295 | ICD | 1
106851 | LSR-S11-1-I/TS | 106851 | Întreruptoare de siguran?ă | 59 | cerere oferta | S | 1 | 0 | 1 | 0.087 | KG | 33X31X91 5 | 4015081066117 |  | 295 | ICD | 1
106729 | LS-S02 | 106729 | INTRERUPATOR POZITIE | 59 | cerere oferta | S | 10 | 0 | 1 | 0.05 | KG | 33 5X31X76 5 | 4015081064960 |  | 295 | ICD | 1
106780 | LS-S02/F | 106780 | INTRERUPATOR POZITIE | 59 | cerere oferta | S | 1 | 0 | 1 | 0.05 | KG | 33 5X31X76 5 | 4015081064977 |  | 295 | ICD | 1
106781 | LS-S02/L | 106781 | INTRERUPATOR POZITIE | 59 | cerere oferta | S | 2 | 0 | 1 | 0.055 | KG | 33 5X31X96 | 4015081064984 |  | 295 | ICD | 1
106778 | LS-S02-120AFT-ZBZ/X | 106778 | INTRERUPATOR POZITIE interblocare prin r | 59 | cerere oferta | S | 1 | 0 | 1 | 0.417 | KG | 55X37X170 | 4015081065486 |  | 295 | ICD | 1
106779 | LS-S02-120AMT-ZBZ/F-GVP30 | 106779 | INTRERUPATOR POZITIE interblocare prin r | 59 | cerere oferta | N | 30 | 0 | 1 | 0.435 | KG | 222X170X275 | 4015081065493 |  | 295 | ICD | 1
106820 | LS-S02-120AMT-ZBZ/X | 106820 | INTRERUPATOR POZITIE interblocare prin r | 59 | cerere oferta | S | 1 | 0 | 1 | 0.417 | KG | 55X37X170 | 4015081065806 |  | 295 | ICD | 1
106821 | LS-S02-230AFT-ZBZ/X | 106821 | INTRERUPATOR POZITIE interblocare prin r | 59 | cerere oferta | S | 1 | 0 | 1 | 0.417 | KG | 55X37X170 | 4015081065813 |  | 295 | ICD | 1
106822 | LS-S02-230AMT-ZBZ/X | 106822 | INTRERUPATOR POZITIE interblocare prin r | 59 | cerere oferta | S | 1 | 0 | 1 | 0.417 | KG | 55X37X170 | 4015081065820 |  | 295 | ICD | 1
106823 | LS-S02-24DFT-ZBZ/X | 106823 | INTRERUPATOR POZITIE interblocare prin r | 59 | cerere oferta | S | 1 | 0 | 1 | 0.43 | KG | 55X37X170 | 4015081065837 |  | 295 | ICD | 1
106824 | LS-S02-24DMT-ZBZ/X | 106824 | INTRERUPATOR POZITIE interblocare prin r | 59 | cerere oferta | S | 1 | 0 | 1 | 0.43 | KG | 55X37X170 | 4015081065844 |  | 295 | ICD | 1
106782 | LS-S02-SW | 106782 | 'INTRERUPATOR POZITIE | 59 | cerere oferta | S | 10 | 0 | 1 | 0.05 | KG | 33 5X31X76 5 | 4015081064991 |  | 295 | ICD | 1
106874 | LS-S02-ZB | 106874 | 'INTRERUPATOR POZITIE | 59 | cerere oferta | S | 2 | 0 | 1 | 0.08 | KG | 30X30X95 | 4015081066377 |  | 295 | ICD | 1
106875 | LS-S02-ZB/X | 106875 | 'INTRERUPATOR POZITIE | 59 | cerere oferta | S | 1 | 0 | 1 | 0.075 | KG | 30X30X95 | 4015081066384 |  | 295 | ICD | 1
106783 | LS-S11 | 106783 | 'INTRERUPATOR POZITIE | 59 | cerere oferta | S | 10 | 0 | 1 | 0.053 | KG | 33 5X31X76 5 | 4015081065509 |  | 295 | ICD | 1
106784 | LS-S11/F | 106784 | 'INTRERUPATOR POZITIE | 59 | cerere oferta | S | 1 | 0 | 1 | 0.05 | KG | 33 5X31X76 5 | 4015081065516 |  | 295 | ICD | 1
106785 | LS-S11/L | 106785 | 'INTRERUPATOR POZITIE | 59 | cerere oferta | S | 2 | 0 | 1 | 0.055 | KG | 33 5X31X96 | 4015081065523 |  | 295 | ICD | 1
106786 | LS-S11/LB | 106786 | 'INTRERUPATOR POZITIE | 59 | cerere oferta | S | 1 | 0 | 1 | 0.064 | KG | 33 5X31X108 | 4015081065530 |  | 295 | ICD | 1
106787 | LS-S11/LS | 106787 | 'INTRERUPATOR POZITIE | 59 | cerere oferta | S | 1 | 0 | 1 | 0.06 | KG | 33 5X31X91 | 4015081065547 |  | 295 | ICD | 1
106788 | LS-S11/P | 106788 | 'INTRERUPATOR POZITIE | 59 | cerere oferta | S | 2 | 0 | 1 | 0.057 | KG | 33 5X31X86 | 4015081065554 |  | 295 | ICD | 1
106789 | LS-S11/RL | 106789 | 'INTRERUPATOR POZITIE | 59 | cerere oferta | S | 2 | 0 | 1 | 0.066 | KG | 33 5X31X110 | 4015081065561 |  | 295 | ICD | 1
106790 | LS-S11/RLA | 106790 | 'INTRERUPATOR POZITIE | 59 | cerere oferta | S | 2 | 0 | 1 | 0.085 | KG | 33 5X31X120 | 4015081065578 |  | 295 | ICD | 1
106825 | LS-S11-120AFT-ZBZ/X | 106825 | INTRERUPATOR POZITIE interblocare prin r | 59 | cerere oferta | S | 1 | 0 | 1 | 0.417 | KG | 55X37X170 | 4015081065851 |  | 295 | ICD | 1
106826 | LS-S11-120AMT-ZBZ/X | 106826 | INTRERUPATOR POZITIE interblocare prin r | 59 | cerere oferta | S | 1 | 0 | 1 | 0.417 | KG | 55X37X170 | 4015081065868 |  | 295 | ICD | 1
106827 | LS-S11-230AFT-ZBZ/X | 106827 | INTRERUPATOR POZITIE interblocare prin r | 59 | cerere oferta | S | 1 | 0 | 1 | 0.417 | KG | 55X37X170 | 4015081065875 |  | 295 | ICD | 1
106828 | LS-S11-230AMT-ZBZ/X | 106828 | INTRERUPATOR POZITIE interblocare prin r | 59 | cerere oferta | S | 1 | 0 | 1 | 0.417 | KG | 55X37X170 | 4015081065882 |  | 295 | ICD | 1
106829 | LS-S11-24DFT-ZBZ/X | 106829 | INTRERUPATOR POZITIE interblocare prin r | 59 | cerere oferta | S | 1 | 0 | 1 | 0.43 | KG | 55X37X170 | 4015081065899 |  | 295 | ICD | 1
106830 | LS-S11-24DMT-ZBZ/X | 106830 | INTRERUPATOR POZITIE interblocare prin r | 59 | cerere oferta | S | 1 | 0 | 1 | 0.43 | KG | 55X37X170 | 4015081065905 |  | 295 | ICD | 1
106791 | LS-S11D | 106791 | 'INTRERUPATOR POZITIE | 59 | cerere oferta | S | 10 | 0 | 1 | 0.053 | KG | 33 5X31X76 5 | 4015081065585 |  | 295 | ICD | 1
106792 | LS-S11D/F | 106792 | 'INTRERUPATOR POZITIE | 59 | cerere oferta | S | 1 | 0 | 1 | 0.05 | KG | 33 5X31X76 5 | 4015081065592 |  | 295 | ICD | 1
106793 | LS-S11D/L | 106793 | 'INTRERUPATOR POZITIE | 59 | cerere oferta | S | 2 | 0 | 1 | 0.055 | KG | 33 5X31X96 | 4015081065608 |  | 295 | ICD | 1
106794 | LS-S11D/LS | 106794 | 'INTRERUPATOR POZITIE | 59 | cerere oferta | S | 1 | 0 | 1 | 0.06 | KG | 33 5X31X91 | 4015081065615 |  | 295 | ICD | 1
106795 | LS-S11DA | 106795 | 'INTRERUPATOR POZITIE | 59 | cerere oferta | S | 1 | 0 | 1 | 0.051 | KG | 33 5X31X76 5 | 4015081065622 |  | 295 | ICD | 1
106796 | LS-S11DA/F | 106796 | 'INTRERUPATOR POZITIE | 59 | cerere oferta | S | 1 | 0 | 1 | 0.05 | KG | 33 5X31X76 5 | 4015081065639 |  | 295 | ICD | 1
106797 | LS-S11D-SW | 106797 | 'INTRERUPATOR POZITIE | 59 | cerere oferta | S | 10 | 0 | 1 | 0.051 | KG | 33 5X31X76 5 | 4015081065646 |  | 295 | ICD | 1
106798 | LS-S11S | 106798 | 'INTRERUPATOR POZITIE | 59 | cerere oferta | S | 10 | 0 | 1 | 0.055 | KG | 33 5X31X76 5 | 4015081065653 |  | 295 | ICD | 1
106799 | LS-S11S/F | 106799 | 'INTRERUPATOR POZITIE | 59 | cerere oferta | S | 1 | 0 | 1 | 0.05 | KG | 33 5X31X76 5 | 4015081065660 |  | 295 | ICD | 1
106800 | LS-S11S/L | 106800 | 'INTRERUPATOR POZITIE | 59 | cerere oferta | S | 2 | 0 | 1 | 0.051 | KG | 33 5X31X96 | 4015081065677 |  | 295 | ICD | 1
106801 | LS-S11S/P | 106801 | 'INTRERUPATOR POZITIE | 59 | cerere oferta | S | 2 | 0 | 1 | 0.057 | KG | 33 5X31X86 | 4015081065684 |  | 295 | ICD | 1
106802 | LS-S11S/RL | 106802 | 'INTRERUPATOR POZITIE | 59 | cerere oferta | S | 2 | 0 | 1 | 0.066 | KG | 33 5X31X110 | 4015081065691 |  | 295 | ICD | 1
106803 | LS-S11S/RLA | 106803 | 'INTRERUPATOR POZITIE | 59 | cerere oferta | S | 2 | 0 | 1 | 0.085 | KG | 33 5X31X120 | 4015081065707 |  | 295 | ICD | 1
106804 | LS-S11S/RR | 106804 | 'INTRERUPATOR POZITIE | 59 | cerere oferta | S | 4 | 0 | 1 | 0.078 | KG | 33 5X31X140 | 4015081065714 |  | 295 | ICD | 1
106805 | LS-S11S/S | 106805 | 'INTRERUPATOR POZITIE | 59 | cerere oferta | S | 2 | 0 | 1 | 0.078 | KG | 33 5X31X180 | 4015081065721 |  | 295 | ICD | 1
106806 | LS-S11S-SW | 106806 | 'INTRERUPATOR POZITIE | 59 | cerere oferta | S | 10 | 0 | 1 | 0.051 | KG | 33 5X31X76 5 | 4015081065738 |  | 295 | ICD | 1
106807 | LS-S11-SW | 106807 | 'INTRERUPATOR POZITIE | 59 | cerere oferta | S | 10 | 0 | 1 | 0.052 | KG | 33 5X31X76 5 | 4015081065745 |  | 295 | ICD | 1
106877 | LS-S11S-ZB | 106877 | 'INTRERUPATOR POZITIE | 59 | cerere oferta | S | 2 | 0 | 1 | 0.08 | KG | 95X30X30 | 4015081066407 |  | 295 | ICD | 1
106876 | LS-S11-ZB | 106876 | 'INTRERUPATOR POZITIE | 59 | cerere oferta | S | 2 | 0 | 1 | 0.08 | KG | 95X30X30 | 4015081066391 |  | 295 | ICD | 1
106878 | LS-S11-ZB/X | 106878 | 'INTRERUPATOR POZITIE | 59 | cerere oferta | S | 1 | 0 | 1 | 0.075 | KG | 30X30X95 | 4015081066414 |  | 295 | ICD | 1
106808 | LS-S20 | 106808 | 'INTRERUPATOR POZITIE | 59 | cerere oferta | S | 1 | 0 | 1 | 0.051 | KG | 33 5X31X76 5 | 4015081065752 |  | 295 | ICD | 1
106809 | LS-S20/F | 106809 | 'INTRERUPATOR POZITIE | 59 | cerere oferta | S | 1 | 0 | 1 | 0.05 | KG | 33 5X31X76 5 | 4015081065769 |  | 295 | ICD | 1
106810 | LS-S20A | 106810 | 'INTRERUPATOR POZITIE | 59 | cerere oferta | S | 10 | 0 | 1 | 0.045 | KG | 33 5X31X76 5 | 4015081065776 |  | 295 | ICD | 1
106811 | LS-S20A/F | 106811 | 'INTRERUPATOR POZITIE | 59 | cerere oferta | S | 1 | 0 | 1 | 0.05 | KG | 33 5X31X76 5 | 4015081065783 |  | 295 | ICD | 1
106812 | LS-S20-SW | 106812 | 'INTRERUPATOR POZITIE | 59 | cerere oferta | S | 10 | 0 | 1 | 0.051 | KG | 33 5X31X76 5 | 4015081065790 |  | 295 | ICD | 1
108956 | LS-X1310-0110-0210-01 | 108956 | ACCESORII LS | 59 | cerere oferta | S | 5 | 0 | 1 | 0.02 | KG | 140X6X1 | 4015081085767 |  | 295 | ICD | 1
108957 | LS-X1310-0110-0210-02 | 108957 | ACCESORII LS | 59 | cerere oferta | S | 5 | 0 | 1 | 0.02 | KG | 200X6X1 | 4015081085774 |  | 295 | ICD | 1
266134 | LS-X20 | 266134 | ACCESORII LS | 59 | cerere oferta | S | 25 | 0 | 1 | 0.001 | KG | 24X24X15 | 4015082661342 |  | 295 | ICD | 1
106872 | LS-XB-ZB | 106872 | ACCESORII LS | 59 | cerere oferta | S | 10 | 0 | 1 | 0.008 | KG | 33X30X15 | 4015081066353 |  | 295 | ICD | 1
106831 | LS-XFG-ZBZ | 106831 | ACCESORII LS | 59 | cerere oferta | S | 10 | 0 | 1 | 0.038 | KG | 12X106X29 | 4015081065912 |  | 295 | ICD | 1
106832 | LS-XF-ZBZ | 106832 | ACCESORII LS | 59 | cerere oferta | S | 10 | 0 | 1 | 0.038 | KG | 55X29X65 | 4015081065929 |  | 295 | ICD | 1
106833 | LS-XG-ZBZ | 106833 | ACCESORII LS | 59 | cerere oferta | S | 10 | 0 | 1 | 0.011 | KG | 44X35X2 | 4015081065936 |  | 295 | ICD | 1
266123 | LS-XL | 266123 | ACCESORII LS | 59 | cerere oferta | S | 10 | 0 | 1 | 0.005 | KG | 25X28X25 | 4015082661236 |  | 295 | ICD | 1
266124 | LS-XLA | 266124 | ACCESORII LS | 59 | cerere oferta | S | 10 | 0 | 1 | 0.017 | KG | 25X35X45 | 4015082661243 |  | 295 | ICD | 1
290178 | LS-XLB | 290178 | ACCESORII LS | 59 | cerere oferta | S | 5 | 0 | 1 | 0.012 | KG | 33 5X31X45 | 4015082901783 |  | 295 | ICD | 1
290177 | LS-XLS | 290177 | ACCESORII LS | 59 | cerere oferta | S | 1 | 0 | 1 | 0.005 | KG | 33 5X31X32 | 4015082901776 |  | 295 | ICD | 1
106834 | LS-XNG-ZBZ | 106834 | ACCESORII LS | 59 | cerere oferta | S | 1 | 0 | 1 | 0.052 | KG | 42X31X88 | 4015081065943 |  | 295 | ICD | 1
106835 | LS-XNW-ZBZ | 106835 | ACCESORII LS | 59 | cerere oferta | S | 10 | 0 | 1 | 0.052 | KG | 42X31X62 | 4015081065950 |  | 295 | ICD | 1
290190 | LS-XOR | 290190 | ACCESORII LS | 59 | cerere oferta | S | 1 | 0 | 1 | 0.035 | KG | 25X25X120 | 4015082901905 |  | 295 | ICD | 1
266125 | LS-XP | 266125 | ACCESORII LS | 59 | cerere oferta | S | 10 | 0 | 1 | 0.007 | KG | 25X25X29 | 4015082661250 |  | 295 | ICD | 1
266126 | LS-XRL | 266126 | ACCESORII LS | 59 | cerere oferta | S | 5 | 0 | 1 | 0.016 | KG | 25X46X49 | 4015082661267 |  | 295 | ICD | 1
266127 | LS-XRLA | 266127 | ACCESORII LS | 59 | cerere oferta | S | 4 | 0 | 1 | 0.034 | KG | 25X55X93 | 4015082661274 |  | 295 | ICD | 1
266128 | LS-XRLA30 | 266128 | ACCESORII LS | 59 | cerere oferta | S | 5 | 0 | 1 | 0.006 | KG | 25X55X99 | 4015082661281 |  | 295 | ICD | 1
266129 | LS-XRLA40 | 266129 | ACCESORII LS | 59 | cerere oferta | S | 5 | 0 | 1 | 0.041 | KG | 25X57X114 | 4015082661298 |  | 295 | ICD | 1
266130 | LS-XRLA40R | 266130 | ACCESORII LS | 59 | cerere oferta | S | 5 | 0 | 1 | 0.043 | KG | 25X57X114 | 4015082661304 |  | 295 | ICD | 1
107515 | LS-XRL-W1 | 107515 | ACCESORII LS | 59 | cerere oferta | S | 5 | 0 | 1 | 0.016 | KG | 25X46X49 | 4015081072453 |  | 295 | ICD | 1
266131 | LS-XRR | 266131 | ACCESORII LS | 59 | cerere oferta | S | 4 | 0 | 1 | 0.028 | KG | 25X46X140 | 4015082661311 |  | 295 | ICD | 1
266132 | LS-XRRM | 266132 | ACCESORII LS | 59 | cerere oferta | S | 4 | 0 | 1 | 0.048 | KG | 25X46X200 | 4015082661328 |  | 295 | ICD | 1
266133 | LS-XS | 266133 | ACCESORII LS | 59 | cerere oferta | S | 5 | 0 | 1 | 0.016 | KG | 25X25X120 | 4015082661335 |  | 295 | ICD | 1
280909 | LS-XSD-S | 280909 | ACCESORII LS | 59 | cerere oferta | S | 1 | 0 | 1 | 0.008 | KG | 65X30X10 | 4015082809096 |  | 295 | ICD | 1
280980 | LS-XSD-Y | 280980 | ACCESORII LS | 59 | cerere oferta | S | 1 | 0 | 1 | 0.008 | KG | 65X30X10 | 4015082809805 |  | 295 | ICD | 1
106836 | LS-XSD-ZBZ | 106836 | ACCESORII LS | 59 | cerere oferta | S | 10 | 0 | 1 | 0.008 | KG | 15X55X150 | 4015081065967 |  | 295 | ICD | 1
106837 | LS-XSK-ZBZ | 106837 | Sealing cap for LS-ZBZ | 59 | cerere oferta | S | 10 | 0 | 1 | 0.008 | KG | 38X38 5X25 | 4015081065974 |  | 295 | ICD | 1
290179 | LS-XTW | 290179 | ACCESORII LS | 59 | cerere oferta | S | 1 | 0 | 1 | 0.014 | KG | 80X10X10 | 4015082901790 |  | 295 | ICD | 1
106838 | LS-XWA-ZBZ | 106838 | ACCESORII LS | 59 | cerere oferta | S | 10 | 0 | 1 | 0.012 | KG | 33X35X15 | 4015081065981 |  | 295 | ICD | 1
106839 | LS-XW-ZBZ | 106839 | ACCESORII LS | 59 | cerere oferta | S | 10 | 0 | 1 | 0.011 | KG | 33X35X15 | 4015081065998 |  | 295 | ICD | 1
114024 | LS-XZS | 114024 | Rounded plunger central fixing | 59 | cerere oferta | N | 5 | 0 | 1 | 0.028 | KG | 46X25X25 | 4015081134465 |  | 295 | ICD | 1
50325 | LT284-M6X20-C | 50325 | ACC.INS.ENCLOSURE CI3-CI49 | 94 | cerere oferta | N | 100 | 0 | 1 | 0.007 | KG | 20X12X0 | 4015080503255 |  | 277 | PDC | 1
58863 | LT306.022.3 | 58863 | Fast-on connector | 67 | cerere oferta | N | 100 | 0 | 1 | 0.001 | KG | 14X3X5 | 4015080588634 |  | 388 | ICD | 1
31571 | LT308.098 | 31571 | ACC.DIV. SPS (UK) | 3 | cerere oferta | N | 1 | 0 | 1 | 0.016 | KG | 32X7X7 | 4015080315711 |  | 202 | IAB | 1
270247200 | LTA PVC-ABDECKSTR. | 270247200 | Bagheta protectie | 82 | cerere oferta | N | 1 | 0 | 1 | 4.685 | G | 0 001X0 001X0 001 | 9004852138455 |  | 273 | PDC | 1
284690 | LTS-100/C00/3-R | 284690 | Fuse switch disconnector | 82 | cerere oferta | N | 1 | 3.6 | 1 | 0.57 | KG | 194X63X133 | 4015082846909 |  | 279 | PDC | 1
269349 | LTS-L/160/00 | 269349 | Fuse switch disconnector | 82 | cerere oferta | N | 1 | 2.9 | 100 | 1.2 | KG | 406X50X120 | 4015082693497 |  | 279 | PDC | 1
289997 | LTS-L/160-00-60-10-R | 289997 | Fuse switch disconnector | 82 | cerere oferta | N | 1 | 2.9 | 100 | 1.502 | KG | 406X50X116 | 4015082899974 |  | 279 | PDC | 1
269350 | LTS-L/250/1 | 269350 | Fuse switch disconnector | 82 | cerere oferta | N | 1 | 0 | 33 | 4.6 | KG | 0 001X0 001X0 001 | 4015082693503 |  | 279 | PDC | 1
269351 | LTS-L/400/2 | 269351 | Fuse switch disconnector | 82 | cerere oferta | N | 1 | 5.5 | 33 | 5 | KG | 746,5X98X195 | 4015082693510 |  | 279 | PDC | 1
269352 | LTS-L/630/3 | 269352 | Fuse switch disconnector | 82 | cerere oferta | N | 1 | 5.5 | 33 | 5.5 | KG | 746,5X98X195 | 4015082693527 |  | 279 | PDC | 1
112908 | LVP-20H12-CS | 112908 | Fante de aerisire cutii metalice tip CS | 100 | cerere oferta | N | 1 | 0 | 1 | 0.23 | KG | 197X117X1 | 4015081124466 |  | 278 | PDC | 1
ROSOB000112908 | LVP-20H12-CS-RO | ROSOB000112908 | LVP-20H12-CS-RO | 100 | cerere oferta | N | 1 | 0 | 1 | 0.23 | KG | 197X117X1 | 9008790529511 |  | 278 | PDC | 1
112907 | LVP-20V12-CS | 112907 | Fante de aerisire cutii metalice tip CS | 100 | cerere oferta | N | 1 | 0 | 1 | 0.02 | KG | 197X117X1 | 4015081124459 |  | 278 | PDC | 1
ROSOB000112907 | LVP-20V12-CS-RO | ROSOB000112907 | LVP-20V12-CS-RO | 100 | cerere oferta | N | 1 | 0 | 1 | 0.02 | KG | 197X117X1 | 9008790529504 |  | 278 | PDC | 1
112910 | LVP-30H15-CS | 112910 | Fante de aerisire cutii metalice tip CS | 100 | cerere oferta | N | 1 | 0 | 1 | 0.47 | KG | 297X149X1 | 4015081124480 |  | 278 | PDC | 1
ROSOB000112910 | LVP-30H15-CS-RO | ROSOB000112910 | LVP-30H15-CS-RO | 100 | cerere oferta | N | 1 | 0 | 1 | 0.47 | KG | 297X149X1 | 9008790529535 |  | 278 | PDC | 1
112909 | LVP-30V15-CS | 112909 | Fante de aerisire cutii metalice tip CS | 100 | cerere oferta | N | 1 | 0 | 1 | 0.47 | KG | 297X149X1 | 4015081124473 |  | 278 | PDC | 1
ROSOB000112909 | LVP-30V15-CS-RO | ROSOB000112909 | LVP-30V15-CS-RO | 100 | cerere oferta | N | 1 | 0 | 1 | 0.47 | KG | 297X149X1 | 9008790529528 |  | 278 | PDC | 1
208692 | L-W | 208692 | Indicator luminos alb | 66 | cerere oferta | N | 1 | 0 | 1 | 0.035 | KG | 30X60X30 | 4015082086923 |  | 389 | ICD | 1
208691 | L-Y | 208691 | Indicator luminos galben | 66 | cerere oferta | N | 1 | 0 | 1 | 0.035 | KG | 30X60X30 | 4015082086916 |  | 389 | ICD | 1
111869 | LZMB1-4-A25-I | 111869 | LZMB1-4-A25-I | 23 | cerere oferta | N | 1 |  | 1 | 1.324 | KG |  | 4015081114177 |  | 682 | PDC | 1
111870 | LZMB1-4-A32-I | 111870 | LZMB1-4-A32-I | 23 | cerere oferta | N | 1 |  | 1 | 1.324 | KG |  | 4015081114184 |  | 682 | PDC | 1
111871 | LZMB1-4-A40-I | 111871 | LZMB1-4-A40-I | 23 | cerere oferta | N | 1 |  | 1 | 1.324 | KG |  | 4015081114191 |  | 682 | PDC | 1
111873 | LZMB1-4-A63-I | 111873 | LZMB1-4-A63-I | 23 | cerere oferta | N | 1 |  | 1 | 1.324 | KG |  | 4015081114214 |  | 682 | PDC | 1
111865 | LZMB1-4-ASF100-I | 111865 | Circuit-breaker 4p syst./cables Ii fixed | 23 | cerere oferta | N | 1 | 0 | 1 | 1.325 | KG | 88X120X145 | 4015081114139 |  | 682 | PDC | 1
111866 | LZMB1-4-ASF125-I | 111866 | Circuit-breaker 4p syst./cables Ii fixed | 23 | cerere oferta | N | 1 | 0 | 1 | 1.325 | KG | 88X120X145 | 4015081114146 |  | 682 | PDC | 1
111855 | LZMB1-A100-I | 111855 | Circuit-breaker 3p systems/cable prot. | 23 | cerere oferta | N | 1 | 0 | 1 | 1.027 | KG | 88X90X145 | 4015081114030 |  | 682 | PDC | 1
111856 | LZMB1-A125-I | 111856 | Circuit-breaker 3p systems/cable prot. | 23 | cerere oferta | N | 1 | 0 | 1 | 1.02 | KG | 88X90X145 | 4015081114047 |  | 682 | PDC | 1
111857 | LZMB1-A160-I | 111857 | Circuit-breaker 3p systems/cable prot. | 23 | cerere oferta | N | 1 | 0 | 1 | 1.02 | KG | 88X90X145 | 4015081114054 |  | 682 | PDC | 1
111848 | LZMB1-A20-I | 111848 | Circuit-breaker 3p systems/cable prot. | 23 | cerere oferta | N | 1 | 0 | 1 | 1.014 | KG | 88X90X145 | 4015081113965 |  | 682 | PDC | 1
111849 | LZMB1-A25-I | 111849 | Circuit-breaker 3p systems/cable prot. | 23 | cerere oferta | N | 1 | 0 | 1 | 1.014 | KG | 88X90X145 | 4015081113972 |  | 682 | PDC | 1
111850 | LZMB1-A32-I | 111850 | Circuit-breaker 3p systems/cable prot. | 23 | cerere oferta | N | 1 | 0 | 1 | 1.014 | KG | 88X90X145 | 4015081113989 |  | 682 | PDC | 1
111851 | LZMB1-A40-I | 111851 | Circuit-breaker 3p systems/cable prot. | 23 | cerere oferta | N | 1 | 0 | 1 | 1.02 | KG | 88X90X145 | 4015081113996 |  | 682 | PDC | 1
111852 | LZMB1-A50-I | 111852 | Circuit-breaker 3p systems/cable prot. | 23 | cerere oferta | N | 1 | 0 | 1 | 1.046 | KG | 88X90X145 | 4015081114009 |  | 682 | PDC | 1
111853 | LZMB1-A63-I | 111853 | Circuit-breaker 3p systems/cable prot. | 23 | cerere oferta | N | 1 | 0 | 1 | 1.012 | KG | 88X90X145 | 4015081114016 |  | 682 | PDC | 1
111854 | LZMB1-A80-I | 111854 | Circuit-breaker 3p systems/cable prot. | 23 | cerere oferta | N | 1 | 0 | 1 | 1.013 | KG | 88X90X145 | 4015081114023 |  | 682 | PDC | 1
111926 | LZMB2-4-ASF160/100-I | 111926 | Circuit-breaker 4p syst./cables Ii fixed | 23 | cerere oferta | N | 1 | 0 | 1 | 3.03 | KG | 142X140X185 | 4015081114740 |  | 683 | PDC | 1
111927 | LZMB2-4-ASF200/125-I | 111927 | Circuit-breaker 4p syst./cables Ii fixed | 23 | cerere oferta | N | 1 | 0 | 1 | 3.03 | KG | 142X140X185 | 4015081114757 |  | 683 | PDC | 1
111928 | LZMB2-4-ASF250/160-I | 111928 | Circuit-breaker 4p syst./cables Ii fixed | 23 | cerere oferta | N | 1 | 0 | 1 | 3.03 | KG | 142X140X185 | 4015081114764 |  | 683 | PDC | 1
111923 | LZMB2-A200-I | 111923 | Intrerupatoare automate tip LZM1 | 23 | cerere oferta | S | 1 | 0 | 1 | 2.336 | KG | 142X105X185 | 4015081114719 |  | 683 | PDC | 1
111924 | LZMB2-A250-I | 111924 | Circuit-breaker 3p systems/cable prot. | 23 | cerere oferta | N | 1 | 0 | 1 | 2.364 | KG | 142X105X185 | 4015081114726 |  | 683 | PDC | 1
111925 | LZMB2-A300-I | 111925 | Circuit-breaker 3p systems/cable prot. | 23 | cerere oferta | N | 1 | 0 | 1 | 2.345 | KG | 142X105X185 | 4015081114733 |  | 683 | PDC | 1
111915 | LZMC1-4-A100-I | 111915 | Intreruptor automat4p syst./cable protec | 23 | cerere oferta | N | 1 | 0 | 1 | 1.324 | KG | 88X120X145 | 4015081114634 |  | 682 | PDC | 1
111916 | LZMC1-4-A125-I | 111916 | Intreruptor automat4p syst./cable protec | 23 | cerere oferta | N | 1 | 0 | 1 | 1.324 | KG | 88X120X145 | 4015081114641 |  | 682 | PDC | 1
111917 | LZMC1-4-A160-I | 111917 | Intreruptor automat4p syst./cable protec | 23 | cerere oferta | N | 1 | 0 | 1 | 1.324 | KG | 88X120X145 | 4015081114658 |  | 682 | PDC | 1
111908 | LZMC1-4-A20-I | 111908 | Intreruptor automat4p syst./cable protec | 23 | cerere oferta | N | 1 | 0 | 1 | 1.324 | KG | 88X120X145 | 4015081114566 |  | 682 | PDC | 1
111909 | LZMC1-4-A25-I | 111909 | Intreruptor automat4p syst./cable protec | 23 | cerere oferta | N | 1 | 0 | 1 | 1.324 | KG | 88X120X145 | 4015081114573 |  | 682 | PDC | 1
111910 | LZMC1-4-A32-I | 111910 | Intreruptor automat4p syst./cable protec | 23 | cerere oferta | N | 1 | 0 | 1 | 1.324 | KG | 88X120X145 | 4015081114580 |  | 682 | PDC | 1
111911 | LZMC1-4-A40-I | 111911 | Intreruptor automat4p syst./cable protec | 23 | cerere oferta | N | 1 | 0 | 1 | 1.324 | KG | 88X120X145 | 4015081114597 |  | 682 | PDC | 1
111912 | LZMC1-4-A50-I | 111912 | Intreruptor automat4p syst./cable protec | 23 | cerere oferta | N | 1 | 0 | 1 | 1.324 | KG | 88X120X145 | 4015081114603 |  | 682 | PDC | 1
111913 | LZMC1-4-A63-I | 111913 | Intreruptor automat4p syst./cable protec | 23 | cerere oferta | N | 1 | 0 | 1 | 1.324 | KG | 88X120X145 | 4015081114610 |  | 682 | PDC | 1
111914 | LZMC1-4-A80-I | 111914 | Intreruptor automat4p syst./cable protec | 23 | cerere oferta | N | 1 | 0 | 1 | 1.324 | KG | 88X120X145 | 4015081114627 |  | 682 | PDC | 1
111898 | LZMC1-4-ASF20-I | 111898 | Circuit-breaker 4p syst./cables Ii fixed | 23 | cerere oferta | N | 1 | 0 | 1 | 1.325 | KG | 88X120X145 | 4015081114467 |  | 682 | PDC | 1
111895 | LZMC1-A100-I | 111895 | Intreruptor automat3p syst./cable protec | 23 | cerere oferta | S | 1 | 0 | 1 | 1.014 | KG | 88X90X145 | 4015081114436 |  | 682 | PDC | 1
111896 | LZMC1-A125-I | 111896 | Intreruptor automat3p syst./cable protec | 23 | cerere oferta | S | 1 | 0 | 1 | 1.014 | KG | 88X90X145 | 4015081114443 |  | 682 | PDC | 1
111897 | LZMC1-A160-I | 111897 | Intreruptor automat3p syst./cable protec | 23 | cerere oferta | S | 1 | 0 | 1 | 1.014 | KG | 88X90X145 | 4015081114450 |  | 682 | PDC | 1
111888 | LZMC1-A20-I | 111888 | Intreruptor automat3p syst./cable protec | 23 | cerere oferta | S | 1 | 0 | 1 | 1.014 | KG | 88X90X145 | 4015081114368 |  | 682 | PDC | 1
111889 | LZMC1-A25-I | 111889 | Intreruptor automat3p syst./cable protec | 23 | cerere oferta | S | 1 | 0 | 1 | 1.014 | KG | 88X90X145 | 4015081114375 |  | 682 | PDC | 1
111890 | LZMC1-A32-I | 111890 | Intreruptor automat3p syst./cable protec | 23 | cerere oferta | S | 1 | 0 | 1 | 1.014 | KG | 88X90X145 | 4015081114382 |  | 682 | PDC | 1
111891 | LZMC1-A40-I | 111891 | Intreruptor automat3p syst./cable protec | 23 | cerere oferta | S | 1 | 0 | 1 | 1.014 | KG | 88X90X145 | 4015081114399 |  | 682 | PDC | 1
111892 | LZMC1-A50-I | 111892 | Intreruptor automat3p syst./cable protec | 23 | cerere oferta | S | 1 | 0 | 1 | 1.014 | KG | 88X90X145 | 4015081114405 |  | 682 | PDC | 1
111893 | LZMC1-A63-I | 111893 | Intreruptor automat3p syst./cable protec | 23 | cerere oferta | S | 1 | 0 | 1 | 1.014 | KG | 88X90X145 | 4015081114412 |  | 682 | PDC | 1
111894 | LZMC1-A80-I | 111894 | Intreruptor automat3p syst./cable protec | 23 | cerere oferta | S | 1 | 0 | 1 | 1.014 | KG | 88X90X145 | 4015081114429 |  | 682 | PDC | 1
111948 | LZMC2-4-A160/100-I | 111948 | Intreruptor automat4p syst./cable protec | 24 | cerere oferta | N | 1 | 0 | 1 | 3.03 | KG | 142X140X185 | 4015081114962 |  | 683 | PDC | 1
111949 | LZMC2-4-A200/125-I | 111949 | Intreruptor automat4p syst./cable protec | 24 | cerere oferta | N | 1 | 0 | 1 | 3.03 | KG | 142X140X185 | 4015081114979 |  | 683 | PDC | 1
111950 | LZMC2-4-A250/160-I | 111950 | Intreruptor automat4p syst./cable protec | 24 | cerere oferta | N | 1 | 0 | 1 | 3.03 | KG | 142X140X185 | 4015081114986 |  | 683 | PDC | 1
111951 | LZMC2-4-A300/200-I | 111951 | Intreruptor automat4p syst./cable protec | 24 | cerere oferta | N | 1 | 0 | 1 | 3.03 | KG | 142X140X185 | 4015081114993 |  | 683 | PDC | 1
111952 | LZMC2-4-VE160/100-I | 111952 | Circuit-breaker 4p selective protection | 23 | cerere oferta | N | 1 | 0 | 1 | 3 | KG | 142X140X185 | 4015081115006 |  | 683 | PDC | 1
111953 | LZMC2-4-VE250/160-I | 111953 | Circuit-breaker 4p selective protection | 23 | cerere oferta | N | 1 | 0 | 1 | 3 | KG | 142X140X185 | 4015081115013 |  | 683 | PDC | 1
116482 | LZMC2-4-VE250-I | 116482 | Circuit-breaker 4p sel.protection | 23 | cerere oferta | N | 1 | 0 | 1 | 3 | KG | 142X140X185 | 4015081162246 |  | 683 | PDC | 1
111938 | LZMC2-A160-I | 111938 | Intreruptor automat3p syst./cable protec | 24 | cerere oferta | S | 1 | 0 | 1 | 2.345 | KG | 142X105X185 | 4015081114863 |  | 683 | PDC | 1
111939 | LZMC2-A200-I | 111939 | Intreruptor automat3p syst./cable protec | 24 | cerere oferta | S | 1 | 0 | 1 | 2.345 | KG | 142X105X185 | 4015081114870 |  | 683 | PDC | 1
111940 | LZMC2-A250-I | 111940 | Intreruptor automat3p syst./cable protec | 24 | cerere oferta | S | 1 | 0 | 1 | 2.345 | KG | 142X105X185 | 4015081114887 |  | 683 | PDC | 1
111941 | LZMC2-A300-I | 111941 | Intreruptor automat3p syst./cable protec | 24 | cerere oferta | S | 1 | 0 | 1 | 2.345 | KG | 142X105X185 | 4015081114894 |  | 683 | PDC | 1
111943 | LZMC2-VE250-I | 111943 | Circuit-breaker 3p selective protection | 23 | cerere oferta | N | 1 | 0 | 1 | 2.32 | KG | 142X105X185 | 4015081114917 |  | 683 | PDC | 1
111960 | LZMC3-4-A320/200-I | 111960 | Circuit-breaker 4p systems/cable prot. | 25 | cerere oferta | N | 1 | 0 | 1 | 7.3 | KG | 166X185X275 | 4015081115082 |  | 684 | PDC | 1
111961 | LZMC3-4-A400/250-I | 111961 | Circuit-breaker 4p systems/cable prot. | 25 | cerere oferta | N | 1 | 0 | 1 | 7.3 | KG | 166X185X275 | 4015081115099 |  | 684 | PDC | 1
111963 | LZMC3-4-AE630/400-I | 111963 | Intreruptor automat4p syst./cable protec | 25 | cerere oferta | N | 1 | 0 | 1 | 9.1 | KG | 166X185X275 | 4015081115112 |  | 684 | PDC | 1
111964 | LZMC3-4-VE400/250-I | 111964 | Circuit-breaker 4p selective protection | 23 | cerere oferta | N | 1 | 0 | 1 | 9.1 | KG | 166X185X275 | 4015081115129 |  | 684 | PDC | 1
111954 | LZMC3-A320-I | 111954 | Circuit-breaker 3p systems/cable prot. | 23 | cerere oferta | N | 1 | 0 | 1 | 5.8 | KG | 166X140X275 | 4015081115020 |  | 684 | PDC | 1
111955 | LZMC3-A400-I | 111955 | Intreruptor automat | 25 | cerere oferta | N | 1 | 0 | 1 | 5.8 | KG | 166X140X275 | 4015081115037 |  | 684 | PDC | 1
111956 | LZMC3-A500-I | 111956 | Circuit-breaker 3p systems/cable prot. | 25 | cerere oferta | N | 1 | 0 | 1 | 5.8 | KG | 166X140X275 | 4015081115044 |  | 684 | PDC | 1
111957 | LZMC3-AE630-I | 111957 | Intreruptor automat | 25 | cerere oferta | N | 1 | 0 | 1 | 6.34 | KG | 166X140X275 | 4015081115051 |  | 684 | PDC | 1
111959 | LZMC3-VE630-I | 111959 | Intreruptor automat 3p protectie selecti | 25 | cerere oferta | N | 1 | 0 | 1 | 6.84 | KG | 166X140X275 | 4015081115075 |  | 684 | PDC | 1
111837 | LZME1-4-A160-I | 111837 | Intreruptor automat 4p prot. sistemelor | 23 | cerere oferta | N | 1 | 0 | 1 | 1.324 | KG | 88X120X145 | 4015081113859 |  | 682 | PDC | 1
111815 | LZME1-A100-I | 111815 | Circuit-breaker 3p systems/cable prot. | 23 | cerere oferta | N | 1 | 0 | 1 | 1.014 | KG | 88X90X145 | 4015081113637 |  | 682 | PDC | 1
111816 | LZME1-A125-I | 111816 | Circuit-breaker 3p systems/cable prot. | 23 | cerere oferta | N | 1 | 0 | 1 | 1.014 | KG | 88X90X145 | 4015081113644 |  | 682 | PDC | 1
111817 | LZME1-A160-I | 111817 | Circuit-breaker 3p systems/cable prot. | 23 | cerere oferta | N | 1 | 0 | 1 | 1.014 | KG | 88X90X145 | 4015081113651 |  | 682 | PDC | 1
111810 | LZME1-A32-I | 111810 | Intrerupatoare automate tip LZM1 | 23 | cerere oferta | N | 1 | 0 | 1 | 1.014 | KG | 88X90X145 | 4015081113583 |  | 682 | PDC | 1
111811 | LZME1-A40-I | 111811 | Intrerupatoare automate tip LZM1 | 23 | cerere oferta | N | 1 | 0 | 1 | 1.014 | KG | 88X90X145 | 4015081113590 |  | 682 | PDC | 1
111813 | LZME1-A63-I | 111813 | Intrerupatoare automate tip LZM1 | 23 | cerere oferta | N | 1 | 0 | 1 | 1.014 | KG | 88X90X145 | 4015081113613 |  | 682 | PDC | 1
111814 | LZME1-A80-I | 111814 | Intrerupatoare automate tip LZM1 | 23 | cerere oferta | N | 1 | 0 | 1 | 1.014 | KG | 88X90X145 | 4015081113620 |  | 682 | PDC | 1
111679 | LZME1-ASF25-I | 111679 | Intrerupatoare automate tip LZM1 cu decl | 23 | cerere oferta | N | 1 | 0 | 1 | 1.046 | KG | 88X90X145 | 4015081112371 |  | 682 | PDC | 1
111974 | LZMN3-4-A320/200-I | 111974 | Intreruptor automat4p syst./cable protec | 25 | cerere oferta | N | 1 | 0 | 1 | 7.3 | KG | 166X185X275 | 4015081115228 |  | 684 | PDC | 1
111975 | LZMN3-4-A400/250-I | 111975 | Intreruptor automat4p syst./cable protec | 25 | cerere oferta | N | 1 | 0 | 1 | 7.3 | KG | 166X185X275 | 4015081115235 |  | 684 | PDC | 1
111976 | LZMN3-4-A500/320-I | 111976 | Intreruptor automat4p syst./cable protec | 25 | cerere oferta | N | 1 | 0 | 1 | 7.3 | KG | 166X185X275 | 4015081115242 |  | 684 | PDC | 1
111977 | LZMN3-4-AE630/400-I | 111977 | Intreruptor automat4p syst./cable protec | 25 | cerere oferta | N | 1 | 0 | 1 | 9.1 | KG | 166X185X275 | 4015081115259 |  | 684 | PDC | 1
116476 | LZMN3-4-AE630-I | 116476 | Intreruptor automat4p syst./cable protec | 25 | cerere oferta | N | 1 | 0 | 1 | 8.4 | KG | 159X185X275 | 4015081162185 |  | 684 | PDC | 1
111972 | LZMN3-4-VE400/250-I | 111972 | Circuit-breaker 4p selective protection | 23 | cerere oferta | N | 1 | 0 | 1 | 9.1 | KG | 166X185X275 | 4015081115204 |  | 684 | PDC | 1
111966 | LZMN3-A320-I | 111966 | Intreruptor automat3p syst./cable protec | 25 | cerere oferta | N | 1 | 0 | 1 | 5.8 | KG | 166X140X275 | 4015081115143 |  | 684 | PDC | 1
111967 | LZMN3-A400-I | 111967 | Intreruptor automat3p syst./cable protec | 25 | cerere oferta | N | 1 | 0 | 1 | 5.8 | KG | 166X140X275 | 4015081115150 |  | 684 | PDC | 1
111968 | LZMN3-A500-I | 111968 | Intreruptor automat3p syst./cable protec | 25 | cerere oferta | N | 1 | 0 | 1 | 5.8 | KG | 166X140X275 | 4015081115167 |  | 684 | PDC | 1
111969 | LZMN3-AE630-I | 111969 | Intreruptor automat3p syst./cable protec | 25 | cerere oferta | N | 1 | 0 | 1 | 7.097 | KG | 166X140X275 | 4015081115174 |  | 684 | PDC | 1
111970 | LZMN3-VE400-I | 111970 | Intreruptor automat 3p protectie selecti | 25 | cerere oferta | N | 1 | 0 | 1 | 6.84 | KG | 166X140X275 | 4015081115181 |  | 684 | PDC | 1
111971 | LZMN3-VE630-I | 111971 | Intreruptor automat 3p protectie selecti | 25 | cerere oferta | N | 1 | 0 | 1 | 6.84 | KG | 166X140X275 | 4015081115198 |  | 684 | PDC | 1
111987 | LZMN4-4-AE1000/630-I | 111987 | Intreruptor automat4p syst./cable protec | 26 | cerere oferta | N | 1 | 0 | 1 | 27 | KG | 401X280X207 | 4015081115358 |  | 685 | PDC | 1
111988 | LZMN4-4-AE1250/800-I | 111988 | Intreruptor automat4p syst./cable protec | 26 | cerere oferta | N | 1 | 0 | 1 | 27 | KG | 401X280X207 | 4015081115365 |  | 685 | PDC | 1
111989 | LZMN4-4-AE1600/1000-I | 111989 | Intreruptor automat4p syst./cable protec | 26 | cerere oferta | N | 1 | 0 | 1 | 27 | KG | 401X280X207 | 4015081115372 |  | 685 | PDC | 1
111986 | LZMN4-4-AE800/500-I | 111986 | Intreruptor automat4p syst./cable protec | 26 | cerere oferta | N | 1 | 0 | 1 | 27 | KG | 401X280X207 | 4015081115341 |  | 685 | PDC | 1
111992 | LZMN4-4-VE1250/800-I | 111992 | Circuit-breaker 4p selective protection | 23 | cerere oferta | N | 1 | 0 | 1 | 27 | KG | 401X280X207 | 4015081115402 |  | 685 | PDC | 1
111993 | LZMN4-4-VE1600/1000-I | 111993 | Circuit-breaker 4p selective protection | 23 | cerere oferta | N | 1 | 0 | 1 | 27 | KG | 401X280X207 | 4015081115419 |  | 685 | PDC | 1
111990 | LZMN4-4-VE800/500-I | 111990 | Circuit-breaker 4p selective protection | 23 | cerere oferta | N | 1 | 0 | 1 | 27 | KG | 401X280X207 | 4015081115389 |  | 685 | PDC | 1
111979 | LZMN4-AE1000-I | 111979 | Intreruptor automat3p syst./cable protec | 26 | cerere oferta | N | 1 | 0 | 1 | 19 | KG | 401X210X207 | 4015081115273 |  | 685 | PDC | 1
111980 | LZMN4-AE1250-I | 111980 | Intreruptor automat3p syst./cable protec | 26 | cerere oferta | N | 1 | 0 | 1 | 19 | KG | 401X210X207 | 4015081115280 |  | 685 | PDC | 1
111981 | LZMN4-AE1600-I | 111981 | Intreruptor automat3p syst./cable protec | 26 | cerere oferta | N | 1 | 0 | 1 | 19 | KG | 401X210X207 | 4015081115297 |  | 685 | PDC | 1
111978 | LZMN4-AE800-I | 111978 | Intreruptor automat3p syst./cable protec | 26 | cerere oferta | N | 1 | 0 | 1 | 19 | KG | 401X210X207 | 4015081115266 |  | 685 | PDC | 1
111983 | LZMN4-VE1000-I | 111983 | Intreruptor automat 3p protectie selecti | 26 | cerere oferta | N | 1 | 0 | 1 | 18.7 | KG | 401X210X207 | 4015081115310 |  | 685 | PDC | 1
111984 | LZMN4-VE1250-I | 111984 | Intreruptor automat 3p protectie selecti | 26 | cerere oferta | N | 1 | 0 | 1 | 18.7 | KG | 401X210X207 | 4015081115327 |  | 685 | PDC | 1
111985 | LZMN4-VE1600-I | 111985 | Intreruptor automat 3p protectie selecti | 26 | cerere oferta | N | 1 | 0 | 1 | 18.7 | KG | 401X210X207 | 4015081115334 |  | 685 | PDC | 1
111982 | LZMN4-VE800-I | 111982 | Intreruptor automat 3p protectie selecti | 26 | cerere oferta | N | 1 | 0 | 1 | 18.7 | KG | 401X210X207 | 4015081115303 |  | 685 | PDC | 1
266135 | M12A | 266135 | CONECTOR | 58 | cerere oferta | S | 10 | 0 | 1 | 0.017 | KG | 25X25X25 | 4015082661359 |  | 295 | ICD | 1
272202 | M12A5 | 272202 | Cablu conector 5-poli,M12, | 58 | cerere oferta | S | 10 | 0 | 1 | 0.009 | KG | 22X23X90 | 4015082722029 |  | 294 | ICD | 1
266136 | M12B | 266136 | CONECTOR | 58 | cerere oferta | S | 10 | 0 | 1 | 0.009 | KG | 25X25X25 | 4015082661366 |  | 295 | ICD | 1
272203 | M12B5 | 272203 | Cablu conector 5-poli,M12, | 58 | cerere oferta | S | 10 | 0 | 1 | 0.009 | KG | 22X23X90 | 4015082722036 |  | 294 | ICD | 1
232189 | M16-COMBINATION-* | 232189 | Aparate complete la comanda speciala | 65 | cerere oferta | N | 1 | 0 | 1 | 0.001 | KG | 1X1X1 | 1004795 |  | 388 | ICD | 1
216374 | M22-A | 216374 | Adaptor pt fixare | 64 | cerere oferta | S | 50 | 0 | 1 | 0.003 | KG | 10X30X41 | 4015082163747 |  | 387 | ICD | 50
279437 | M22-A4 | 279437 | Adaptor pt fixare | 64 | cerere oferta | S | 10 | 0 | 1 | 0.005 | KG | 10X43X45 | 4015082794378 |  | 387 | ICD | 10
106523 | M22-ADC | 106523 | Capota de protectie antipraf | 64 | cerere oferta | S | 1 | 0 | 1 | 0.055 | KG | 80X41X64 | 4015081063901 |  | 387 | ICD | 1
106524 | M22-ADC4 | 106524 | Capota de protectie antipraf | 64 | cerere oferta | S | 1 | 0 | 1 | 0.055 | KG | 80X41X64 | 4015081063918 |  | 387 | ICD | 1
216503 | M22-AK01 | 216503 | Modul complet:element contact+element fi | 64 | cerere oferta | S | 5 | 0 | 1 | 0.014 | KG | 35X40X30 | 4015082165031 |  | 387 | ICD | 5
216504 | M22-AK10 | 216504 | Modul complet:element contact+element fi | 64 | cerere oferta | S | 5 | 0 | 1 | 0.014 | KG | 35X40X30 | 4015082165048 |  | 387 | ICD | 5
216505 | M22-AK11 | 216505 | Modul complet:element contact+element fi | 64 | cerere oferta | S | 5 | 0 | 1 | 0.023 | KG | 35X40X30 | 4015082165055 |  | 387 | ICD | 5
229015 | M22-AMC | 229015 | Indicator acustic IP40 | 64 | cerere oferta | S | 1 | 0 | 1 | 0.024 | KG | 62X30X30 | 4015082290153 |  | 387 | ICD | 1
231269 | M22-ASI | 231269 | Adaptor ASi pentru RMQ Titan | 63 | cerere oferta | N | 1 | 2.3 | 1 | 0.023 | KG | 40X40X30 | 4015082312695 |  | 387 | ICD | 1
231271 | M22-ASI-C | 231271 | Adaptor ASi pentru RMQ Titan | 63 | cerere oferta | N | 1 | 2.3 | 1 | 0.017 | KG | 40X40X30 | 4015082312718 |  | 387 | ICD | 1
231272 | M22-ASI-CS | 231272 | Conexiuni de oprire de urgenta-montat pe | 64 | cerere oferta | S | 1 | 0 | 1 | 0.017 | KG | 40X40X30 | 4015082312725 |  | 387 | ICD | 1
231270 | M22-ASI-S | 231270 | Adaptor ASi pentru RMQ Titan | 63 | cerere oferta | N | 1 | 2.3 | 1 | 0.023 | KG | 40X40X30 | 4015082312701 |  | 387 | ICD | 1
216388 | M22-B | 216388 | Obturator IP67,IP69K | 64 | cerere oferta | S | 50 | 0 | 1 | 0.006 | KG | 30X30X30 | 4015082163884 |  | 387 | ICD | 1
259401 | M22-CHIP-VKF | 259401 | Euro-Chip | 64 | cerere oferta | S | 500 | 0 | 1 | 0.001 | KG | 23 25X23 25X2 | 4015082594015 |  | 387 | ICD | 1
259406 | M22-CHIP-VKF-* | 259406 | Euro-Chip with indiv.symbol | 64 | cerere oferta | N | 50 | 0 | 1 | 0.001 | KG | 23 25X23 25X2 | 1004790 |  | 387 | ICD | 1
216385 | M22-CK01 | 216385 | Element de contact,cage clamp,frontal | 64 | cerere oferta | S | 20 | 0 | 1 | 0.01 | KG | 38X32X10 | 4015082163853 |  | 387 | ICD | 1
262510 | M22-CK01D | 262510 | Element de contact,cage clamp,frontal,in | 64 | cerere oferta | S | 20 | 0 | 1 | 0.01 | KG | 38X32X10 | 4015082625108 |  | 387 | ICD | 1
107899 | M22-CK02 | 107899 | Element de contact,cage clamp,frontal | 64 | cerere oferta | S | 20 | 0 | 1 | 0.012 | KG | 43X38X10 | 4015081075362 |  | 387 | ICD | 1
216384 | M22-CK10 | 216384 | Element de contact,cage clamp,frontal | 64 | cerere oferta | S | 20 | 0 | 1 | 0.01 | KG | 38X32X10 | 4015082163846 |  | 387 | ICD | 1
107940 | M22-CK11 | 107940 | Element de contact,cage clamp,frontal | 64 | cerere oferta | S | 20 | 0 | 1 | 0.012 | KG | 43X38X10 | 4015081075379 |  | 387 | ICD | 1
107898 | M22-CK20 | 107898 | Element de contact,cage clamp,frontal | 64 | cerere oferta | S | 20 | 0 | 1 | 0.012 | KG | 43X38X10 | 4015081075355 |  | 387 | ICD | 1
216387 | M22-CKC01 | 216387 | Element de contact,cage clamp,spate | 64 | cerere oferta | S | 20 | 0 | 1 | 0.01 | KG | 38X32X10 | 4015082163877 |  | 387 | ICD | 1
216386 | M22-CKC10 | 216386 | Element de contact,cage clamp,spate | 64 | cerere oferta | S | 20 | 0 | 1 | 0.01 | KG | 38X32X10 | 4015082163860 |  | 387 | ICD | 1
218063 | M22-CLED230-B | 218063 | Element cu LED,cage clamp,frontal,albast | 64 | cerere oferta | S | 20 | 0 | 1 | 0.01 | KG | 39X10X39 | 4015082180638 |  | 387 | ICD | 1
216577 | M22-CLED230-G | 216577 | Element cu LED,cage clamp,frontal,verde | 64 | cerere oferta | S | 20 | 0 | 1 | 0.01 | KG | 39X10X39 | 4015082165772 |  | 387 | ICD | 1
216576 | M22-CLED230-R | 216576 | Element cu LED,cage clamp,frontal,rosu | 64 | cerere oferta | S | 20 | 0 | 1 | 0.01 | KG | 39X10X39 | 4015082165765 |  | 387 | ICD | 1
216575 | M22-CLED230-W | 216575 | Element cu LED,cage clamp,frontal,alb | 64 | cerere oferta | S | 20 | 0 | 1 | 0.01 | KG | 39X10X39 | 4015082165758 |  | 387 | ICD | 1
218061 | M22-CLED-B | 218061 | Element cu LED,cage clamp,frontal,albast | 64 | cerere oferta | S | 20 | 0 | 1 | 0.01 | KG | 39X10X39 | 4015082180614 |  | 387 | ICD | 1
218064 | M22-CLEDC230-B | 218064 | Element cu LED,cage clamp,spate,albastru | 64 | cerere oferta | S | 20 | 0 | 1 | 0.01 | KG | 39X10X39 | 4015082180645 |  | 387 | ICD | 1
216580 | M22-CLEDC230-G | 216580 | Element cu LED,cage clamp,spate,verde | 64 | cerere oferta | S | 20 | 0 | 1 | 0.01 | KG | 39X10X39 | 4015082165802 |  | 387 | ICD | 1
216579 | M22-CLEDC230-R | 216579 | Element cu LED,cage clamp,spate,rosu | 64 | cerere oferta | S | 20 | 0 | 1 | 0.01 | KG | 39X10X39 | 4015082165796 |  | 387 | ICD | 1
216578 | M22-CLEDC230-W | 216578 | Element cu LED,cage clamp,spate,alb | 64 | cerere oferta | S | 20 | 0 | 1 | 0.01 | KG | 39X10X39 | 4015082165789 |  | 387 | ICD | 1
218062 | M22-CLEDC-B | 218062 | Element cu LED,cage clamp,spate,albastru | 64 | cerere oferta | S | 20 | 0 | 1 | 0.01 | KG | 39X10X39 | 4015082180621 |  | 387 | ICD | 1
216574 | M22-CLEDC-G | 216574 | Element cu LED,cage clamp,spate,verde | 64 | cerere oferta | S | 20 | 0 | 1 | 0.01 | KG | 39X10X39 | 4015082165741 |  | 387 | ICD | 1
216573 | M22-CLEDC-R | 216573 | Element cu LED,cage clamp,spate,rosu | 64 | cerere oferta | S | 20 | 0 | 1 | 0.01 | KG | 39X10X39 | 4015082165734 |  | 387 | ICD | 1
216572 | M22-CLEDC-W | 216572 | Element cu LED,cage clamp,spate,alb | 64 | cerere oferta | S | 20 | 0 | 1 | 0.01 | KG | 39X10X39 | 4015082165727 |  | 387 | ICD | 1
216571 | M22-CLED-G | 216571 | Element cu LED,cage clamp,spate,verde | 64 | cerere oferta | S | 20 | 0 | 1 | 0.01 | KG | 39X10X39 | 4015082165710 |  | 387 | ICD | 1
216570 | M22-CLED-R | 216570 | Element cu LED,cage clamp,spate,rosu | 64 | cerere oferta | S | 20 | 0 | 1 | 0.01 | KG | 39X10X39 | 4015082165703 |  | 387 | ICD | 1
216569 | M22-CLED-W | 216569 | Element cu LED,cage clamp,spate,alb | 64 | cerere oferta | S | 20 | 0 | 1 | 0.01 | KG | 39X10X39 | 4015082165697 |  | 387 | ICD | 1
228298 | M22-COMBINATION-* | 228298 | Customizare etichete gama M22 | 64 | cerere oferta | N | 1 | 0 | 1 | 0.001 | KG | 1X1X1 | 1004202 |  | 387 | ICD | 1
279413 | M22-D4-*-* | 279413 | Tester cu 4 pozitii,IP66-customizare ins | 64 | cerere oferta | N | 5 | 0 | 1 | 0.022 | KG | 55X55X32 | 1004135 |  | 387 | ICD | 1
279411 | M22-D4-S | 279411 | Tester cu 4 pozitii,IP66 | 64 | cerere oferta | S | 5 | 0 | 1 | 0.022 | KG | 55X55X32 | 4015082794118 |  | 387 | ICD | 5
286336 | M22-D4-S-X7 | 286336 | Tester cu 4 pozitii,IP66,taste cu sageti | 64 | cerere oferta | S | 5 | 0 | 1 | 0.022 | KG | 55X55X32 | 4015082863364 |  | 387 | ICD | 5
216600 | M22-D-B | 216600 | Buton comanda ,albastru | 64 | cerere oferta | S | 10 | 0 | 1 | 0.009 | KG | 30X30X30 | 4015082166007 |  | 387 | ICD | 10
226770 | M22-DDL-*-*-* | 226770 | Buton comanda dublu,indicator luminos , | 64 | cerere oferta | N | 5 | 0 | 1 | 0.015 | KG | 30X30X55 | 1004203 |  | 387 | ICD | 1
284818 | M22-DDLF-*-*-* | 284818 | Buton comanda dublu,indicator luminos , | 64 | cerere oferta | N | 5 | 0 | 1 | 0.015 | KG | 30X30X55 | 1004133 |  | 387 | ICD | 1
284814 | M22-DDLF-GR-X1/X0 | 284814 | Buton comanda dublu,indicator luminos | 64 | cerere oferta | S | 5 | 0 | 1 | 0.015 | KG | 30X30X55 | 4015082848149 |  | 387 | ICD | 5
284816 | M22-DDLF-WS-X1/X0 | 284816 | Buton comanda dublu,indicator luminos | 64 | cerere oferta | S | 5 | 0 | 1 | 0.015 | KG | 30X30X55 | 4015082848163 |  | 387 | ICD | 1
216698 | M22-DDL-GR | 216698 | Buton comanda dublu,indicator luminos | 64 | cerere oferta | S | 5 | 0 | 1 | 0.015 | KG | 30X30X55 | 4015082166984 |  | 387 | ICD | 1
216702 | M22-DDL-GR-GB1/GB0 | 216702 | Buton comanda dublu,indicator luminos | 64 | cerere oferta | S | 5 | 0 | 1 | 0.015 | KG | 30X30X55 | 4015082167028 |  | 387 | ICD | 1
216700 | M22-DDL-GR-X1/X0 | 216700 | Buton comanda dublu,indicator luminos | 64 | cerere oferta | S | 5 | 0 | 1 | 0.015 | KG | 30X30X55 | 4015082167004 |  | 387 | ICD | 5
216509 | M22-DDL-GR-X1/X0/K11/230-W | 216509 | Buton comanda dublu,indicator luminos ,e | 64 | cerere oferta | S | 5 | 0 | 1 | 0.015 | KG | 30X30X55 | 4015082165093 |  | 387 | ICD | 5
107062 | M22-DDLM-*-*-* | 107062 | Buton comanda dublu,indicator luminos , | 64 | cerere oferta | N | 5 | 0 | 1 | 0.015 | KG | 30X30X55 | 1005029 |  | 387 | ICD | 1
284830 | M22-DDLM-GR-X1/X0 | 284830 | Buton comanda dublu,indicator luminos | 64 | cerere oferta | S | 5 | 0 | 1 | 0.015 | KG | 30X30X55 | 4015082848309 |  | 387 | ICD | 1
284832 | M22-DDLM-WS-X1/X0 | 284832 | Buton comanda dublu,indicator luminos | 64 | cerere oferta | S | 5 | 0 | 1 | 0.015 | KG | 30X30X55 | 4015082848323 |  | 387 | ICD | 1
105227 | M22-DDL-S-X226/X26 | 105227 | Buton comanda dublu,indicator luminos | 64 | cerere oferta | S | 5 | 0 | 1 | 0.015 | KG | 30X30X55 | 4015081050253 |  | 387 | ICD | 1
218145 | M22-DDL-S-X4/X5 | 218145 | Buton comanda dublu,indicator luminos | 64 | cerere oferta | S | 5 | 0 | 1 | 0.015 | KG | 30X30X55 | 4015082181451 |  | 387 | ICD | 5
216710 | M22-DDL-S-X7/X7 | 216710 | Buton comanda dublu,indicator luminos | 64 | cerere oferta | S | 5 | 0 | 1 | 0.015 | KG | 30X30X55 | 4015082167103 |  | 387 | ICD | 1
216704 | M22-DDL-WS | 216704 | Buton comanda dublu,indicator luminos | 64 | cerere oferta | S | 5 | 0 | 1 | 0.015 | KG | 30X30X55 | 4015082167042 |  | 387 | ICD | 1
216708 | M22-DDL-WS-GB1/GB0 | 216708 | Buton comanda dublu,indicator luminos | 64 | cerere oferta | S | 5 | 0 | 1 | 0.015 | KG | 30X30X55 | 4015082167080 |  | 387 | ICD | 5
216706 | M22-DDL-WS-X1/X0 | 216706 | Buton comanda dublu,indicator luminos | 64 | cerere oferta | S | 5 | 0 | 1 | 0.015 | KG | 30X30X55 | 4015082167066 |  | 387 | ICD | 5
216596 | M22-D-G | 216596 | Buton comanda ,verde | 64 | cerere oferta | S | 10 | 0 | 1 | 0.009 | KG | 30X30X30 | 4015082165963 |  | 387 | ICD | 10
110934 | M22-D-G-K10-BVP | 110934 | Complete unit,push-button | 64 | cerere oferta | S | 1 | 0 | 50 | 0.025 | KG | 50X50X80 | 4015081104635 |  | 387 | ICD | 1
230961 | M22-DGL-X | 230961 | Corp buton,indicator luminos | 64 | cerere oferta | S | 5 | 0 | 1 | 0.013 | KG | 30X30X30 | 4015082309619 |  | 387 | ICD | 1
220921 | M22-DG-X | 220921 | Corp buton | 64 | cerere oferta | S | 5 | 0 | 1 | 0.013 | KG | 30X30X30 | 4015082209216 |  | 387 | ICD | 1
216607 | M22-D-G-X1 | 216607 | Buton comanda ,verde,eticheta X1 | 64 | cerere oferta | S | 10 | 0 | 1 | 0.009 | KG | 30X30X30 | 4015082166076 |  | 387 | ICD | 10
216512 | M22-D-G-X1/K10 | 216512 | Buton comanda verde,eticheta X1 ,echipat | 64 | cerere oferta | S | 5 | 0 | 1 | 0.026 | KG | 70X30X30 | 4015082165123 |  | 387 | ICD | 5
216522 | M22-D-G-X1/KC11/I | 216522 | Buton comanda verde,eticheta X1 ,echipat | 64 | cerere oferta | S | 1 | 0 | 1 | 0.185 | KG | 70X72X70 | 4015082165222 |  | 387 | ICD | 1
110937 | M22-D-G-X1-K10-BVP | 110937 | Complete unit,push-button | 64 | cerere oferta | S | 1 | 0 | 50 | 0.027 | KG | 50X50X80 | 4015081104666 |  | 387 | ICD | 1
216649 | M22-DH-B | 216649 | Buton comanda ,albastru | 64 | cerere oferta | S | 5 | 0 | 1 | 0.012 | KG | 30X30X35 | 4015082166496 |  | 387 | ICD | 5
216643 | M22-DH-G | 216643 | Buton comanda ,verde | 64 | cerere oferta | S | 5 | 0 | 1 | 0.012 | KG | 30X30X35 | 4015082166434 |  | 387 | ICD | 5
216657 | M22-DH-G-X1 | 216657 | Buton comanda ,verde,eticheta X1 | 64 | cerere oferta | S | 5 | 0 | 1 | 0.012 | KG | 30X30X35 | 4015082166571 |  | 387 | ICD | 5
216641 | M22-DH-R | 216641 | Buton comanda ,rosu | 64 | cerere oferta | S | 5 | 0 | 1 | 0.012 | KG | 30X30X35 | 4015082166410 |  | 387 | ICD | 5
216655 | M22-DH-R-X0 | 216655 | Buton comanda ,rosu,eticheta X0 | 64 | cerere oferta | S | 5 | 0 | 1 | 0.012 | KG | 30X30X35 | 4015082166557 |  | 387 | ICD | 5
216636 | M22-DH-S | 216636 | Buton comanda ,negru | 64 | cerere oferta | S | 5 | 0 | 1 | 0.012 | KG | 30X30X35 | 4015082166366 |  | 387 | ICD | 5
216659 | M22-DH-S-X0 | 216659 | Buton comanda ,negru,etichta X0 | 64 | cerere oferta | S | 5 | 0 | 1 | 0.012 | KG | 30X30X35 | 4015082166595 |  | 387 | ICD | 1
216638 | M22-DH-W | 216638 | Buton comanda ,alb | 64 | cerere oferta | S | 5 | 0 | 1 | 0.012 | KG | 30X30X35 | 4015082166380 |  | 387 | ICD | 1
216661 | M22-DH-W-X1 | 216661 | Buton comanda ,alb,eticheta X1 | 64 | cerere oferta | S | 5 | 0 | 1 | 0.012 | KG | 30X30X35 | 4015082166618 |  | 387 | ICD | 5
216646 | M22-DH-Y | 216646 | Buton comanda ,galben | 64 | cerere oferta | S | 5 | 0 | 1 | 0.012 | KG | 30X30X35 | 4015082166465 |  | 387 | ICD | 5
286340 | M22-DI4-*-* | 286340 | Tester cu 4 pozitii,IP66-customizare ins | 64 | cerere oferta | N | 5 | 0 | 1 | 0.022 | KG | 55X55X32 | 1004130 |  | 387 | ICD | 1
286338 | M22-DI4-S-X7 | 286338 | Tester cu 4 pozitii,IP66 | 64 | cerere oferta | S | 5 | 0 | 1 | 0.022 | KG | 55X55X32 | 4015082863388 |  | 387 | ICD | 5
216931 | M22-DL-B | 216931 | Buton comanda cu indicator luminos ,alba | 64 | cerere oferta | S | 10 | 0 | 1 | 0.01 | KG | 30X30X30 | 4015082169312 |  | 387 | ICD | 10
216927 | M22-DL-G | 216927 | Buton comanda cu indicator luminos ,verd | 64 | cerere oferta | S | 10 | 0 | 1 | 0.01 | KG | 30X30X30 | 4015082169275 |  | 387 | ICD | 10
110930 | M22-DL-G-K10LED-BVP | 110930 | Complete unit,illuminated push-button | 64 | cerere oferta | S | 1 | 0 | 50 | 0.032 | KG | 50X50X80 | 4015081104598 |  | 387 | ICD | 1
216938 | M22-DL-G-X1 | 216938 | Buton comanda cu indicator luminos ,verd | 64 | cerere oferta | S | 10 | 0 | 1 | 0.01 | KG | 30X30X30 | 4015082169381 |  | 387 | ICD | 10
216973 | M22-DLH-B | 216973 | Buton comanda cu indicator luminos ,alba | 64 | cerere oferta | S | 5 | 0 | 1 | 0.012 | KG | 30X30X35 | 4015082169732 |  | 387 | ICD | 5
216969 | M22-DLH-G | 216969 | Buton comanda cu indicator luminos ,verd | 64 | cerere oferta | S | 5 | 0 | 1 | 0.012 | KG | 30X30X35 | 4015082169695 |  | 387 | ICD | 5
216977 | M22-DLH-G-X1 | 216977 | Buton comanda cu indicator luminos ,verd | 64 | cerere oferta | S | 5 | 0 | 1 | 0.012 | KG | 30X30X35 | 4015082169770 |  | 387 | ICD | 5
216967 | M22-DLH-R | 216967 | Buton comanda cu indicator luminos ,rosu | 64 | cerere oferta | S | 5 | 0 | 1 | 0.012 | KG | 30X30X35 | 4015082169671 |  | 387 | ICD | 5
216975 | M22-DLH-R-X0 | 216975 | Buton comanda cu indicator luminos ,rosu | 64 | cerere oferta | S | 5 | 0 | 1 | 0.012 | KG | 30X30X35 | 4015082169756 |  | 387 | ICD | 1
216965 | M22-DLH-W | 216965 | Buton comanda cu indicator luminos ,alb | 64 | cerere oferta | S | 5 | 0 | 1 | 0.012 | KG | 30X30X35 | 4015082169657 |  | 387 | ICD | 5
216979 | M22-DLH-W-X0 | 216979 | Buton comanda cu indicator luminos ,alb, | 64 | cerere oferta | S | 5 | 0 | 1 | 0.012 | KG | 30X30X35 | 4015082169794 |  | 387 | ICD | 5
216981 | M22-DLH-W-X1 | 216981 | Buton comanda cu indicator luminos ,alb, | 64 | cerere oferta | S | 5 | 0 | 1 | 0.012 | KG | 30X30X35 | 4015082169817 |  | 387 | ICD | 1
216971 | M22-DLH-Y | 216971 | Buton comanda cu indicator luminos ,galb | 64 | cerere oferta | S | 5 | 0 | 1 | 0.012 | KG | 30X30X35 | 4015082169718 |  | 387 | ICD | 5
216925 | M22-DL-R | 216925 | Buton comanda cu indicator luminos ,rosu | 64 | cerere oferta | S | 10 | 0 | 1 | 0.01 | KG | 30X30X30 | 4015082169251 |  | 387 | ICD | 10
110932 | M22-DL-R-K10LED-BVP | 110932 | Complete unit,illuminated push-button | 64 | cerere oferta | S | 1 | 0 | 50 | 0.035 | KG | 50X50X80 | 4015081104611 |  | 387 | ICD | 1
216936 | M22-DL-R-X0 | 216936 | Buton comanda cu indicator luminos rosu, | 64 | cerere oferta | S | 10 | 0 | 1 | 0.01 | KG | 30X30X30 | 4015082169367 |  | 387 | ICD | 10
153567 | M22-DLVHS-W-MCC | 153567 | Pushbutton, illum., white, for padlock | 64 | cerere oferta | N | 5 | 0 | 1 | 0.018 | KG | 70X30X30 | 4015081503308 |  | 387 | ICD | 1
216922 | M22-DL-W | 216922 | Buton comanda cu indicator luminos ,alb | 64 | cerere oferta | S | 10 | 0 | 1 | 0.01 | KG | 30X30X30 | 4015082169220 |  | 387 | ICD | 10
110931 | M22-DL-W-K10LED-BVP | 110931 | Complete unit,illuminated push-button | 64 | cerere oferta | S | 1 | 0 | 50 | 0.035 | KG | 50X50X80 | 4015081104604 |  | 387 | ICD | 1
216940 | M22-DL-W-X0 | 216940 | Buton comanda cu indicator luminos ,alb, | 64 | cerere oferta | S | 10 | 0 | 1 | 0.01 | KG | 30X30X30 | 4015082169404 |  | 387 | ICD | 1
216942 | M22-DL-W-X1 | 216942 | Buton comanda cu indicator luminos ,alb, | 64 | cerere oferta | S | 10 | 0 | 1 | 0.01 | KG | 30X30X30 | 4015082169428 |  | 387 | ICD | 10
216933 | M22-DL-X | 216933 | Corp buton cu indicator luminos | 64 | cerere oferta | S | 10 | 0 | 1 | 0.01 | KG | 30X30X30 | 4015082169336 |  | 387 | ICD | 10
216929 | M22-DL-Y | 216929 | Buton comanda cu indicator luminos galbe | 64 | cerere oferta | S | 10 | 0 | 1 | 0.01 | KG | 30X30X30 | 4015082169299 |  | 387 | ICD | 10
216716 | M22-DP-G | 216716 | Buton ciuperca,verde | 64 | cerere oferta | S | 5 | 0 | 1 | 0.016 | KG | 37X37X43 | 4015082167165 |  | 387 | ICD | 1
216734 | M22-DP-G-X | 216734 | Buton ciuperca,verde | 64 | cerere oferta | S | 5 | 0 | 1 | 0.016 | KG | 37X37X43 | 4015082167349 |  | 387 | ICD | 1
216722 | M22-DP-G-X1 | 216722 | Buton ciuperca,verde,eticheta X1 | 64 | cerere oferta | S | 5 | 0 | 1 | 0.016 | KG | 37X37X43 | 4015082167226 |  | 387 | ICD | 5
216714 | M22-DP-R | 216714 | Buton ciuperca,rosu | 64 | cerere oferta | S | 5 | 0 | 1 | 0.016 | KG | 37X37X43 | 4015082167141 |  | 387 | ICD | 1
216731 | M22-DP-R-X | 216731 | Buton ciuperca,rosu | 64 | cerere oferta | S | 5 | 0 | 1 | 0.016 | KG | 37X37X43 | 4015082167318 |  | 387 | ICD | 5
216720 | M22-DP-R-X0 | 216720 | Buton ciuperca,rosu,eticheta X0 | 64 | cerere oferta | S | 5 | 0 | 1 | 0.016 | KG | 37X37X43 | 4015082167202 |  | 387 | ICD | 5
216712 | M22-DP-S | 216712 | Buton ciuperca,negru | 64 | cerere oferta | S | 5 | 0 | 1 | 0.016 | KG | 37X37X43 | 4015082167127 |  | 387 | ICD | 1
216728 | M22-DP-S-X | 216728 | Buton ciuperca,negru | 64 | cerere oferta | S | 5 | 0 | 1 | 0.016 | KG | 37X37X43 | 4015082167288 |  | 387 | ICD | 5
216724 | M22-DP-S-X0 | 216724 | Buton ciuperca,negru,eticheta X0 | 64 | cerere oferta | S | 5 | 0 | 1 | 0.016 | KG | 37X37X43 | 4015082167240 |  | 387 | ICD | 1
216726 | M22-DP-W-X1 | 216726 | Buton ciuperca,alb,eticheta X1 | 64 | cerere oferta | S | 5 | 0 | 1 | 0.016 | KG | 37X37X43 | 4015082167264 |  | 387 | ICD | 5
216718 | M22-DP-Y | 216718 | Buton ciuperca,galben | 64 | cerere oferta | S | 5 | 0 | 1 | 0.016 | KG | 37X37X43 | 4015082167189 |  | 387 | ICD | 1
216737 | M22-DP-Y-X | 216737 | Buton ciuperca,galben | 64 | cerere oferta | S | 5 | 0 | 1 | 0.016 | KG | 37X37X43 | 4015082167370 |  | 387 | ICD | 1
216594 | M22-D-R | 216594 | Buton comanda ,rosu | 64 | cerere oferta | S | 10 | 0 | 1 | 0.009 | KG | 30X30X30 | 4015082165949 |  | 387 | ICD | 10
216623 | M22-DR-B | 216623 | Buton comanda ,albastru cu retinere | 64 | cerere oferta | S | 5 | 0 | 1 | 0.011 | KG | 30X30X30 | 4015082166236 |  | 387 | ICD | 5
216619 | M22-DR-G | 216619 | Buton comanda ,verde cu retinere | 64 | cerere oferta | S | 5 | 0 | 1 | 0.011 | KG | 30X30X30 | 4015082166199 |  | 387 | ICD | 1
216630 | M22-DR-G-X1 | 216630 | Buton comanda ,verde cu retinere,etiche | 64 | cerere oferta | S | 5 | 0 | 1 | 0.011 | KG | 30X30X30 | 4015082166304 |  | 387 | ICD | 1
216673 | M22-DRH-B | 216673 | Buton comanda ,albastru cu retinere | 64 | cerere oferta | S | 5 | 0 | 1 | 0.013 | KG | 30X30X35 | 4015082166731 |  | 387 | ICD | 5
216669 | M22-DRH-G | 216669 | Buton comanda ,verde cu retinere | 64 | cerere oferta | S | 5 | 0 | 1 | 0.013 | KG | 30X30X35 | 4015082166694 |  | 387 | ICD | 1
216677 | M22-DRH-G-X1 | 216677 | Buton comanda ,verde cu retinere,etiche | 64 | cerere oferta | S | 5 | 0 | 1 | 0.013 | KG | 30X30X35 | 4015082166779 |  | 387 | ICD | 1
216667 | M22-DRH-R | 216667 | Buton comanda ,rosu cu retinere | 64 | cerere oferta | S | 5 | 0 | 1 | 0.013 | KG | 30X30X35 | 4015082166670 |  | 387 | ICD | 1
216675 | M22-DRH-R-X0 | 216675 | Buton comanda ,rosu cu retinere,etichet | 64 | cerere oferta | S | 5 | 0 | 1 | 0.013 | KG | 30X30X35 | 4015082166755 |  | 387 | ICD | 1
216663 | M22-DRH-S | 216663 | Buton comanda ,negru cu retinere | 64 | cerere oferta | S | 5 | 0 | 1 | 0.013 | KG | 30X30X35 | 4015082166632 |  | 387 | ICD | 1
216679 | M22-DRH-S-X0 | 216679 | Buton comanda ,negru cu retinere,etiche | 64 | cerere oferta | S | 5 | 0 | 1 | 0.013 | KG | 30X30X35 | 4015082166793 |  | 387 | ICD | 1
216665 | M22-DRH-W | 216665 | Buton comanda ,alb cu retinere | 64 | cerere oferta | S | 5 | 0 | 1 | 0.013 | KG | 30X30X35 | 4015082166656 |  | 387 | ICD | 5
216681 | M22-DRH-W-X1 | 216681 | Buton comanda ,alb cu retinere,eticheta | 64 | cerere oferta | S | 5 | 0 | 1 | 0.013 | KG | 30X30X35 | 4015082166816 |  | 387 | ICD | 1
216671 | M22-DRH-Y | 216671 | Buton comanda ,galben cu retinere | 64 | cerere oferta | S | 5 | 0 | 1 | 0.013 | KG | 30X30X35 | 4015082166717 |  | 387 | ICD | 5
216952 | M22-DRL-B | 216952 | Buton comanda , indicator luminos cu ret | 64 | cerere oferta | S | 5 | 0 | 1 | 0.012 | KG | 30X30X30 | 4015082169527 |  | 387 | ICD | 5
216948 | M22-DRL-G | 216948 | Buton comanda , indicator luminos cu ret | 64 | cerere oferta | S | 5 | 0 | 1 | 0.012 | KG | 30X30X30 | 4015082169480 |  | 387 | ICD | 1
216959 | M22-DRL-G-X1 | 216959 | Buton comanda , indicator luminos cu ret | 64 | cerere oferta | S | 5 | 0 | 1 | 0.012 | KG | 30X30X30 | 4015082169596 |  | 387 | ICD | 5
216802 | M22-DRLH-B | 216802 | Buton comanda , indicator luminos cu ret | 64 | cerere oferta | S | 5 | 0 | 1 | 0.013 | KG | 30X30X35 | 4015082168025 |  | 387 | ICD | 1
216796 | M22-DRLH-G | 216796 | Buton comanda , indicator luminos cu ret | 64 | cerere oferta | S | 5 | 0 | 1 | 0.013 | KG | 30X30X35 | 4015082167967 |  | 387 | ICD | 1
216805 | M22-DRLH-G-X1 | 216805 | Buton comanda , indicator luminos cu ret | 64 | cerere oferta | S | 5 | 0 | 1 | 0.013 | KG | 30X30X35 | 4015082168056 |  | 387 | ICD | 1
216789 | M22-DRLH-R | 216789 | Buton comanda , indicator luminos cu ret | 64 | cerere oferta | S | 5 | 0 | 1 | 0.013 | KG | 30X30X35 | 4015082167899 |  | 387 | ICD | 1
216804 | M22-DRLH-R-X0 | 216804 | Buton comanda , indicator luminos cu ret | 64 | cerere oferta | S | 5 | 0 | 1 | 0.013 | KG | 30X30X35 | 4015082168049 |  | 387 | ICD | 1
216788 | M22-DRLH-W | 216788 | Buton comanda , indicator luminos cu ret | 64 | cerere oferta | S | 5 | 0 | 1 | 0.013 | KG | 30X30X35 | 4015082167882 |  | 387 | ICD | 5
216806 | M22-DRLH-W-X0 | 216806 | Buton comanda , indicator luminos cu ret | 64 | cerere oferta | S | 5 | 0 | 1 | 0.013 | KG | 30X30X35 | 4015082168063 |  | 387 | ICD | 1
216807 | M22-DRLH-W-X1 | 216807 | Buton comanda , indicator luminos cu ret | 64 | cerere oferta | S | 5 | 0 | 1 | 0.013 | KG | 30X30X35 | 4015082168070 |  | 387 | ICD | 1
216799 | M22-DRLH-Y | 216799 | Buton comanda , indicator luminos cu ret | 64 | cerere oferta | S | 5 | 0 | 1 | 0.013 | KG | 30X30X35 | 4015082167998 |  | 387 | ICD | 1
216946 | M22-DRL-R | 216946 | Buton comanda , indicator luminos cu ret | 64 | cerere oferta | S | 5 | 0 | 1 | 0.012 | KG | 30X30X30 | 4015082169466 |  | 387 | ICD | 5
216957 | M22-DRL-R-X0 | 216957 | Buton comanda , indicator luminos cu ret | 64 | cerere oferta | S | 5 | 0 | 1 | 0.012 | KG | 30X30X30 | 4015082169572 |  | 387 | ICD | 5
216944 | M22-DRL-W | 216944 | Buton comanda , indicator luminos cu ret | 64 | cerere oferta | S | 5 | 0 | 1 | 0.012 | KG | 30X30X30 | 4015082169442 |  | 387 | ICD | 5
216961 | M22-DRL-W-X0 | 216961 | Buton comanda , indicator luminos cu ret | 64 | cerere oferta | S | 5 | 0 | 1 | 0.012 | KG | 30X30X30 | 4015082169619 |  | 387 | ICD | 1
216963 | M22-DRL-W-X1 | 216963 | Buton comanda , indicator luminos cu ret | 64 | cerere oferta | S | 5 | 0 | 1 | 0.012 | KG | 30X30X30 | 4015082169633 |  | 387 | ICD | 5
216954 | M22-DRL-X | 216954 | Corp buton , indicator luminos cu retine | 64 | cerere oferta | S | 5 | 0 | 1 | 0.012 | KG | 30X30X30 | 4015082169541 |  | 387 | ICD | 1
216950 | M22-DRL-Y | 216950 | Buton comanda , indicator luminos cu ret | 64 | cerere oferta | S | 5 | 0 | 1 | 0.012 | KG | 30X30X30 | 4015082169503 |  | 387 | ICD | 5
216747 | M22-DRP-G | 216747 | Buton ciuperca cu retinere ,verde | 64 | cerere oferta | S | 5 | 0 | 1 | 0.016 | KG | 37X37X43 | 4015082167479 |  | 387 | ICD | 1
216765 | M22-DRP-G-X | 216765 | Buton ciuperca cu retinere ,verde | 64 | cerere oferta | S | 5 | 0 | 1 | 0.016 | KG | 37X37X43 | 4015082167653 |  | 387 | ICD | 1
216753 | M22-DRP-G-X1 | 216753 | Buton ciuperca cu retinere ,verde,etiche | 64 | cerere oferta | S | 5 | 0 | 1 | 0.016 | KG | 37X37X43 | 4015082167530 |  | 387 | ICD | 1
216745 | M22-DRP-R | 216745 | Buton ciuperca cu retinere ,rosu | 64 | cerere oferta | S | 5 | 0 | 1 | 0.016 | KG | 37X37X43 | 4015082167455 |  | 387 | ICD | 1
216762 | M22-DRP-R-X | 216762 | Buton ciuperca cu retinere ,rosu | 64 | cerere oferta | S | 5 | 0 | 1 | 0.016 | KG | 37X37X43 | 4015082167622 |  | 387 | ICD | 5
216751 | M22-DRP-R-X0 | 216751 | Buton ciuperca cu retinere ,rosu ,etiche | 64 | cerere oferta | S | 5 | 0 | 1 | 0.016 | KG | 37X37X43 | 4015082167516 |  | 387 | ICD | 5
216743 | M22-DRP-S | 216743 | Buton ciuperca cu retinere ,negru | 64 | cerere oferta | S | 5 | 0 | 1 | 0.016 | KG | 37X37X43 | 4015082167431 |  | 387 | ICD | 5
216759 | M22-DRP-S-X | 216759 | Buton ciuperca cu retinere ,negru | 64 | cerere oferta | S | 5 | 0 | 1 | 0.016 | KG | 37X37X43 | 4015082167592 |  | 387 | ICD | 1
216755 | M22-DRP-S-X0 | 216755 | Buton ciuperca cu retinere ,negru,etiche | 64 | cerere oferta | S | 5 | 0 | 1 | 0.016 | KG | 37X37X43 | 4015082167554 |  | 387 | ICD | 1
216757 | M22-DRP-W-X1 | 216757 | Buton ciuperca cu retinere ,alb,eticheta | 64 | cerere oferta | S | 5 | 0 | 1 | 0.016 | KG | 37X37X43 | 4015082167578 |  | 387 | ICD | 1
216749 | M22-DRP-Y | 216749 | Buton ciuperca cu retinere ,galben | 64 | cerere oferta | S | 5 | 0 | 1 | 0.016 | KG | 37X37X43 | 4015082167493 |  | 387 | ICD | 1
216768 | M22-DRP-Y-X | 216768 | Buton ciuperca cu retinere ,galben | 64 | cerere oferta | S | 5 | 0 | 1 | 0.016 | KG | 37X37X43 | 4015082167684 |  | 387 | ICD | 1
216617 | M22-DR-R | 216617 | Buton comanda cu retinere,rosu | 64 | cerere oferta | S | 5 | 0 | 1 | 0.011 | KG | 30X30X30 | 4015082166175 |  | 387 | ICD | 5
216628 | M22-DR-R-X0 | 216628 | Buton comanda cu retinere,rosu,eticheta | 64 | cerere oferta | S | 5 | 0 | 1 | 0.011 | KG | 30X30X30 | 4015082166281 |  | 387 | ICD | 1
216613 | M22-DR-S | 216613 | Buton comanda cu retinere,negru | 64 | cerere oferta | S | 5 | 0 | 1 | 0.011 | KG | 30X30X30 | 4015082166137 |  | 387 | ICD | 5
216632 | M22-DR-S-X0 | 216632 | Buton comanda cu retinere,negru,etichet | 64 | cerere oferta | S | 5 | 0 | 1 | 0.011 | KG | 30X30X30 | 4015082166328 |  | 387 | ICD | 1
216615 | M22-DR-W | 216615 | Buton comanda cu retinere,alb | 64 | cerere oferta | S | 5 | 0 | 1 | 0.011 | KG | 30X30X30 | 4015082166151 |  | 387 | ICD | 5
216634 | M22-DR-W-X1 | 216634 | Buton comanda cu retinere,alb,eticheta | 64 | cerere oferta | S | 5 | 0 | 1 | 0.011 | KG | 30X30X30 | 4015082166342 |  | 387 | ICD | 1
216625 | M22-DR-X | 216625 | Corp buton cu retinere | 64 | cerere oferta | S | 5 | 0 | 1 | 0.011 | KG | 30X30X30 | 4015082166250 |  | 387 | ICD | 1
216605 | M22-D-R-X0 | 216605 | Buton comanda rosu,eticheta X0 | 64 | cerere oferta | S | 10 | 0 | 1 | 0.009 | KG | 30X30X30 | 4015082166052 |  | 387 | ICD | 10
216510 | M22-D-R-X0/K01 | 216510 | Buton comanda rosu,eticheta X0 ,echipat | 64 | cerere oferta | S | 5 | 0 | 1 | 0.026 | KG | 70X30X30 | 4015082165109 |  | 387 | ICD | 5
216521 | M22-D-R-X0/KC11/I | 216521 | Buton comanda rosu,eticheta X0 ,echipat | 64 | cerere oferta | S | 1 | 0 | 1 | 0.185 | KG | 70X72X70 | 4015082165215 |  | 387 | ICD | 1
110936 | M22-D-R-X0-K01-BVP | 110936 | Complete unit,push-button | 64 | cerere oferta | S | 1 | 0 | 50 | 0.027 | KG | 50X50X80 | 4015081104659 |  | 387 | ICD | 1
216621 | M22-DR-Y | 216621 | Buton comanda cu retinere,galben | 64 | cerere oferta | S | 5 | 0 | 1 | 0.011 | KG | 30X30X30 | 4015082166212 |  | 387 | ICD | 1
216590 | M22-D-S | 216590 | Buton comanda ,negru | 64 | cerere oferta | S | 10 | 0 | 1 | 0.009 | KG | 30X30X30 | 4015082165901 |  | 387 | ICD | 10
110933 | M22-D-S-K10-BVP | 110933 | Complete unit,push-button | 64 | cerere oferta | S | 1 | 0 | 50 | 0.025 | KG | 50X50X80 | 4015081104628 |  | 387 | ICD | 1
216609 | M22-D-S-X0 | 216609 | Buton comanda ,negru,etichta X0 | 64 | cerere oferta | S | 10 | 0 | 1 | 0.009 | KG | 30X30X30 | 4015082166090 |  | 387 | ICD | 10
216592 | M22-D-W | 216592 | Buton comanda ,alb | 64 | cerere oferta | S | 10 | 0 | 1 | 0.009 | KG | 30X30X30 | 4015082165925 |  | 387 | ICD | 10
216611 | M22-D-W-X1 | 216611 | Buton comanda ,eticheta X1 | 64 | cerere oferta | S | 10 | 0 | 1 | 0.009 | KG | 30X30X30 | 4015082166113 |  | 387 | ICD | 10
101673 | M22-D-W-X11 | 101673 | Buton comanda ,negru | 64 | cerere oferta | S | 10 | 0 | 1 | 0.009 | KG | 30X30X30 | 4015081015658 |  | 387 | ICD | 1
216602 | M22-D-X | 216602 | Corp buton comanda | 64 | cerere oferta | S | 10 | 0 | 1 | 0.009 | KG | 30X30X30 | 4015082166021 |  | 387 | ICD | 10
216598 | M22-D-Y | 216598 | Buton comanda ,galben | 64 | cerere oferta | S | 10 | 0 | 1 | 0.009 | KG | 30X30X30 | 4015082165987 |  | 387 | ICD | 10
254833 | M22-DZ-B | 254833 | Buton comanda pt relee termice in cutie | 64 | cerere oferta | S | 10 | 0 | 1 | 0.013 | KG | 120X30X30 | 4015082548339 |  | 387 | ICD | 10
254834 | M22-DZ-B-GB14 | 254834 | Buton comanda pt relee termice in cutie | 64 | cerere oferta | S | 10 | 0 | 1 | 0.013 | KG | 120X30X30 | 4015082548346 |  | 387 | ICD | 1
271640 | M22-DZ-B-X6 | 271640 | Buton comanda pt relee termice in cutie | 64 | cerere oferta | S | 10 | 0 | 1 | 0.013 | KG | 120X30X30 | 4015082716400 |  | 387 | ICD | 1
254835 | M22-DZ-X | 254835 | Corp buton pt relee termice in cutie | 64 | cerere oferta | S | 10 | 0 | 1 | 0.013 | KG | 120X30X30 | 4015082548353 |  | 387 | ICD | 1
216541 | M22-E1 | 216541 | Etichete suplimentare pt butoane | 64 | cerere oferta | S | 5 | 0 | 1 | 0.054 | KG | 3X72X72 | 4015082165413 |  | 387 | ICD | 5
222205 | M22-E14 | 222205 | Accesoriu RMQ | 64 | cerere oferta | S | 1 | 0 | 1 | 1.2 | KG | 265X190X60 | 4015082222055 |  | 387 | ICD | 1
216543 | M22-E2 | 216543 | Etichete suplimentare pt butoane | 64 | cerere oferta | S | 5 | 0 | 1 | 0.076 | KG | 3X105X72 | 4015082165437 |  | 387 | ICD | 5
216544 | M22-E3 | 216544 | Etichete suplimentare pt butoane | 64 | cerere oferta | S | 5 | 0 | 1 | 0.099 | KG | 3X138X72 | 4015082165444 |  | 387 | ICD | 5
216545 | M22-E4 | 216545 | Etichete suplimentare pt butoane | 64 | cerere oferta | S | 1 | 0 | 1 | 0.161 | KG | 3X171X72 | 4015082165451 |  | 387 | ICD | 1
216546 | M22-E5 | 216546 | Etichete suplimentare pt butoane | 64 | cerere oferta | S | 1 | 0 | 1 | 0.186 | KG | 3X204X72 | 4015082165468 |  | 387 | ICD | 1
101394 | M22-E5-X | 101394 | Etichete suplimentare pt butoane | 64 | cerere oferta | S | 1 | 0 | 1 | 0.17 | KG | 3X204X72 | 4015081013173 |  | 387 | ICD | 1
216547 | M22-E6 | 216547 | Etichete suplimentare pt butoane | 64 | cerere oferta | S | 1 | 0 | 1 | 0.193 | KG | 3X237X72 | 4015082165475 |  | 387 | ICD | 1
216417 | M22-ES-MS* | 216417 | Cheie pt mecanism de inchidere MS2-MS20 | 64 | cerere oferta | N | 1 | 0 | 1 | 0.007 | KG | 3X22X48 | 1004224 |  | 387 | ICD | 1
216416 | M22-ES-MS1 | 216416 | Cheie pt mecanism de inchidere MS1 | 64 | cerere oferta | S | 5 | 0 | 1 | 8.6 | G | 3X22X48 | 4015082164164 |  | 387 | ICD | 1
111763 | M22-ES-MS10 | 111763 | Cheie pt mecanism de inchidere ms10 | 64 | cerere oferta | N | 1 | 0 | 1 | 0.007 | KG | 3X22X48 | 4015081113132 |  | 387 | ICD | 1
111764 | M22-ES-MS2 | 111764 | Replacement key | 64 | cerere oferta | N | 1 | 0 | 1 | 0.007 | KG | 3X22X48 | 4015081113149 |  | 387 | ICD | 1
111766 | M22-ES-MS3 | 111766 | Cheie pt mecanism de inchidere ms2-ms20 | 64 | cerere oferta | N | 1 | 0 | 1 | 0.007 | KG | 3X22X48 | 4015081113163 |  | 387 | ICD | 1
111767 | M22-ES-MS4 | 111767 | Replacement key | 64 | cerere oferta | N | 1 | 0 | 1 | 0.007 | KG | 3X22X48 | 4015081113170 |  | 387 | ICD | 1
111768 | M22-ES-MS5 | 111768 | Replacement key | 64 | cerere oferta | N | 1 | 0 | 1 | 0.007 | KG | 3X22X48 | 4015081113187 |  | 387 | ICD | 1
111769 | M22-ES-MS6 | 111769 | Replacement key | 64 | cerere oferta | N | 1 | 0 | 1 | 0.007 | KG | 3X22X48 | 4015081113194 |  | 387 | ICD | 1
111770 | M22-ES-MS7 | 111770 | Cheie pt mecanism de inchidere MS2-MS20 | 64 | cerere oferta | S | 1 | 0 | 1 | 0.007 | KG | 3X22X48 | 4015081113200 |  | 387 | ICD | 1
217444 | M22-ES-SA(*)-* | 217444 | Cheie individuala | 64 | cerere oferta | N | 1 | 0 | 1 | 0.007 | KG | 3X22X48 | 1001548 |  | 387 | ICD | 1
216542 | M22-EY1 | 216542 | Etichete suplimentare pt butoane | 64 | cerere oferta | S | 5 | 0 | 1 | 0.054 | KG | 3X72X72 | 4015082165420 |  | 387 | ICD | 1
274150 | M22-FR-AU | 274150 | Inel frontal aurit | 64 | cerere oferta | S | 10 | 0 | 1 | 0.001 | KG | 1X1X1 | 4015082741501 |  | 387 | ICD | 1
222885 | M22-F-VKF | 222885 | Bottle cap | 64 | cerere oferta | S | 200 | 0 | 1 | 0.005 | KG | 28X28X65 | 4015082228859 |  | 387 | ICD | 1
216401 | M22-GR | 216401 | Inel filetat | 64 | cerere oferta | S | 50 | 0 | 1 | 0.002 | KG | 68X76X66 | 4015082164010 |  | 387 | ICD | 1
288852 | M22-GR7 | 288852 | Accesoriu RMQ | 64 | cerere oferta | S | 50 | 0 | 1 | 0.001 | KG | 30X30X10 | 4015082888527 |  | 387 | ICD | 1
271610 | M22G-XGPV | 271610 | Accesoriu RMQ | 64 | cerere oferta | S | 1 | 0 | 1 | 0.046 | KG | 79X65X50 | 4015082716103 |  | 387 | ICD | 1
216548 | M22-H1 | 216548 | Capota de protectie | 64 | cerere oferta | S | 1 | 0 | 1 | 0.074 | KG | 110X80X65 | 4015082165482 |  | 387 | ICD | 1
216549 | M22-H2 | 216549 | Capota de protectie | 64 | cerere oferta | S | 1 | 0 | 1 | 0.093 | KG | 110X80X60 | 4015082165499 |  | 387 | ICD | 1
216550 | M22-H3 | 216550 | Capota de protectie | 64 | cerere oferta | S | 1 | 0 | 1 | 0.163 | KG | 97X108X62 | 4015082165505 |  | 387 | ICD | 1
216551 | M22-H4 | 216551 | Capota de protectie | 64 | cerere oferta | S | 1 | 0 | 1 | 0.181 | KG | 110X105X80 | 4015082165512 |  | 387 | ICD | 1
216552 | M22-H5 | 216552 | Capota de protectie | 64 | cerere oferta | S | 1 | 0 | 1 | 0.196 | KG | 150X110X80 | 4015082165529 |  | 387 | ICD | 1
216553 | M22-H6 | 216553 | Capota de protectie | 64 | cerere oferta | S | 1 | 0 | 1 | 0.214 | KG | 4X237X72 | 4015082165536 |  | 387 | ICD | 1
216535 | M22-I1 | 216535 | Cutie cu montaj aparent | 64 | cerere oferta | S | 1 | 0 | 1 | 0.134 | KG | 74X82X72 | 4015082165352 |  | 387 | ICD | 1
107405 | M22-I1/2-M1-ASI | 107405 | M22-I1+I2,AS-I Emergency-stop w.ON/OFF | 64 | cerere oferta | S | 1 | 0 | 1 | 0.548 | KG | 105X200X80 | 4015081071418 |  | 387 | ICD | 1
222688 | M22-I12 | 222688 | Cutie cu montaj aparent | 64 | cerere oferta | S | 1 | 0 | 1 | 1.301 | KG | 240X160X125 | 4015082226886 |  | 387 | ICD | 1
229233 | M22-I1-PG | 229233 | Cutie cu montaj aparent | 64 | cerere oferta | S | 1 | 0 | 1 | 0.159 | KG | 74X82X72 | 4015082292331 |  | 387 | ICD | 1
216537 | M22-I2 | 216537 | Cutie cu montaj aparent | 64 | cerere oferta | S | 1 | 0 | 1 | 0.197 | KG | 80X120X56 | 4015082165376 |  | 387 | ICD | 1
216529 | M22-I2-M1 | 216529 | Cutie cu montaj aparent | 64 | cerere oferta | S | 1 | 0 | 1 | 0.255 | KG | 80X120X70 | 4015082165291 |  | 387 | ICD | 1
229235 | M22-I2-PG | 229235 | Cutie cu montaj aparent | 64 | cerere oferta | S | 1 | 0 | 1 | 0.22 | KG | 80X120X56 | 4015082292355 |  | 387 | ICD | 1
216538 | M22-I3 | 216538 | Cutie cu montaj aparent | 64 | cerere oferta | S | 1 | 0 | 1 | 0.237 | KG | 80X153X56 | 4015082165383 |  | 387 | ICD | 1
216532 | M22-I3-M1 | 216532 | Cutie cu montaj aparent | 64 | cerere oferta | S | 1 | 0 | 1 | 0.333 | KG | 80X153X70 | 4015082165321 |  | 387 | ICD | 1
216533 | M22-I3-M2 | 216533 | Cutie cu montaj aparent | 64 | cerere oferta | S | 1 | 0 | 1 | 0.317 | KG | 80X153X70 | 4015082165338 |  | 387 | ICD | 1
229236 | M22-I3-PG | 229236 | Cutie cu montaj aparent | 64 | cerere oferta | S | 1 | 0 | 1 | 0.25 | KG | 80X153X56 | 4015082292362 |  | 387 | ICD | 1
216539 | M22-I4 | 216539 | Cutie cu montaj aparent | 64 | cerere oferta | S | 1 | 0 | 1 | 0.279 | KG | 80X186X56 | 4015082165390 |  | 387 | ICD | 1
229237 | M22-I4-PG | 229237 | Cutie cu montaj aparent | 64 | cerere oferta | S | 1 | 0 | 1 | 0.3 | KG | 80X186X56 | 4015082292379 |  | 387 | ICD | 1
216540 | M22-I6 | 216540 | Cutie cu montaj aparent | 64 | cerere oferta | S | 1 | 0 | 1 | 0.362 | KG | 80X252X56 | 4015082165406 |  | 387 | ICD | 1
229238 | M22-I6-PG | 229238 | Cutie cu montaj aparent | 64 | cerere oferta | S | 1 | 0 | 1 | 0.37 | KG | 80X252X56 | 4015082292386 |  | 387 | ICD | 1
216400 | M22-IVS | 216400 | Cutie cu montaj aparent | 64 | cerere oferta | S | 1 | 0 | 1 | 0.017 | KG | 35X41X56 | 4015082164003 |  | 387 | ICD | 1
216536 | M22-IY1 | 216536 | Cutie cu montaj aparent | 64 | cerere oferta | S | 1 | 0 | 1 | 0.136 | KG | 80X72X56 | 4015082165369 |  | 387 | ICD | 1
229234 | M22-IY1-PG | 229234 | Cutie cu montaj aparent | 64 | cerere oferta | S | 1 | 0 | 1 | 0.159 | KG | 70X80X70 | 4015082292348 |  | 387 | ICD | 1
216378 | M22-K01 | 216378 | Element de contact ,frontal | 64 | cerere oferta | S | 20 | 0 | 1 | 0.01 | KG | 38X32X10 | 4015082163785 |  | 387 | ICD | 20
262165 | M22-K01D | 262165 | Element de contact ,frontal,intarziat | 64 | cerere oferta | S | 20 | 0 | 1 | 0.01 | KG | 38X32X10 | 4015082621650 |  | 387 | ICD | 1
150643 | M22-K01PV6 | 150643 | Cont.NC,front,for em.stop/swit.off,max 6 | 64 | cerere oferta | S | 20 | 0 | 1 | 0.01 | KG | 38X10X32 | 4015081469550 |  | 387 | ICD | 1
121472 | M22-K01SMC10 | 121472 | 1 NC, front fixing, screw terminal | 64 | cerere oferta | S | 10 | 0 | 1 | 0.022 | KG | 38X32X20 | 4015081192908 |  | 387 | ICD | 1
121474 | M22-K02SMC10 | 121474 | 2 NC, front fixing, screw terminal | 64 | cerere oferta | S | 5 | 0 | 1 | 0.032 | KG | 38X32X30 | 4015081192922 |  | 387 | ICD | 1
216376 | M22-K10 | 216376 | Element de contact ,frontal | 64 | cerere oferta | S | 20 | 0 | 1 | 0.01 | KG | 38X32X10 | 4015082163761 |  | 387 | ICD | 20
110835 | M22-K10P | 110835 | Early-make contact,front | 64 | cerere oferta | N | 20 | 0 | 1 | 0.01 | KG | 38X32X10 | 4015081103669 |  | 387 | ICD | 1
216382 | M22-KC01 | 216382 | Element de contact ,spate | 64 | cerere oferta | S | 20 | 0 | 1 | 0.01 | KG | 38X32X10 | 4015082163822 |  | 387 | ICD | 1
121473 | M22-KC01SMC10 | 121473 | 1 NC, base fixing, screw terminal | 64 | cerere oferta | S | 10 | 0 | 1 | 0.022 | KG | 38X32X20 | 4015081192915 |  | 387 | ICD | 1
121720 | M22-KC02SMC10 | 121720 | 2 NC, base fixing, screw terminal | 64 | cerere oferta | S | 5 | 0 | 1 | 0.032 | KG | 38X32X30 | 4015081195305 |  | 387 | ICD | 1
216380 | M22-KC10 | 216380 | Element de contact ,spate | 64 | cerere oferta | S | 20 | 0 | 1 | 0.01 | KG | 38X32X10 | 4015082163808 |  | 387 | ICD | 20
222886 | M22-K-VKF | 222886 | Spinning top | 64 | cerere oferta | S | 400 | 0 | 1 | 0.003 | KG | 28X28X38 | 4015082228866 |  | 387 | ICD | 1
268162 | M22-LASER-* | 268162 | Inscriptionare laser | 64 | cerere oferta | N | 1 | 0 | 1 | 0.001 | KG | 0 001X0 001X0 001 | 1004786 |  | 387 | ICD | 1
216775 | M22-L-B | 216775 | Indicator luminos,albastru | 64 | cerere oferta | S | 10 | 0 | 1 | 0.007 | KG | 30X30X30 | 4015082167752 |  | 387 | ICD | 10
216911 | M22-LC-B | 216911 | Indicator luminos albastru | 64 | cerere oferta | S | 10 | 0 | 1 | 0.017 | KG | 53X30X30 | 4015082169114 |  | 387 | ICD | 10
216909 | M22-LC-G | 216909 | Indicator luminos verde | 64 | cerere oferta | S | 10 | 0 | 1 | 0.017 | KG | 53X30X30 | 4015082169091 |  | 387 | ICD | 10
216918 | M22-LCH-B | 216918 | Indicator luminos albastru | 64 | cerere oferta | S | 10 | 0 | 1 | 0.017 | KG | 57X30X30 | 4015082169183 |  | 387 | ICD | 10
216916 | M22-LCH-G | 216916 | Indicator luminos verde | 64 | cerere oferta | S | 10 | 0 | 1 | 0.017 | KG | 57X30X30 | 4015082169169 |  | 387 | ICD | 10
216915 | M22-LCH-R | 216915 | Indicator luminos rosu | 64 | cerere oferta | S | 10 | 0 | 1 | 0.017 | KG | 57X30X30 | 4015082169152 |  | 387 | ICD | 10
216914 | M22-LCH-W | 216914 | Indicator luminos alb | 64 | cerere oferta | S | 10 | 0 | 1 | 0.017 | KG | 57X30X30 | 4015082169145 |  | 387 | ICD | 1
216917 | M22-LCH-Y | 216917 | Indicator luminos galben | 64 | cerere oferta | S | 10 | 0 | 1 | 0.017 | KG | 57X30X30 | 4015082169176 |  | 387 | ICD | 10
216908 | M22-LC-R | 216908 | Indicator luminos rosu | 64 | cerere oferta | S | 10 | 0 | 1 | 0.017 | KG | 53X30X30 | 4015082169084 |  | 387 | ICD | 10
216907 | M22-LC-W | 216907 | Indicator luminos | 64 | cerere oferta | S | 10 | 0 | 1 | 0.017 | KG | 53X30X30 | 4015082169077 |  | 387 | ICD | 10
216912 | M22-LC-X | 216912 | Corp indicator luminos | 64 | cerere oferta | S | 10 | 0 | 1 | 0.017 | KG | 53X30X30 | 4015082169121 |  | 387 | ICD | 1
216910 | M22-LC-Y | 216910 | Indicator luminos galben | 64 | cerere oferta | S | 10 | 0 | 1 | 0.017 | KG | 53X30X30 | 4015082169107 |  | 387 | ICD | 1
279389 | M22-LED12-R | 279389 | Element cu LED 12V,rosu ,frontal | 64 | cerere oferta | S | 20 | 0 | 1 | 0.011 | KG | 38X37X10 | 4015082793890 |  | 387 | ICD | 1
279388 | M22-LED12-W | 279388 | Element cu LED 12V,alb, frontal | 64 | cerere oferta | S | 20 | 0 | 1 | 0.011 | KG | 38X37X10 | 4015082793883 |  | 387 | ICD | 1
218059 | M22-LED230-B | 218059 | Element cu LED230V,albastru, frontal | 64 | cerere oferta | S | 20 | 0 | 1 | 0.011 | KG | 38X37X10 | 4015082180591 |  | 387 | ICD | 1
216565 | M22-LED230-G | 216565 | Element cu LED230V,verde, frontal | 64 | cerere oferta | S | 20 | 0 | 1 | 0.011 | KG | 38X37X10 | 4015082165659 |  | 387 | ICD | 1
106521 | M22-LED230H-* | 106521 | Element cu LED230V, frontal | 64 | cerere oferta | N | 20 | 0 | 1 | 0.011 | KG | 38X37X10 | 1004258 |  | 387 | ICD | 1
216564 | M22-LED230-R | 216564 | Element cu LED230V,rosu, frontal | 64 | cerere oferta | S | 20 | 0 | 1 | 0.011 | KG | 38X37X10 | 4015082165642 |  | 387 | ICD | 1
216563 | M22-LED230-W | 216563 | Element cu LED230V,alb, frontal | 64 | cerere oferta | S | 20 | 0 | 1 | 0.011 | KG | 38X37X10 | 4015082165635 |  | 387 | ICD | 1
218057 | M22-LED-B | 218057 | Element cu LED24V,verde, frontal | 64 | cerere oferta | S | 20 | 0 | 1 | 0.011 | KG | 38X37X10 | 4015082180577 |  | 387 | ICD | 1
218060 | M22-LEDC230-B | 218060 | Element cu LED230V,albastru,spate | 64 | cerere oferta | S | 20 | 0 | 1 | 0.011 | KG | 38X37X10 | 4015082180607 |  | 387 | ICD | 1
216568 | M22-LEDC230-G | 216568 | Element cu LED230V,verde, spate | 64 | cerere oferta | S | 20 | 0 | 1 | 0.011 | KG | 38X37X10 | 4015082165680 |  | 387 | ICD | 1
106522 | M22-LEDC230H-* | 106522 | Element cu LED230V, spate | 64 | cerere oferta | N | 20 | 0 | 1 | 0.011 | KG | 38X37X10 | 1004257 |  | 387 | ICD | 1
216567 | M22-LEDC230-R | 216567 | Element cu LED230V,rosu, spate | 64 | cerere oferta | S | 20 | 0 | 1 | 0.011 | KG | 38X37X10 | 4015082165673 |  | 387 | ICD | 1
216566 | M22-LEDC230-W | 216566 | Element cu LED230V,alb, spate | 64 | cerere oferta | S | 20 | 0 | 1 | 0.011 | KG | 38X37X10 | 4015082165666 |  | 387 | ICD | 1
218058 | M22-LEDC-B | 218058 | Element cu LED24V,albastru, spate | 64 | cerere oferta | S | 20 | 0 | 1 | 0.011 | KG | 38X37X10 | 4015082180584 |  | 387 | ICD | 1
216562 | M22-LEDC-G | 216562 | Element cu LED24V,verde, spate | 64 | cerere oferta | S | 20 | 0 | 1 | 0.011 | KG | 38X37X10 | 4015082165628 |  | 387 | ICD | 1
216561 | M22-LEDC-R | 216561 | Element cu LED24V,rosu, spate | 64 | cerere oferta | S | 20 | 0 | 1 | 0.011 | KG | 38X37X10 | 4015082165611 |  | 387 | ICD | 1
216560 | M22-LEDC-W | 216560 | Element cu LED24V,alb, spate | 64 | cerere oferta | S | 20 | 0 | 1 | 0.011 | KG | 38X37X10 | 4015082165604 |  | 387 | ICD | 1
216559 | M22-LED-G | 216559 | Element cu LED24V,verde, frontal | 64 | cerere oferta | S | 20 | 0 | 1 | 0.011 | KG | 38X37X10 | 4015082165598 |  | 387 | ICD | 1
216558 | M22-LED-R | 216558 | Element cu LED24V,rosu, frontal | 64 | cerere oferta | S | 20 | 0 | 1 | 0.011 | KG | 38X37X10 | 4015082165581 |  | 387 | ICD | 1
216557 | M22-LED-W | 216557 | Element cu LED24V,alb,frontal | 64 | cerere oferta | S | 20 | 0 | 1 | 0.011 | KG | 38X37X10 | 4015082165574 |  | 387 | ICD | 1
216403 | M22-LG | 216403 | Extractor becuri | 64 | cerere oferta | S | 5 | 0 | 1 | 0.008 | KG | 48X60X48 | 4015082164034 |  | 387 | ICD | 1
216773 | M22-L-G | 216773 | Indicator luminos verde | 64 | cerere oferta | S | 10 | 0 | 1 | 0.007 | KG | 30X30X30 | 4015082167738 |  | 387 | ICD | 10
110927 | M22-L-G-LED-BVP | 110927 | Complete unit,indicator light | 64 | cerere oferta | S | 1 | 0 | 50 | 0.022 | KG | 50X50X80 | 4015081104567 |  | 387 | ICD | 1
216782 | M22-LH-B | 216782 | Indicator luminos albastru | 64 | cerere oferta | S | 10 | 0 | 1 | 0.007 | KG | 30X30X38 | 4015082167820 |  | 387 | ICD | 10
216780 | M22-LH-G | 216780 | Indicator luminos verde | 64 | cerere oferta | S | 10 | 0 | 1 | 0.007 | KG | 30X30X38 | 4015082167806 |  | 387 | ICD | 10
216779 | M22-LH-R | 216779 | Indicator luminos rosu | 64 | cerere oferta | S | 10 | 0 | 1 | 0.007 | KG | 30X30X38 | 4015082167790 |  | 387 | ICD | 10
216778 | M22-LH-W | 216778 | Indicator luminos alb | 64 | cerere oferta | S | 10 | 0 | 1 | 0.007 | KG | 30X30X38 | 4015082167783 |  | 387 | ICD | 10
216781 | M22-LH-Y | 216781 | Indicator luminos galben | 64 | cerere oferta | S | 10 | 0 | 1 | 0.007 | KG | 30X30X38 | 4015082167813 |  | 387 | ICD | 10
216772 | M22-L-R | 216772 | Indicator luminos rosu | 64 | cerere oferta | S | 10 | 0 | 1 | 0.007 | KG | 30X30X30 | 4015082167721 |  | 387 | ICD | 10
110926 | M22-L-R-LED-BVP | 110926 | Complete unit,indicator light | 64 | cerere oferta | S | 1 | 0 | 50 | 0.022 | KG | 50X50X80 | 4015081104550 |  | 387 | ICD | 1
266137 | M22-LS | 266137 | ADAPTOR RMQ PENTRU LS | 64 | cerere oferta | S | 10 | 0 | 1 | 0.006 | KG | 30X37X27 | 4015082661373 |  | 387 | ICD | 10
286899 | M22-LSP | 286899 | ACCESORII LS | 59 | cerere oferta | S | 10 | 0 | 1 | 0.006 | KG | 30X37X27 | 4015082868994 |  | 295 | ICD | 1
271611 | M22-LT294-3,8X50 | 271611 | Accesoriu | 64 | cerere oferta | S | 1 | 0 | 1 | 0.002 | KG | 50X30X30 | 4015082716110 |  | 294 | ICD | 1
216771 | M22-L-W | 216771 | Indicator luminos alb | 64 | cerere oferta | S | 10 | 0 | 1 | 0.007 | KG | 30X30X30 | 4015082167714 |  | 387 | ICD | 10
110928 | M22-L-W-LED-BVP | 110928 | Complete unit,indicator light | 64 | cerere oferta | S | 1 | 0 | 50 | 0.022 | KG | 50X50X80 | 4015081104574 |  | 387 | ICD | 1
216776 | M22-L-X | 216776 | Corp indicator luminos | 64 | cerere oferta | S | 10 | 0 | 1 | 0.005 | KG | 30X30X30 | 4015082167769 |  | 387 | ICD | 10
216774 | M22-L-Y | 216774 | Indicator luminos galben | 64 | cerere oferta | S | 10 | 0 | 1 | 0.007 | KG | 30X30X30 | 4015082167745 |  | 387 | ICD | 10
110929 | M22-L-Y-LED-BVP | 110929 | Complete unit,indicator light | 64 | cerere oferta | S | 1 | 0 | 50 | 0.022 | KG | 50X50X80 | 4015081104581 |  | 387 | ICD | 1
216402 | M22-MS | 216402 | Cheie de montaj | 64 | cerere oferta | S | 5 | 0 | 1 | 0.02 | KG | 88X31X31 | 4015082164027 |  | 387 | ICD | 5
216397 | M22-PL-PV | 216397 | Capac sigilabil pt .butoanele PV | 64 | cerere oferta | S | 2 | 0 | 1 | 0.025 | KG | 52X48X56 | 4015082163976 |  | 387 | ICD | 1
216876 | M22-PV | 216876 | Buton oprire de urgenta | 64 | cerere oferta | S | 5 | 0 | 1 | 0.039 | KG | 38X38X70 | 4015082168766 |  | 387 | ICD | 5
216515 | M22-PV/K01 | 216515 | Buton oprire de urgenta - echipat | 64 | cerere oferta | S | 5 | 0 | 1 | 0.052 | KG | 90X38X38 | 4015082165154 |  | 387 | ICD | 5
216516 | M22-PV/K11 | 216516 | Buton oprire de urgenta - echipat | 64 | cerere oferta | S | 5 | 0 | 1 | 0.062 | KG | 90X38X38 | 4015082165161 |  | 387 | ICD | 5
216524 | M22-PV/KC02/IY | 216524 | Buton oprire de urgenta - echipat | 64 | cerere oferta | S | 1 | 0 | 1 | 0.194 | KG | 100X72X80 | 4015082165246 |  | 387 | ICD | 1
216525 | M22-PV/KC11/IY | 216525 | Buton oprire de urgenta - echipat | 64 | cerere oferta | S | 1 | 0 | 1 | 0.192 | KG | 100X72X80 | 4015082165253 |  | 387 | ICD | 1
110939 | M22-PV-2KC01-IY1-BVP | 110939 | Comp.dev.Emer.stop/em.swit.off but.encl. | 64 | cerere oferta | S | 1 | 0 | 50 | 0.22 | KG | 70X70X105 | 4015081104680 |  | 387 | ICD | 1
216878 | M22-PVL | 216878 | Buton oprire de urgenta cu indicator lum | 64 | cerere oferta | S | 5 | 0 | 1 | 0.039 | KG | 38X38X70 | 4015082168780 |  | 387 | ICD | 1
263469 | M22-PVLT | 263469 | Buton oprire de urgenta cu indicator lum | 64 | cerere oferta | S | 5 | 0 | 1 | 0.045 | KG | 38X38X70 | 4015082634698 |  | 387 | ICD | 1
121460 | M22-PVLT45P | 121460 | Emerg.stop/swit.off,45mm,illum.,rot.rel. | 64 | cerere oferta | N | 1 | 0 | 1 | 0.043 | KG | 67X45X45 | 4015081192809 |  | 387 | ICD | 1
216879 | M22-PVS | 216879 | Buton oprire de urgenta cu cheie | 64 | cerere oferta | S | 5 | 0 | 1 | 0.06 | KG | 93X38X38 | 4015082168797 |  | 387 | ICD | 1
216514 | M22-PVS/K01 | 216514 | Buton oprire de urgenta cu cheie-echipat | 64 | cerere oferta | S | 5 | 0 | 1 | 0.073 | KG | 115X38X38 | 4015082165147 |  | 387 | ICD | 5
216523 | M22-PVS/KC11/IY | 216523 | Buton oprire de urgenta cu cheie-echipat | 64 | cerere oferta | S | 1 | 0 | 1 | 0.214 | KG | 115X72X80 | 4015082165239 |  | 387 | ICD | 1
121466 | M22-PVS45P-RS | 121466 | Emer.stop/sw.off,45mm,key release RONIS | 64 | cerere oferta | S | 1 | 0 | 1 | 0.062 | KG | 93X45X45 | 4015081192861 |  | 387 | ICD | 1
216880 | M22-PVS-MS* | 216880 | Buton oprire de urgenta cu cheie MS2-MS2 | 64 | cerere oferta | N | 1 | 0 | 1 | 0.06 | KG | 93X38X38 | 1004216 |  | 387 | ICD | 1
111771 | M22-PVS-MS2 | 111771 | Emerg.stop/switch.off key release MS2 | 64 | cerere oferta | N | 1 | 0 | 1 | 0.06 | KG | 93X38X38 | 4015081113217 |  | 387 | ICD | 1
104826 | M22-PVS-SA(*)-* | 104826 | Buton oprire de urgenta cu cheie-special | 64 | cerere oferta | N | 1 | 0 | 1 | 0.06 | KG | 93X38X38 | 1003691 |  | 387 | ICD | 1
263467 | M22-PVT | 263467 | Buton oprire de urgenta cu revenire prin | 64 | cerere oferta | S | 5 | 0 | 1 | 0.045 | KG | 38X38X70 | 4015082634674 |  | 387 | ICD | 5
121462 | M22-PVT45P | 121462 | Emer.stop/swit.off,45mm,non-ill.,rot.rel | 64 | cerere oferta | N | 1 | 0 | 1 | 0.043 | KG | 67X45X45 | 4015081192823 |  | 387 | ICD | 1
121463 | M22-PVT45P-MPI | 121463 | Emerg.stop/swit.off,45mm,switch pos. | 64 | cerere oferta | N | 1 | 0 | 1 | 0.043 | KG | 67X45X45 | 4015081192830 |  | 387 | ICD | 1
121464 | M22-PVT60P | 121464 | Emer.stop/swit.off,60mm,non-ill.,rot.rel | 64 | cerere oferta | N | 1 | 0 | 1 | 0.051 | KG | 67X60X60 | 4015081192847 |  | 387 | ICD | 1
121465 | M22-PVT60P-MPI | 121465 | Emerg.stop/swit.off,60mm,illum.,rot.rel. | 64 | cerere oferta | N | 1 | 0 | 1 | 0.051 | KG | 67X60X60 | 4015081192854 |  | 387 | ICD | 1
263371 | M22-R*-* | 263371 | Potentiometru custumizare caracteristici | 64 | cerere oferta | N | 1 | 0 | 1 | 0.034 | KG | 70X29X29 | 1004185 |  | 387 | ICD | 1
288863 | M22-R*-*-RH | 288863 | Potentiometru custumizare caracteristici | 64 | cerere oferta | N | 1 | 0 | 1 | 0.034 | KG | 70X29X29 | 1004129 |  | 387 | ICD | 1
229493 | M22-R100K | 229493 | Potentiometru 100k | 64 | cerere oferta | S | 1 | 0 | 1 | 0.034 | KG | 70X29X29 | 4015082294939 |  | 387 | ICD | 1
229491 | M22-R10K | 229491 | Potentiomtru 10k | 64 | cerere oferta | S | 1 | 0 | 1 | 0.034 | KG | 70X29X29 | 4015082294915 |  | 387 | ICD | 1
229489 | M22-R1K | 229489 | Potentiometru 1k | 64 | cerere oferta | S | 1 | 0 | 1 | 0.034 | KG | 70X29X29 | 4015082294892 |  | 387 | ICD | 1
229494 | M22-R470K | 229494 | Potentiometru 470k | 64 | cerere oferta | S | 1 | 0 | 1 | 0.034 | KG | 70X29X29 | 4015082294946 |  | 387 | ICD | 1
229492 | M22-R47K | 229492 | Potentiometru 47k | 64 | cerere oferta | S | 1 | 0 | 1 | 0.034 | KG | 70X29X29 | 4015082294922 |  | 387 | ICD | 1
229490 | M22-R4K7 | 229490 | Potentiometru 4k7 | 64 | cerere oferta | S | 1 | 0 | 1 | 0.034 | KG | 70X29X29 | 4015082294908 |  | 387 | ICD | 1
107413 | M22-RJ45-SA | 107413 | Mounting socket RJ45 | 64 | cerere oferta | S | 1 | 0 | 1 | 0.014 | KG | 30X30X30 | 4015081071517 |  | 387 | ICD | 1
216390 | M22S-B | 216390 | Obturator | 64 | cerere oferta | S | 50 | 0 | 1 | 0.006 | KG | 30X30X30 | 4015082163907 |  | 387 | ICD | 1
279414 | M22S-D4-*-* | 279414 | Tester cu 4 pozitii,IP66-customizare ins | 64 | cerere oferta | N | 5 | 0 | 1 | 0.022 | KG | 55X55X32 | 1004779 |  | 387 | ICD | 1
279412 | M22S-D4-S | 279412 | Tester cu 4 pozitii,IP66 | 64 | cerere oferta | S | 5 | 0 | 1 | 0.022 | KG | 55X55X32 | 4015082794125 |  | 387 | ICD | 1
286337 | M22S-D4-S-X7 | 286337 | Tester cu 4 pozitii,IP66,taste cu sageti | 64 | cerere oferta | S | 5 | 0 | 1 | 0.022 | KG | 55X55X32 | 4015082863371 |  | 387 | ICD | 1
216601 | M22S-D-B | 216601 | Buton comanda ,albastru | 64 | cerere oferta | S | 10 | 0 | 1 | 0.009 | KG | 30X30X30 | 4015082166014 |  | 387 | ICD | 10
230350 | M22S-DDL-*-*-* | 230350 | Buton comanda dublu,indicator luminos , | 64 | cerere oferta | N | 5 | 0 | 1 | 0.015 | KG | 30X30X55 | 1004199 |  | 387 | ICD | 1
284819 | M22S-DDLF-*-*-* | 284819 | Buton comanda dublu,indicator luminos , | 64 | cerere oferta | N | 5 | 0 | 1 | 0.015 | KG | 30X30X55 | 1004778 |  | 387 | ICD | 1
284815 | M22S-DDLF-GR-X1/X0 | 284815 | Buton comanda dublu,indicator luminos | 64 | cerere oferta | S | 5 | 0 | 1 | 0.015 | KG | 30X30X55 | 4015082848156 |  | 387 | ICD | 1
284817 | M22S-DDLF-WS-X1/X0 | 284817 | Buton comanda dublu,indicator luminos | 64 | cerere oferta | S | 5 | 0 | 1 | 0.015 | KG | 30X30X55 | 4015082848170 |  | 387 | ICD | 1
216699 | M22S-DDL-GR | 216699 | Buton comanda dublu,indicator luminos | 64 | cerere oferta | S | 5 | 0 | 1 | 0.015 | KG | 30X30X55 | 4015082166991 |  | 387 | ICD | 5
216703 | M22S-DDL-GR-GB1/GB0 | 216703 | Buton comanda dublu,indicator luminos | 64 | cerere oferta | S | 5 | 0 | 1 | 0.015 | KG | 30X30X55 | 4015082167035 |  | 387 | ICD | 1
216701 | M22S-DDL-GR-X1/X0 | 216701 | Buton comanda dublu,indicator luminos | 64 | cerere oferta | S | 5 | 0 | 1 | 0.015 | KG | 30X30X55 | 4015082167011 |  | 387 | ICD | 5
284831 | M22S-DDLM-GR-X1/X0 | 284831 | Buton comanda dublu,indicator luminos | 64 | cerere oferta | S | 5 | 0 | 1 | 0.015 | KG | 30X30X55 | 4015082848316 |  | 387 | ICD | 1
284833 | M22S-DDLM-WS-X1/X0 | 284833 | Buton comanda dublu,indicator luminos | 64 | cerere oferta | S | 5 | 0 | 1 | 0.015 | KG | 30X30X55 | 4015082848330 |  | 387 | ICD | 1
218146 | M22S-DDL-S-X4/X5 | 218146 | Buton comanda dublu,indicator luminos | 64 | cerere oferta | S | 5 | 0 | 1 | 0.015 | KG | 30X30X55 | 4015082181468 |  | 387 | ICD | 5
216711 | M22S-DDL-S-X7/X7 | 216711 | Buton comanda dublu,indicator luminos | 64 | cerere oferta | S | 5 | 0 | 1 | 0.015 | KG | 30X30X55 | 4015082167110 |  | 387 | ICD | 1
216705 | M22S-DDL-WS | 216705 | Buton comanda dublu,indicator luminos | 64 | cerere oferta | S | 5 | 0 | 1 | 0.015 | KG | 30X30X55 | 4015082167059 |  | 387 | ICD | 1
216709 | M22S-DDL-WS-GB1/GB0 | 216709 | Buton comanda dublu,indicator luminos | 64 | cerere oferta | S | 5 | 0 | 1 | 0.015 | KG | 30X30X55 | 4015082167097 |  | 387 | ICD | 1
216707 | M22S-DDL-WS-X1/X0 | 216707 | Buton comanda dublu,indicator luminos | 64 | cerere oferta | S | 5 | 0 | 1 | 0.015 | KG | 30X30X55 | 4015082167073 |  | 387 | ICD | 1
216597 | M22S-D-G | 216597 | Buton comanda ,verde | 64 | cerere oferta | S | 10 | 0 | 1 | 0.009 | KG | 30X30X30 | 4015082165970 |  | 387 | ICD | 10
216608 | M22S-D-G-X1 | 216608 | Buton comanda ,verde,eticheta X1 | 64 | cerere oferta | S | 10 | 0 | 1 | 0.009 | KG | 30X30X30 | 4015082166083 |  | 387 | ICD | 10
216650 | M22S-DH-B | 216650 | Buton comanda ,albastru | 64 | cerere oferta | S | 5 | 0 | 1 | 0.012 | KG | 30X30X35 | 4015082166502 |  | 387 | ICD | 5
216645 | M22S-DH-G | 216645 | Buton comanda ,verde | 64 | cerere oferta | S | 5 | 0 | 1 | 0.012 | KG | 30X30X35 | 4015082166458 |  | 387 | ICD | 1
216658 | M22S-DH-G-X1 | 216658 | Buton comanda ,verde,eticheta X1 | 64 | cerere oferta | S | 5 | 0 | 1 | 0.012 | KG | 30X30X35 | 4015082166588 |  | 387 | ICD | 1
216642 | M22S-DH-R | 216642 | Buton comanda ,rosu | 64 | cerere oferta | S | 5 | 0 | 1 | 0.012 | KG | 30X30X35 | 4015082166427 |  | 387 | ICD | 1
216656 | M22S-DH-R-X0 | 216656 | Buton comanda ,rosu,eticheta X0 | 64 | cerere oferta | S | 5 | 0 | 1 | 0.012 | KG | 30X30X35 | 4015082166564 |  | 387 | ICD | 1
216637 | M22S-DH-S | 216637 | Buton comanda ,negru | 64 | cerere oferta | S | 5 | 0 | 1 | 0.012 | KG | 30X30X35 | 4015082166373 |  | 387 | ICD | 1
216660 | M22S-DH-S-X0 | 216660 | Buton comanda ,negru,eticheta X0 | 64 | cerere oferta | S | 5 | 0 | 1 | 0.012 | KG | 30X30X35 | 4015082166601 |  | 387 | ICD | 1
216639 | M22S-DH-W | 216639 | Buton comanda ,albastru | 64 | cerere oferta | S | 5 | 0 | 1 | 0.012 | KG | 30X30X35 | 4015082166397 |  | 387 | ICD | 1
216662 | M22S-DH-W-X1 | 216662 | Buton comanda ,alb,eticheta X1 | 64 | cerere oferta | S | 5 | 0 | 1 | 0.012 | KG | 30X30X35 | 4015082166625 |  | 387 | ICD | 1
216647 | M22S-DH-Y | 216647 | Buton comanda ,galben | 64 | cerere oferta | S | 5 | 0 | 1 | 0.012 | KG | 30X30X35 | 4015082166472 |  | 387 | ICD | 1
286341 | M22S-DI4-*-* | 286341 | Tester cu 4 pozitii,IP66-customizare ins | 64 | cerere oferta | N | 5 | 0 | 1 | 0.022 | KG | 55X55X32 | 1004769 |  | 387 | ICD | 1
286339 | M22S-DI4-S-X7 | 286339 | Tester cu 4 pozitii,IP66 | 64 | cerere oferta | S | 5 | 0 | 1 | 0.022 | KG | 55X55X32 | 4015082863395 |  | 387 | ICD | 1
216932 | M22S-DL-B | 216932 | Buton comanda cu indicator luminos ,alba | 64 | cerere oferta | S | 10 | 0 | 1 | 0.01 | KG | 30X30X30 | 4015082169329 |  | 387 | ICD | 10
216928 | M22S-DL-G | 216928 | Buton comanda cu indicator luminos ,verd | 64 | cerere oferta | S | 10 | 0 | 1 | 0.01 | KG | 30X30X30 | 4015082169282 |  | 387 | ICD | 10
216939 | M22S-DL-G-X1 | 216939 | Buton comanda cu indicator luminos ,verd | 64 | cerere oferta | S | 10 | 0 | 1 | 0.01 | KG | 30X30X30 | 4015082169398 |  | 387 | ICD | 1
216974 | M22S-DLH-B | 216974 | Buton comanda cu indicator luminos ,alba | 64 | cerere oferta | S | 5 | 0 | 1 | 0.012 | KG | 30X30X35 | 4015082169749 |  | 387 | ICD | 1
216970 | M22S-DLH-G | 216970 | Buton comanda cu indicator luminos ,verd | 64 | cerere oferta | S | 5 | 0 | 1 | 0.012 | KG | 30X30X35 | 4015082169701 |  | 387 | ICD | 1
216978 | M22S-DLH-G-X1 | 216978 | Buton comanda cu indicator luminos ,verd | 64 | cerere oferta | S | 5 | 0 | 1 | 0.012 | KG | 30X30X35 | 4015082169787 |  | 387 | ICD | 1
216968 | M22S-DLH-R | 216968 | Buton comanda cu indicator luminos ,rosu | 64 | cerere oferta | S | 5 | 0 | 1 | 0.012 | KG | 30X30X35 | 4015082169688 |  | 387 | ICD | 5
216976 | M22S-DLH-R-X0 | 216976 | Buton comanda cu indicator luminos ,rosu | 64 | cerere oferta | S | 5 | 0 | 1 | 0.012 | KG | 30X30X35 | 4015082169763 |  | 387 | ICD | 1
216966 | M22S-DLH-W | 216966 | Buton comanda cu indicator luminos ,alb | 64 | cerere oferta | S | 5 | 0 | 1 | 0.012 | KG | 30X30X35 | 4015082169664 |  | 387 | ICD | 1
216980 | M22S-DLH-W-X0 | 216980 | Buton comanda cu indicator luminos ,alb, | 64 | cerere oferta | S | 5 | 0 | 1 | 0.012 | KG | 30X30X35 | 4015082169800 |  | 387 | ICD | 1
216982 | M22S-DLH-W-X1 | 216982 | Buton comanda cu indicator luminos ,alb, | 64 | cerere oferta | S | 5 | 0 | 1 | 0.012 | KG | 30X30X35 | 4015082169824 |  | 387 | ICD | 1
216972 | M22S-DLH-Y | 216972 | Buton comanda cu indicator luminos ,galb | 64 | cerere oferta | S | 5 | 0 | 1 | 0.012 | KG | 30X30X35 | 4015082169725 |  | 387 | ICD | 1
216926 | M22S-DL-R | 216926 | Buton comanda cu indicator luminos ,rosu | 64 | cerere oferta | S | 10 | 0 | 1 | 0.01 | KG | 30X30X30 | 4015082169268 |  | 387 | ICD | 10
216937 | M22S-DL-R-X0 | 216937 | Buton comanda cu indicator luminos rosu, | 64 | cerere oferta | S | 10 | 0 | 1 | 0.01 | KG | 30X30X30 | 4015082169374 |  | 387 | ICD | 10
216924 | M22S-DL-W | 216924 | Buton comanda cu indicator luminos ,alb | 64 | cerere oferta | S | 10 | 0 | 1 | 0.01 | KG | 30X30X30 | 4015082169244 |  | 387 | ICD | 10
216941 | M22S-DL-W-X0 | 216941 | Buton comanda cu indicator luminos ,alb, | 64 | cerere oferta | S | 10 | 0 | 1 | 0.01 | KG | 30X30X30 | 4015082169411 |  | 387 | ICD | 1
216943 | M22S-DL-W-X1 | 216943 | Buton comanda cu indicator luminos ,alb, | 64 | cerere oferta | S | 10 | 0 | 1 | 0.01 | KG | 30X30X30 | 4015082169435 |  | 387 | ICD | 1
216935 | M22S-DL-X | 216935 | Corp buton cu indicator luminos | 64 | cerere oferta | S | 10 | 0 | 1 | 0.01 | KG | 30X30X30 | 4015082169350 |  | 387 | ICD | 10
216930 | M22S-DL-Y | 216930 | Buton comanda cu indicator luminos galbe | 64 | cerere oferta | S | 10 | 0 | 1 | 0.01 | KG | 30X30X30 | 4015082169305 |  | 387 | ICD | 10
216717 | M22S-DP-G | 216717 | Buton ciuperca,verde | 64 | cerere oferta | S | 5 | 0 | 1 | 0.016 | KG | 37X37X43 | 4015082167172 |  | 387 | ICD | 5
216736 | M22S-DP-G-X | 216736 | Buton ciuperca,verde | 64 | cerere oferta | S | 5 | 0 | 1 | 0.016 | KG | 37X37X43 | 4015082167363 |  | 387 | ICD | 1
216723 | M22S-DP-G-X1 | 216723 | Buton ciuperca,verde,eticheta X1 | 64 | cerere oferta | S | 5 | 0 | 1 | 0.016 | KG | 37X37X43 | 4015082167233 |  | 387 | ICD | 1
216715 | M22S-DP-R | 216715 | Buton ciuperca,rosu | 64 | cerere oferta | S | 5 | 0 | 1 | 0.016 | KG | 37X37X43 | 4015082167158 |  | 387 | ICD | 5
216733 | M22S-DP-R-X | 216733 | Buton ciuperca,rosu | 64 | cerere oferta | S | 5 | 0 | 1 | 0.016 | KG | 37X37X43 | 4015082167332 |  | 387 | ICD | 1
216721 | M22S-DP-R-X0 | 216721 | Buton ciuperca,rosu,eticheta X0 | 64 | cerere oferta | S | 5 | 0 | 1 | 0.016 | KG | 37X37X43 | 4015082167219 |  | 387 | ICD | 1
216713 | M22S-DP-S | 216713 | Buton ciuperca,negru | 64 | cerere oferta | S | 5 | 0 | 1 | 0.016 | KG | 37X37X43 | 4015082167134 |  | 387 | ICD | 5
216730 | M22S-DP-S-X | 216730 | Buton ciuperca,negru | 64 | cerere oferta | S | 5 | 0 | 1 | 0.016 | KG | 37X37X43 | 4015082167301 |  | 387 | ICD | 1
216725 | M22S-DP-S-X0 | 216725 | Buton ciuperca,negru,eticheta X0 | 64 | cerere oferta | S | 5 | 0 | 1 | 0.016 | KG | 37X37X43 | 4015082167257 |  | 387 | ICD | 1
216727 | M22S-DP-W-X1 | 216727 | Buton ciuperca,alb,eticheta X1 | 64 | cerere oferta | S | 5 | 0 | 1 | 0.016 | KG | 37X37X43 | 4015082167271 |  | 387 | ICD | 5
216719 | M22S-DP-Y | 216719 | Buton ciuperca,galben | 64 | cerere oferta | S | 5 | 0 | 1 | 0.016 | KG | 37X37X43 | 4015082167196 |  | 387 | ICD | 5
216739 | M22S-DP-Y-X | 216739 | Buton ciuperca,galben | 64 | cerere oferta | S | 5 | 0 | 1 | 0.016 | KG | 37X37X43 | 4015082167394 |  | 387 | ICD | 1
216595 | M22S-D-R | 216595 | Buton comanda ,rosu | 64 | cerere oferta | S | 10 | 0 | 1 | 0.009 | KG | 30X30X30 | 4015082165956 |  | 387 | ICD | 10
216624 | M22S-DR-B | 216624 | Buton comanda ,albastru cu retinere | 64 | cerere oferta | S | 5 | 0 | 1 | 0.011 | KG | 30X30X30 | 4015082166243 |  | 387 | ICD | 1
216620 | M22S-DR-G | 216620 | Buton comanda ,verde cu retinere | 64 | cerere oferta | S | 5 | 0 | 1 | 0.011 | KG | 30X30X30 | 4015082166205 |  | 387 | ICD | 5
216631 | M22S-DR-G-X1 | 216631 | Buton comanda ,verde cu retinere,etiche | 64 | cerere oferta | S | 5 | 0 | 1 | 0.011 | KG | 30X30X30 | 4015082166311 |  | 387 | ICD | 1
216674 | M22S-DRH-B | 216674 | Buton comanda ,albastru cu retinere | 64 | cerere oferta | S | 5 | 0 | 1 | 0.013 | KG | 30X30X35 | 4015082166748 |  | 387 | ICD | 1
216670 | M22S-DRH-G | 216670 | Buton comanda ,verde cu retinere | 64 | cerere oferta | S | 5 | 0 | 1 | 0.013 | KG | 30X30X35 | 4015082166700 |  | 387 | ICD | 1
216678 | M22S-DRH-G-X1 | 216678 | Buton comanda ,verde cu retinere,etiche | 64 | cerere oferta | S | 5 | 0 | 1 | 0.013 | KG | 30X30X35 | 4015082166786 |  | 387 | ICD | 1
216668 | M22S-DRH-R | 216668 | Buton comanda ,rosu cu retinere | 64 | cerere oferta | S | 5 | 0 | 1 | 0.013 | KG | 30X30X35 | 4015082166687 |  | 387 | ICD | 1
216676 | M22S-DRH-R-X0 | 216676 | Buton comanda ,rosu cu retinere,etichet | 64 | cerere oferta | S | 5 | 0 | 1 | 0.013 | KG | 30X30X35 | 4015082166762 |  | 387 | ICD | 1
216664 | M22S-DRH-S | 216664 | Buton comanda ,negru cu retinere | 64 | cerere oferta | S | 5 | 0 | 1 | 0.013 | KG | 30X30X35 | 4015082166649 |  | 387 | ICD | 1
216680 | M22S-DRH-S-X0 | 216680 | Buton comanda ,negru cu retinere,etiche | 64 | cerere oferta | S | 5 | 0 | 1 | 0.013 | KG | 30X30X35 | 4015082166809 |  | 387 | ICD | 1
216666 | M22S-DRH-W | 216666 | Buton comanda ,alb cu retinere | 64 | cerere oferta | S | 5 | 0 | 1 | 0.013 | KG | 30X30X35 | 4015082166663 |  | 387 | ICD | 1
216682 | M22S-DRH-W-X1 | 216682 | Buton comanda ,alb cu retinere,eticheta | 64 | cerere oferta | S | 5 | 0 | 1 | 0.013 | KG | 30X30X35 | 4015082166823 |  | 387 | ICD | 1
216672 | M22S-DRH-Y | 216672 | Buton comanda ,galben cu retinere | 64 | cerere oferta | S | 5 | 0 | 1 | 0.013 | KG | 30X30X35 | 4015082166724 |  | 387 | ICD | 1
216953 | M22S-DRL-B | 216953 | Buton comanda , indicator luminos cu ret | 64 | cerere oferta | S | 5 | 0 | 1 | 0.012 | KG | 30X30X30 | 4015082169534 |  | 387 | ICD | 1
216949 | M22S-DRL-G | 216949 | Buton comanda , indicator luminos cu ret | 64 | cerere oferta | S | 5 | 0 | 1 | 0.012 | KG | 30X30X30 | 4015082169497 |  | 387 | ICD | 1
216960 | M22S-DRL-G-X1 | 216960 | Buton comanda , indicator luminos cu ret | 64 | cerere oferta | S | 5 | 0 | 1 | 0.012 | KG | 30X30X30 | 4015082169602 |  | 387 | ICD | 1
216803 | M22S-DRLH-B | 216803 | Buton comanda , indicator luminos cu ret | 64 | cerere oferta | S | 5 | 0 | 1 | 0.013 | KG | 30X30X35 | 4015082168032 |  | 387 | ICD | 1
216798 | M22S-DRLH-G | 216798 | Buton comanda , indicator luminos cu ret | 64 | cerere oferta | S | 5 | 0 | 1 | 0.013 | KG | 30X30X35 | 4015082167981 |  | 387 | ICD | 1
216809 | M22S-DRLH-G-X1 | 216809 | Buton comanda , indicator luminos cu ret | 64 | cerere oferta | S | 5 | 0 | 1 | 0.013 | KG | 30X30X35 | 4015082168094 |  | 387 | ICD | 1
216792 | M22S-DRLH-R | 216792 | Buton comanda , indicator luminos cu ret | 64 | cerere oferta | S | 5 | 0 | 1 | 0.013 | KG | 30X30X35 | 4015082167929 |  | 387 | ICD | 1
216808 | M22S-DRLH-R-X0 | 216808 | Buton comanda , indicator luminos cu ret | 64 | cerere oferta | S | 5 | 0 | 1 | 0.013 | KG | 30X30X35 | 4015082168087 |  | 387 | ICD | 1
216791 | M22S-DRLH-W | 216791 | Buton comanda , indicator luminos cu ret | 64 | cerere oferta | S | 5 | 0 | 1 | 0.013 | KG | 30X30X35 | 4015082167912 |  | 387 | ICD | 1
216810 | M22S-DRLH-W-X0 | 216810 | Buton comanda , indicator luminos cu ret | 64 | cerere oferta | S | 5 | 0 | 1 | 0.013 | KG | 30X30X35 | 4015082168100 |  | 387 | ICD | 1
216811 | M22S-DRLH-W-X1 | 216811 | Buton comanda , indicator luminos cu ret | 64 | cerere oferta | S | 5 | 0 | 1 | 0.013 | KG | 30X30X35 | 4015082168117 |  | 387 | ICD | 1
216801 | M22S-DRLH-Y | 216801 | Buton comanda , indicator luminos cu ret | 64 | cerere oferta | S | 5 | 0 | 1 | 0.013 | KG | 30X30X35 | 4015082168018 |  | 387 | ICD | 1
216947 | M22S-DRL-R | 216947 | Buton comanda , indicator luminos cu ret | 64 | cerere oferta | S | 5 | 0 | 1 | 0.012 | KG | 30X30X30 | 4015082169473 |  | 387 | ICD | 1
216958 | M22S-DRL-R-X0 | 216958 | Buton comanda , indicator luminos cu ret | 64 | cerere oferta | S | 5 | 0 | 1 | 0.012 | KG | 30X30X30 | 4015082169589 |  | 387 | ICD | 1
216945 | M22S-DRL-W | 216945 | Buton comanda , indicator luminos cu ret | 64 | cerere oferta | S | 5 | 0 | 1 | 0.012 | KG | 30X30X30 | 4015082169459 |  | 387 | ICD | 1
216962 | M22S-DRL-W-X0 | 216962 | Buton comanda , indicator luminos cu ret | 64 | cerere oferta | S | 5 | 0 | 1 | 0.012 | KG | 30X30X30 | 4015082169626 |  | 387 | ICD | 1
216964 | M22S-DRL-W-X1 | 216964 | Buton comanda , indicator luminos cu ret | 64 | cerere oferta | S | 5 | 0 | 1 | 0.012 | KG | 30X30X30 | 4015082169640 |  | 387 | ICD | 1
216956 | M22S-DRL-X | 216956 | Corp buton , indicator luminos cu retine | 64 | cerere oferta | S | 5 | 0 | 1 | 0.012 | KG | 30X30X30 | 4015082169565 |  | 387 | ICD | 1
216951 | M22S-DRL-Y | 216951 | Buton comanda , indicator luminos cu ret | 64 | cerere oferta | S | 5 | 0 | 1 | 0.012 | KG | 30X30X30 | 4015082169510 |  | 387 | ICD | 1
216748 | M22S-DRP-G | 216748 | Buton ciuperca cu retinere ,verde | 64 | cerere oferta | S | 5 | 0 | 1 | 0.016 | KG | 37X37X43 | 4015082167486 |  | 387 | ICD | 1
216767 | M22S-DRP-G-X | 216767 | Buton ciuperca cu retinere ,verde | 64 | cerere oferta | S | 5 | 0 | 1 | 0.016 | KG | 37X37X43 | 4015082167677 |  | 387 | ICD | 1
216754 | M22S-DRP-G-X1 | 216754 | Buton ciuperca cu retinere ,verde,etiche | 64 | cerere oferta | S | 5 | 0 | 1 | 0.016 | KG | 37X37X43 | 4015082167547 |  | 387 | ICD | 1
216746 | M22S-DRP-R | 216746 | Buton ciuperca cu retinere ,rosu | 64 | cerere oferta | S | 5 | 0 | 1 | 0.016 | KG | 37X37X43 | 4015082167462 |  | 387 | ICD | 5
216764 | M22S-DRP-R-X | 216764 | Buton ciuperca cu retinere ,rosu | 64 | cerere oferta | S | 5 | 0 | 1 | 0.016 | KG | 37X37X43 | 4015082167646 |  | 387 | ICD | 1
216752 | M22S-DRP-R-X0 | 216752 | Buton ciuperca cu retinere ,rosu ,etiche | 64 | cerere oferta | S | 5 | 0 | 1 | 0.016 | KG | 37X37X43 | 4015082167523 |  | 387 | ICD | 1
216744 | M22S-DRP-S | 216744 | Buton ciuperca cu retinere ,negru | 64 | cerere oferta | S | 5 | 0 | 1 | 0.016 | KG | 37X37X43 | 4015082167448 |  | 387 | ICD | 1
216761 | M22S-DRP-S-X | 216761 | Buton ciuperca cu retinere ,negru | 64 | cerere oferta | S | 5 | 0 | 1 | 0.016 | KG | 37X37X43 | 4015082167615 |  | 387 | ICD | 1
216756 | M22S-DRP-S-X0 | 216756 | Buton ciuperca cu retinere ,negru,etiche | 64 | cerere oferta | S | 5 | 0 | 1 | 0.016 | KG | 37X37X43 | 4015082167561 |  | 387 | ICD | 1
216758 | M22S-DRP-W-X1 | 216758 | Buton ciuperca cu retinere ,alb,eticheta | 64 | cerere oferta | S | 5 | 0 | 1 | 0.016 | KG | 37X37X43 | 4015082167585 |  | 387 | ICD | 1
216750 | M22S-DRP-Y | 216750 | Buton ciuperca cu retinere ,galben | 64 | cerere oferta | S | 5 | 0 | 1 | 0.016 | KG | 37X37X43 | 4015082167509 |  | 387 | ICD | 1
216770 | M22S-DRP-Y-X | 216770 | Buton ciuperca cu retinere ,galben | 64 | cerere oferta | S | 5 | 0 | 1 | 0.016 | KG | 37X37X43 | 4015082167707 |  | 387 | ICD | 1
216618 | M22S-DR-R | 216618 | Buton comanda cu retinere,rosu | 64 | cerere oferta | S | 5 | 0 | 1 | 0.011 | KG | 30X30X30 | 4015082166182 |  | 387 | ICD | 1
216629 | M22S-DR-R-X0 | 216629 | Buton comanda cu retinere,rosu,eticheta | 64 | cerere oferta | S | 5 | 0 | 1 | 0.011 | KG | 30X30X30 | 4015082166298 |  | 387 | ICD | 1
216614 | M22S-DR-S | 216614 | Buton comanda cu retinere,negru | 64 | cerere oferta | S | 5 | 0 | 1 | 0.011 | KG | 30X30X30 | 4015082166144 |  | 387 | ICD | 1
216633 | M22S-DR-S-X0 | 216633 | Buton comanda cu retinere,negru,etichet | 64 | cerere oferta | S | 5 | 0 | 1 | 0.011 | KG | 30X30X30 | 4015082166335 |  | 387 | ICD | 1
216616 | M22S-DR-W | 216616 | Buton comanda cu retinere,alb | 64 | cerere oferta | S | 5 | 0 | 1 | 0.011 | KG | 30X30X30 | 4015082166168 |  | 387 | ICD | 1
216635 | M22S-DR-W-X1 | 216635 | Buton comanda cu retinere,alb,eticheta | 64 | cerere oferta | S | 5 | 0 | 1 | 0.011 | KG | 30X30X30 | 4015082166359 |  | 387 | ICD | 1
216627 | M22S-DR-X | 216627 | Corp buton cu retinere | 64 | cerere oferta | S | 5 | 0 | 1 | 0.011 | KG | 30X30X30 | 4015082166274 |  | 387 | ICD | 1
216606 | M22S-D-R-X0 | 216606 | Buton comanda rosu,eticheta X0 | 64 | cerere oferta | S | 10 | 0 | 1 | 0.009 | KG | 30X30X30 | 4015082166069 |  | 387 | ICD | 1
216622 | M22S-DR-Y | 216622 | Buton comanda cu retinere ,galben | 64 | cerere oferta | S | 5 | 0 | 1 | 0.011 | KG | 30X30X30 | 4015082166229 |  | 387 | ICD | 1
216591 | M22S-D-S | 216591 | Buton comanda negru | 64 | cerere oferta | S | 10 | 0 | 1 | 0.009 | KG | 30X30X30 | 4015082165918 |  | 387 | ICD | 10
216610 | M22S-D-S-X0 | 216610 | Buton comanda negru,eticheta X0 | 64 | cerere oferta | S | 10 | 0 | 1 | 0.009 | KG | 30X30X30 | 4015082166106 |  | 387 | ICD | 1
216593 | M22S-D-W | 216593 | Buton comanda ,alb | 64 | cerere oferta | S | 10 | 0 | 1 | 0.009 | KG | 30X30X30 | 4015082165932 |  | 387 | ICD | 1
216612 | M22S-D-W-X1 | 216612 | Buton comanda ,alb,eticheta X1 | 64 | cerere oferta | S | 10 | 0 | 1 | 0.009 | KG | 30X30X30 | 4015082166120 |  | 387 | ICD | 10
216604 | M22S-D-X | 216604 | Corp buton comanda | 64 | cerere oferta | S | 10 | 0 | 1 | 0.009 | KG | 30X30X30 | 4015082166045 |  | 387 | ICD | 10
216599 | M22S-D-Y | 216599 | Buton comanda ,galben | 64 | cerere oferta | S | 10 | 0 | 1 | 0.009 | KG | 30X30X30 | 4015082165994 |  | 387 | ICD | 10
271641 | M22S-DZ-B-X6 | 271641 | Buton comanda pt relee termice in cutie | 64 | cerere oferta | S | 1 | 0 | 1 | 0.013 | KG | 120X30X30 | 4015082716417 |  | 387 | ICD | 1
225528 | M22S-PV | 225528 | Buton oprire de urgenta | 64 | cerere oferta | S | 5 | 0 | 1 | 0.039 | KG | 38X38X70 | 4015082255282 |  | 387 | ICD | 5
230962 | M22S-PVL | 230962 | Buton oprire de urgenta cu indicator lum | 64 | cerere oferta | S | 5 | 0 | 1 | 0.039 | KG | 38X38X70 | 4015082309626 |  | 387 | ICD | 5
271540 | M22S-PVLT | 271540 | Buton oprire de urgenta cu indicator lum | 64 | cerere oferta | S | 5 | 0 | 1 | 0.045 | KG | 38X38X70 | 4015082715403 |  | 387 | ICD | 1
271499 | M22S-PVT | 271499 | Buton oprire de urgenta ,revenire prin r | 64 | cerere oferta | S | 5 | 0 | 1 | 0.045 | KG | 38X38X70 | 4015082714994 |  | 387 | ICD | 1
263372 | M22S-R*-* | 263372 | Potentiometru custumizare caracteristici | 64 | cerere oferta | N | 1 | 0 | 1 | 0.034 | KG | 70X29X29 | 1004184 |  | 387 | ICD | 1
288864 | M22S-R*-*-RH | 288864 | Potentiometru custumizare caracteristici | 64 | cerere oferta | N | 1 | 0 | 1 | 0.034 | KG | 70X29X29 | 1004768 |  | 387 | ICD | 1
232235 | M22S-R100K | 232235 | Potentiometru 100k | 64 | cerere oferta | S | 1 | 0 | 1 | 0.034 | KG | 70X29X29 | 4015082322359 |  | 387 | ICD | 1
232233 | M22S-R10K | 232233 | Potentiometru 10k | 64 | cerere oferta | S | 1 | 0 | 1 | 0.034 | KG | 70X29X29 | 4015082322335 |  | 387 | ICD | 1
232231 | M22S-R1K | 232231 | Potentiometru 1k | 64 | cerere oferta | S | 1 | 0 | 1 | 0.034 | KG | 70X29X29 | 4015082322311 |  | 387 | ICD | 1
216408 | M22S-R30 | 216408 | Set pt reductie 30/22,3 | 64 | cerere oferta | S | 10 | 0 | 1 | 0.006 | KG | 10X50X50 | 4015082164089 |  | 387 | ICD | 1
232236 | M22S-R470K | 232236 | Potentiometru 470k | 64 | cerere oferta | S | 1 | 0 | 1 | 0.034 | KG | 70X29X29 | 4015082322366 |  | 387 | ICD | 1
232234 | M22S-R47K | 232234 | Potentiometru 47k | 64 | cerere oferta | S | 1 | 0 | 1 | 0.034 | KG | 70X29X29 | 4015082322342 |  | 387 | ICD | 1
232232 | M22S-R4K7 | 232232 | Potentiometru 4k7 | 64 | cerere oferta | S | 1 | 0 | 1 | 0.034 | KG | 70X29X29 | 4015082322328 |  | 387 | ICD | 1
216490 | M22S-ST-D10 | 216490 | Portetichete | 64 | cerere oferta | S | 10 | 0 | 1 | 0.002 | KG | 4X30X50 | 4015082164904 |  | 387 | ICD | 10
216492 | M22S-ST-D11 | 216492 | Portetichete | 64 | cerere oferta | S | 10 | 0 | 1 | 0.002 | KG | 4X30X50 | 4015082164928 |  | 387 | ICD | 1
216493 | M22S-ST-D12 | 216493 | Portetichete | 64 | cerere oferta | S | 10 | 0 | 1 | 0.002 | KG | 4X30X50 | 4015082164935 |  | 387 | ICD | 1
218299 | M22S-ST-D5 | 218299 | Portetichete | 64 | cerere oferta | S | 10 | 0 | 1 | 0.002 | KG | 4X30X50 | 4015082182991 |  | 387 | ICD | 1
216487 | M22S-ST-D6 | 216487 | Portetichete | 64 | cerere oferta | S | 10 | 0 | 1 | 0.002 | KG | 4X30X50 | 4015082164874 |  | 387 | ICD | 10
216488 | M22S-ST-D7 | 216488 | Portetichete | 64 | cerere oferta | S | 10 | 0 | 1 | 0.002 | KG | 4X30X50 | 4015082164881 |  | 387 | ICD | 10
216489 | M22S-ST-D8 | 216489 | Portetichete | 64 | cerere oferta | S | 10 | 0 | 1 | 0.002 | KG | 4X30X50 | 4015082164898 |  | 387 | ICD | 10
216394 | M22S-STDD-X | 216394 | Portetichete | 64 | cerere oferta | S | 10 | 0 | 1 | 0.003 | KG | 4X30X75 | 4015082163945 |  | 387 | ICD | 10
256791 | M22S-ST-F0 | 256791 | Portetichete | 64 | cerere oferta | S | 10 | 0 | 1 | 0.002 | KG | 4X30X50 | 4015082567910 |  | 387 | ICD | 1
256792 | M22S-ST-F1 | 256792 | Portetichete | 64 | cerere oferta | S | 10 | 0 | 1 | 0.002 | KG | 4X30X50 | 4015082567927 |  | 387 | ICD | 1
256794 | M22S-ST-F10 | 256794 | Portetichete | 64 | cerere oferta | S | 10 | 0 | 1 | 0.002 | KG | 4X30X50 | 4015082567941 |  | 387 | ICD | 1
256795 | M22S-ST-F67 | 256795 | Portetichete | 64 | cerere oferta | S | 10 | 0 | 1 | 0.002 | KG | 4X30X50 | 4015082567958 |  | 387 | ICD | 1
256796 | M22S-ST-F68 | 256796 | Portetichete | 64 | cerere oferta | S | 10 | 0 | 1 | 0.002 | KG | 4X30X50 | 4015082567965 |  | 387 | ICD | 1
256793 | M22S-ST-F7 | 256793 | Portetichete | 64 | cerere oferta | S | 10 | 0 | 1 | 0.002 | KG | 4X30X50 | 4015082567934 |  | 387 | ICD | 1
216494 | M22S-ST-GB0 | 216494 | Portetichete | 64 | cerere oferta | S | 10 | 0 | 1 | 0.002 | KG | 4X30X50 | 4015082164942 |  | 387 | ICD | 10
216495 | M22S-ST-GB1 | 216495 | Portetichete | 64 | cerere oferta | S | 10 | 0 | 1 | 0.002 | KG | 4X30X50 | 4015082164959 |  | 387 | ICD | 10
216499 | M22S-ST-GB10 | 216499 | Portetichete | 64 | cerere oferta | S | 10 | 0 | 1 | 0.002 | KG | 4X30X50 | 4015082164997 |  | 387 | ICD | 10
216500 | M22S-ST-GB11 | 216500 | Portetichete | 64 | cerere oferta | S | 10 | 0 | 1 | 0.002 | KG | 4X30X50 | 4015082165000 |  | 387 | ICD | 10
216501 | M22S-ST-GB12 | 216501 | Portetichete | 64 | cerere oferta | S | 10 | 0 | 1 | 0.002 | KG | 4X30X50 | 4015082165017 |  | 387 | ICD | 10
218300 | M22S-ST-GB5 | 218300 | Portetichete | 64 | cerere oferta | S | 10 | 0 | 1 | 0.002 | KG | 4X30X50 | 4015082183004 |  | 387 | ICD | 10
216496 | M22S-ST-GB6 | 216496 | Portetichete | 64 | cerere oferta | S | 10 | 0 | 1 | 0.002 | KG | 4X30X50 | 4015082164966 |  | 387 | ICD | 10
216497 | M22S-ST-GB7 | 216497 | Portetichete | 64 | cerere oferta | S | 10 | 0 | 1 | 0.002 | KG | 4X30X50 | 4015082164973 |  | 387 | ICD | 10
216498 | M22S-ST-GB8 | 216498 | Portetichete | 64 | cerere oferta | S | 10 | 0 | 1 | 0.002 | KG | 4X30X50 | 4015082164980 |  | 387 | ICD | 10
216392 | M22S-ST-X | 216392 | Portetichete | 64 | cerere oferta | S | 25 | 0 | 1 | 0.002 | KG | 4X30X50 | 4015082163921 |  | 387 | ICD | 25
256797 | M22S-ST-X52 | 256797 | Portetichete | 64 | cerere oferta | S | 10 | 0 | 1 | 0.002 | KG | 4X30X50 | 4015082567972 |  | 387 | ICD | 1
256798 | M22S-ST-X53 | 256798 | Portetichete | 64 | cerere oferta | S | 10 | 0 | 1 | 0.002 | KG | 4X30X50 | 4015082567989 |  | 387 | ICD | 1
216485 | M22S-ST-X88 | 216485 | Portetichete | 64 | cerere oferta | S | 10 | 0 | 1 | 0.002 | KG | 4X30X50 | 4015082164850 |  | 387 | ICD | 10
218147 | M22S-ST-X89 | 218147 | Portetichete | 64 | cerere oferta | S | 10 | 0 | 1 | 0.002 | KG | 4X30X50 | 4015082181475 |  | 387 | ICD | 10
216486 | M22S-ST-X93 | 216486 | Portetichete | 64 | cerere oferta | S | 10 | 0 | 1 | 0.002 | KG | 4X30X50 | 4015082164867 |  | 387 | ICD | 10
216393 | M22S-ST-X-GVP | 216393 | Legend plate mount, without plate | 64 | cerere oferta | S | 500 | 0 | 1 | 0.002 | KG | 85X125X116 | 4015082163938 |  | 387 | ICD | 1
216854 | M22S-W | 216854 | Selector 2 pozitii | 64 | cerere oferta | S | 5 | 0 | 1 | 0.013 | KG | 43X30X30 | 4015082168544 |  | 387 | ICD | 5
216862 | M22S-W3 | 216862 | Selector 3 pozitii | 64 | cerere oferta | S | 5 | 0 | 1 | 0.013 | KG | 43X30X30 | 4015082168629 |  | 387 | ICD | 1
116016 | M22-SWD-A4 | 116016 | 4-way adapter | 48 | cerere oferta | N | 10 | 0 | 1 | 0.005 | KG | 10X43X45 | 4015081157563 |  | 387 | ICD | 1
115990 | M22-SWD-I1-LP01 | 115990 | Circuit board enclosure,1 mount.location | 48 | cerere oferta | N | 1 | 0 | 1 | 0.01 | KG | 49X47X16 | 4015081157303 |  | 387 | ICD | 1
115991 | M22-SWD-I2-LP01 | 115991 | Circuit board enclos., 2 mount.locations | 48 | cerere oferta | N | 1 | 0 | 1 | 0.016 | KG | 82X47X16 | 4015081157310 |  | 387 | ICD | 1
115992 | M22-SWD-I3-LP01 | 115992 | Circuit board enclos., 3 mount.locations | 48 | cerere oferta | N | 1 | 0 | 1 | 0.022 | KG | 121X47X16 | 4015081157327 |  | 387 | ICD | 1
115993 | M22-SWD-I4-LP01 | 115993 | Circuit board enclos., 4 mount.locations | 48 | cerere oferta | N | 1 | 0 | 1 | 0.028 | KG | 133X47X16 | 4015081157334 |  | 387 | ICD | 1
115994 | M22-SWD-I6-LP01 | 115994 | Circuit board enclos., 6 mount.locations | 48 | cerere oferta | N | 1 | 0 | 1 | 0.042 | KG | 350X47X16 | 4015081157341 |  | 387 | ICD | 1
115964 | M22-SWD-K11 | 115964 | Switch pos. query, 2 pos., front | 48 | cerere oferta | N | 20 | 0 | 1 | 0.009 | KG | 40X10X42 | 4015081157044 |  | 387 | ICD | 1
115973 | M22-SWD-K11LED-B | 115973 | Switch pos. query, 2 pos., LED-B, front | 48 | cerere oferta | N | 20 | 0 | 1 | 0.009 | KG | 45X10X42 | 4015081157136 |  | 387 | ICD | 1
116004 | M22-SWD-K11LEDC-B | 116004 | Switch pos. query, 2 pos., LED-B, floor | 48 | cerere oferta | N | 20 | 0 | 1 | 0.009 | KG | 45X10X42 | 4015081157440 |  | 387 | ICD | 1
116005 | M22-SWD-K11LEDC-G | 116005 | Switch pos. query, 2 pos., LED-G, floor | 48 | cerere oferta | N | 20 | 0 | 1 | 0.009 | KG | 45X10X42 | 4015081157457 |  | 387 | ICD | 1
116006 | M22-SWD-K11LEDC-R | 116006 | Switch pos. query, 2 pos., LED-R, floor | 48 | cerere oferta | N | 20 | 0 | 1 | 0.009 | KG | 45X10X42 | 4015081157464 |  | 387 | ICD | 1
116003 | M22-SWD-K11LEDC-W | 116003 | Switch pos. query, 2 pos., LED-W, floor | 48 | cerere oferta | N | 20 | 0 | 1 | 0.009 | KG | 45X10X42 | 4015081157433 |  | 387 | ICD | 1
115974 | M22-SWD-K11LED-G | 115974 | Switch pos. query, 2 pos., LED-G, front | 48 | cerere oferta | N | 20 | 0 | 1 | 0.009 | KG | 45X10X42 | 4015081157143 |  | 387 | ICD | 1
115975 | M22-SWD-K11LED-R | 115975 | Switch pos. query, 2 pos., LED-R, front | 48 | cerere oferta | N | 20 | 0 | 1 | 0.009 | KG | 45X10X42 | 4015081157150 |  | 387 | ICD | 1
115972 | M22-SWD-K11LED-W | 115972 | Switch pos. query, 2 pos., LED-W, front | 48 | cerere oferta | N | 20 | 0 | 1 | 0.009 | KG | 45X10X42 | 4015081157129 |  | 387 | ICD | 1
115965 | M22-SWD-K22 | 115965 | Switch pos. query, 3 pos., front | 48 | cerere oferta | N | 10 | 0 | 1 | 0.013 | KG | 40X17X42 | 4015081157051 |  | 387 | ICD | 1
115979 | M22-SWD-K22LED-B | 115979 | Switch pos. query, 3 pos., LED-B, front | 48 | cerere oferta | N | 10 | 0 | 1 | 0.013 | KG | 45X17X42 | 4015081157198 |  | 387 | ICD | 1
116010 | M22-SWD-K22LEDC-B | 116010 | Switch pos. query, 3 pos., LED-B, floor | 48 | cerere oferta | N | 10 | 0 | 1 | 0.013 | KG | 45X17X42 | 4015081157501 |  | 387 | ICD | 1
116011 | M22-SWD-K22LEDC-G | 116011 | Switch pos. query, 3 pos., LED-G, floor | 48 | cerere oferta | N | 10 | 0 | 1 | 0.013 | KG | 45X17X42 | 4015081157518 |  | 387 | ICD | 1
116012 | M22-SWD-K22LEDC-R | 116012 | Switch pos. query, 3 pos., LED-R, floor | 48 | cerere oferta | N | 10 | 0 | 1 | 0.013 | KG | 45X17X42 | 4015081157525 |  | 387 | ICD | 1
116009 | M22-SWD-K22LEDC-W | 116009 | Switch pos. query, 3 pos., LED-W, floor | 48 | cerere oferta | N | 10 | 0 | 1 | 0.013 | KG | 45X17X42 | 4015081157495 |  | 387 | ICD | 1
115980 | M22-SWD-K22LED-G | 115980 | Switch pos. query, 3 pos., LED-G, front | 48 | cerere oferta | N | 10 | 0 | 1 | 0.013 | KG | 45X17X42 | 4015081157204 |  | 387 | ICD | 1
115981 | M22-SWD-K22LED-R | 115981 | Switch pos. query, 3 pos., LED-R, front | 48 | cerere oferta | N | 10 | 0 | 1 | 0.013 | KG | 45X17X42 | 4015081157211 |  | 387 | ICD | 1
115978 | M22-SWD-K22LED-W | 115978 | Switch pos. query, 3 pos., LED-W, front | 48 | cerere oferta | N | 10 | 0 | 1 | 0.013 | KG | 45X17X42 | 4015081157181 |  | 387 | ICD | 1
115995 | M22-SWD-KC11 | 115995 | Switch pos. query, 2 pos., floor | 48 | cerere oferta | N | 20 | 0 | 1 | 0.009 | KG | 40X10X42 | 4015081157358 |  | 387 | ICD | 1
115996 | M22-SWD-KC22 | 115996 | Switch pos. query, 3 pos., floor | 48 | cerere oferta | N | 10 | 0 | 1 | 0.013 | KG | 40X17X42 | 4015081157365 |  | 387 | ICD | 1
115967 | M22-SWD-LED-B | 115967 | Switch pos. query, LED-B front | 48 | cerere oferta | N | 20 | 0 | 1 | 0.009 | KG | 45X10X42 | 4015081157075 |  | 387 | ICD | 1
115998 | M22-SWD-LEDC-B | 115998 | Switch pos. query, LED-B, floor | 48 | cerere oferta | N | 20 | 0 | 1 | 0.009 | KG | 45X10X42 | 4015081157389 |  | 387 | ICD | 1
115999 | M22-SWD-LEDC-G | 115999 | Switch pos. query, LED-G, floor | 48 | cerere oferta | N | 20 | 0 | 1 | 0.009 | KG | 45X10X42 | 4015081157396 |  | 387 | ICD | 1
116000 | M22-SWD-LEDC-R | 116000 | Switch pos. query, LED-R, floor | 48 | cerere oferta | N | 20 | 0 | 1 | 0.009 | KG | 45X10X42 | 4015081157402 |  | 387 | ICD | 1
115997 | M22-SWD-LEDC-W | 115997 | Switch pos. query, LED-W, floor | 48 | cerere oferta | N | 20 | 0 | 1 | 0.009 | KG | 45X10X42 | 4015081157372 |  | 387 | ICD | 1
115968 | M22-SWD-LED-G | 115968 | Switch pos. query, LED-G front | 48 | cerere oferta | N | 20 | 0 | 1 | 0.009 | KG | 45X10X42 | 4015081157082 |  | 387 | ICD | 1
115969 | M22-SWD-LED-R | 115969 | Switch pos. query, LED-R front | 48 | cerere oferta | N | 20 | 0 | 1 | 0.009 | KG | 45X10X42 | 4015081157099 |  | 387 | ICD | 1
115966 | M22-SWD-LED-W | 115966 | Switch pos. query, LED-W front | 48 | cerere oferta | N | 20 | 0 | 1 | 0.009 | KG | 45X10X42 | 4015081157068 |  | 387 | ICD | 1
147637 | M22-SWD-NOP | 147637 | Universal slave, Front fixing | 64 | cerere oferta | S | 20 | 0 | 1 | 0.009 | KG | 45X10X42 | 4015081440979 |  | 387 | ICD | 1
147638 | M22-SWD-NOPC | 147638 | Universal slave, Base fixing | 64 | cerere oferta | S | 20 | 0 | 1 | 0.009 | KG | 45X10X42 | 4015081440986 |  | 387 | ICD | 1
116698 | M22-SWD-SEL8-10 | 116698 | Link for circuit board, bottom | 48 | cerere oferta | N | 5 | 0 | 1 | 0.001 | KG | 30X15X10 | 4015081164431 |  | 387 | ICD | 1
289197 | M22S-WJ2H | 289197 | Joystick 2 pozitii | 64 | cerere oferta | S | 1 | 0 | 1 | 0.028 | KG | 100X30X30 | 4015082891978 |  | 387 | ICD | 1
289198 | M22S-WJ2V | 289198 | Joystick 2 pozitii | 64 | cerere oferta | S | 1 | 0 | 1 | 0.028 | KG | 100X30X30 | 4015082891985 |  | 387 | ICD | 1
279418 | M22S-WJ4 | 279418 | Joystick 4 pozitii | 64 | cerere oferta | S | 5 | 0 | 1 | 0.028 | KG | 100X30X30 | 4015082794187 |  | 387 | ICD | 5
216866 | M22S-WK | 216866 | Selector 2 pozitii | 64 | cerere oferta | S | 5 | 0 | 1 | 0.013 | KG | 46X30X30 | 4015082168667 |  | 387 | ICD | 5
216871 | M22S-WK3 | 216871 | Selector 3 pozitii | 64 | cerere oferta | S | 5 | 0 | 1 | 0.013 | KG | 46X30X30 | 4015082168711 |  | 387 | ICD | 5
216875 | M22S-WKV | 216875 | Selector 2 pozitii | 64 | cerere oferta | S | 5 | 0 | 1 | 0.013 | KG | 46X30X30 | 4015082168759 |  | 387 | ICD | 5
216842 | M22S-WLK3-B | 216842 | Selector ,indicator luminos,3 pozitii ,a | 64 | cerere oferta | S | 5 | 0 | 1 | 0.013 | KG | 46X30X30 | 4015082168421 |  | 387 | ICD | 5
216838 | M22S-WLK3-G | 216838 | Selector ,indicator luminos,3 pozitii ,v | 64 | cerere oferta | S | 5 | 0 | 1 | 0.013 | KG | 46X30X30 | 4015082168384 |  | 387 | ICD | 5
216836 | M22S-WLK3-R | 216836 | Selector ,indicator luminos,3 pozitii ,r | 64 | cerere oferta | S | 5 | 0 | 1 | 0.013 | KG | 46X30X30 | 4015082168360 |  | 387 | ICD | 5
216834 | M22S-WLK3-W | 216834 | Selector ,indicator luminos,3 pozitii ,a | 64 | cerere oferta | S | 5 | 0 | 1 | 0.013 | KG | 46X30X30 | 4015082168346 |  | 387 | ICD | 5
216840 | M22S-WLK3-Y | 216840 | Selector ,indicator luminos,3 pozitii ,g | 64 | cerere oferta | S | 5 | 0 | 1 | 0.013 | KG | 46X30X30 | 4015082168407 |  | 387 | ICD | 5
216821 | M22S-WLK-B | 216821 | Selector ,indicator luminos,2 pozitii,al | 64 | cerere oferta | S | 5 | 0 | 1 | 0.013 | KG | 46X30X30 | 4015082168216 |  | 387 | ICD | 5
216817 | M22S-WLK-G | 216817 | Selector ,indicator luminos,2 pozitii ,v | 64 | cerere oferta | S | 5 | 0 | 1 | 0.013 | KG | 46X30X30 | 4015082168179 |  | 387 | ICD | 5
216815 | M22S-WLK-R | 216815 | Selector ,indicator luminos,2 pozitii ,r | 64 | cerere oferta | S | 5 | 0 | 1 | 0.013 | KG | 46X30X30 | 4015082168155 |  | 387 | ICD | 5
284544 | M22S-WLKV-B | 284544 | Selector ,indicator luminos,2 pozitii ,a | 64 | cerere oferta | S | 5 | 0 | 1 | 0.014 | KG | 46X30X30 | 4015082845445 |  | 387 | ICD | 1
284540 | M22S-WLKV-G | 284540 | Selector ,indicator luminos,2 pozitii ,v | 64 | cerere oferta | S | 5 | 0 | 1 | 0.014 | KG | 46X30X30 | 4015082845407 |  | 387 | ICD | 1
284399 | M22S-WLKV-R | 284399 | Selector ,indicator luminos,2 pozitii ,r | 64 | cerere oferta | S | 5 | 0 | 1 | 0.014 | KG | 46X30X30 | 4015082843991 |  | 387 | ICD | 1
284398 | M22S-WLKV-W | 284398 | Selector ,indicator luminos,2 pozitii ,a | 64 | cerere oferta | S | 5 | 0 | 1 | 0.014 | KG | 46X30X30 | 4015082843984 |  | 387 | ICD | 5
284543 | M22S-WLKV-Y | 284543 | Selector ,indicator luminos,2 pozitii ,g | 64 | cerere oferta | S | 5 | 0 | 1 | 0.014 | KG | 46X30X30 | 4015082845438 |  | 387 | ICD | 1
216813 | M22S-WLK-W | 216813 | Selector ,indicator luminos,2 pozitii ,a | 64 | cerere oferta | S | 5 | 0 | 1 | 0.013 | KG | 46X30X30 | 4015082168131 |  | 387 | ICD | 5
216819 | M22S-WLK-Y | 216819 | Selector ,indicator luminos,2 pozitii ,g | 64 | cerere oferta | S | 5 | 0 | 1 | 0.013 | KG | 46X30X30 | 4015082168193 |  | 387 | ICD | 1
216856 | M22S-WR | 216856 | Selector 2 pozitii cu retinere | 64 | cerere oferta | S | 5 | 0 | 1 | 0.013 | KG | 43X30X30 | 4015082168568 |  | 387 | ICD | 5
226837 | M22S-WR-* | 226837 | Selector 2 pozitii cu retinere,customiza | 64 | cerere oferta | N | 5 | 0 | 1 | 0.013 | KG | 43X30X30 | 1001536 |  | 387 | ICD | 1
216864 | M22S-WR3 | 216864 | Selector 3 pozitii cu retinere | 64 | cerere oferta | S | 5 | 0 | 1 | 0.013 | KG | 43X30X30 | 4015082168643 |  | 387 | ICD | 5
226841 | M22S-WR3-* | 226841 | Selector 3 pozitii cu retinere ,customiz | 64 | cerere oferta | N | 5 | 0 | 1 | 0.013 | KG | 43X30X30 | 1001534 |  | 387 | ICD | 1
226839 | M22S-WR3-X94 | 226839 | Selector 3 pozitii cu retinere | 64 | cerere oferta | S | 5 | 0 | 1 | 0.013 | KG | 43X30X30 | 4015082268398 |  | 387 | ICD | 1
279430 | M22S-WR4 | 279430 | Selector 4 pozitii cu retinere | 64 | cerere oferta | S | 5 | 0 | 1 | 0.016 | KG | 45X30X30 | 4015082794309 |  | 387 | ICD | 1
289241 | M22S-WRJ2H | 289241 | Joystick 2 pozitii cu retinere | 64 | cerere oferta | S | 1 | 0 | 1 | 0.038 | KG | 100X30X30 | 4015082892418 |  | 387 | ICD | 1
289242 | M22S-WRJ2V | 289242 | Joystick 2 pozitii cu retinere | 64 | cerere oferta | S | 1 | 0 | 1 | 0.038 | KG | 100X30X30 | 4015082892425 |  | 387 | ICD | 1
279416 | M22S-WRJ4 | 279416 | Joystick pozitii cu retinere | 64 | cerere oferta | S | 5 | 0 | 1 | 0.028 | KG | 95X30X30 | 4015082794163 |  | 387 | ICD | 5
216869 | M22S-WRK | 216869 | Selector 2 pozitii cu retinere | 64 | cerere oferta | S | 10 | 0 | 1 | 0.013 | KG | 46X30X30 | 4015082168698 |  | 387 | ICD | 10
216873 | M22S-WRK3 | 216873 | Selector 3 pozitii cu retinere | 64 | cerere oferta | S | 5 | 0 | 1 | 0.013 | KG | 46X30X30 | 4015082168735 |  | 387 | ICD | 5
217437 | M22S-WRK3-* | 217437 | Selector 3 pozitii cu retinere,customiza | 64 | cerere oferta | N | 5 | 0 | 1 | 0.013 | KG | 43X30X30 | 1001555 |  | 387 | ICD | 5
279432 | M22S-WRK4 | 279432 | Selector 4 pozitii cu retinere | 64 | cerere oferta | S | 5 | 0 | 1 | 0.016 | KG | 45X30X30 | 4015082794323 |  | 387 | ICD | 1
217439 | M22S-WRLK3-*/* | 217439 | Selector cu retinere,indicator luminos,3 | 64 | cerere oferta | N | 5 | 0 | 1 | 0.013 | KG | 46X30X30 | 1001553 |  | 387 | ICD | 5
216852 | M22S-WRLK3-B | 216852 | Selector cu retinere,indicator luminos,3 | 64 | cerere oferta | S | 5 | 0 | 1 | 0.013 | KG | 46X30X30 | 4015082168520 |  | 387 | ICD | 1
216848 | M22S-WRLK3-G | 216848 | Selector cu retinere,indicator luminos,3 | 64 | cerere oferta | S | 5 | 0 | 1 | 0.013 | KG | 46X30X30 | 4015082168483 |  | 387 | ICD | 1
216846 | M22S-WRLK3-R | 216846 | Selector cu retinere,indicator luminos,3 | 64 | cerere oferta | S | 5 | 0 | 1 | 0.013 | KG | 46X30X30 | 4015082168469 |  | 387 | ICD | 1
216844 | M22S-WRLK3-W | 216844 | Selector cu retinere,indicator luminos,3 | 64 | cerere oferta | S | 5 | 0 | 1 | 0.013 | KG | 46X30X30 | 4015082168445 |  | 387 | ICD | 5
216850 | M22S-WRLK3-Y | 216850 | Selector cu retinere,indicator luminos,3 | 64 | cerere oferta | S | 5 | 0 | 1 | 0.013 | KG | 46X30X30 | 4015082168506 |  | 387 | ICD | 1
216832 | M22S-WRLK-B | 216832 | Selector cu retinere,indicator luminos,2 | 64 | cerere oferta | S | 5 | 0 | 1 | 0.013 | KG | 46X30X30 | 4015082168322 |  | 387 | ICD | 1
216828 | M22S-WRLK-G | 216828 | Selector cu retinere,indicator luminos,2 | 64 | cerere oferta | S | 5 | 0 | 1 | 0.013 | KG | 46X30X30 | 4015082168285 |  | 387 | ICD | 5
216826 | M22S-WRLK-R | 216826 | Selector cu retinere,indicator luminos,2 | 64 | cerere oferta | S | 5 | 0 | 1 | 0.013 | KG | 46X30X30 | 4015082168261 |  | 387 | ICD | 1
216824 | M22S-WRLK-W | 216824 | Selector cu retinere,indicator luminos,2 | 64 | cerere oferta | S | 5 | 0 | 1 | 0.013 | KG | 46X30X30 | 4015082168247 |  | 387 | ICD | 5
216830 | M22S-WRLK-Y | 216830 | Selector cu retinere,indicator luminos,2 | 64 | cerere oferta | S | 5 | 0 | 1 | 0.013 | KG | 46X30X30 | 4015082168308 |  | 387 | ICD | 1
216889 | M22S-WRS | 216889 | Selector cu cheie 2 pozitii cu retinere | 64 | cerere oferta | S | 5 | 0 | 1 | 0.031 | KG | 70X30X30 | 4015082168896 |  | 387 | ICD | 1
262522 | M22S-WRS*-MS*-* | 262522 | Selector cu cheie 2 pozitii cu retinere, | 64 | cerere oferta | N | 1 | 0 | 1 | 0.034 | KG | 70X30X30 | 1004789 |  | 387 | ICD | 1
216901 | M22S-WRS3 | 216901 | Selector cu cheie 3 pozitii cu retinere | 64 | cerere oferta | S | 5 | 0 | 1 | 0.031 | KG | 70X30X30 | 4015082169015 |  | 387 | ICD | 1
229095 | M22S-WRS3-A* | 229095 | Selector cu cheie 3 pozitii cu retinere | 64 | cerere oferta | N | 5 | 0 | 1 | 0.031 | KG | 70X30X30 | 1004201 |  | 387 | ICD | 1
216904 | M22S-WRS3-MS* | 216904 | Selector cu cheie 3 pozitii cu retinere | 64 | cerere oferta | N | 1 | 0 | 1 | 0.034 | KG | 70X30X30 | 1004208 |  | 387 | ICD | 1
217443 | M22S-WRS3-MS*-A* | 217443 | Selector cu cheie 3 pozitii cu retinere | 64 | cerere oferta | N | 5 | 0 | 1 | 0.034 | KG | 70X30X30 | 1003900 |  | 387 | ICD | 1
216906 | M22S-WRS3-SA(*)-* | 216906 | Selector cu cheie 3 pozitii cu retinere | 64 | cerere oferta | N | 5 | 0 | 1 | 0.034 | KG | 70X30X30 | 1001557 |  | 387 | ICD | 1
285581 | M22S-WRS3-SA(*)-*-A9 | 285581 | Selector cu cheie 3 pozitii cu retinere | 64 | cerere oferta | N | 5 | 0 | 1 | 0.034 | KG | 70X30X30 | 1004770 |  | 387 | ICD | 1
229093 | M22S-WRS-A1 | 229093 | Selector cu cheie 2 pozitii cu retinere | 64 | cerere oferta | S | 5 | 0 | 1 | 0.031 | KG | 70X30X30 | 4015082290931 |  | 387 | ICD | 5
216891 | M22S-WRS-MS* | 216891 | Selector cu cheie 2 pozitii cu retinere | 64 | cerere oferta | N | 1 | 0 | 1 | 0.034 | KG | 70X30X30 | 1004212 |  | 387 | ICD | 1
217441 | M22S-WRS-MS*-A1 | 217441 | Selector cu cheie 2 pozitii cu retinere | 64 | cerere oferta | N | 5 | 0 | 1 | 0.034 | KG | 70X30X30 | 1004205 |  | 387 | ICD | 1
216893 | M22S-WRS-SA(*)-* | 216893 | Selector cu cheie 2 pozitii cu retinere | 64 | cerere oferta | N | 5 | 0 | 1 | 0.034 | KG | 70X30X30 | 1002450 |  | 387 | ICD | 1
285538 | M22S-WRS-SA(*)-*-A8 | 285538 | Selector cu cheie 2 pozitii cu retinere | 64 | cerere oferta | N | 5 | 0 | 1 | 0.034 | KG | 70X30X30 | 1004772 |  | 387 | ICD | 1
216860 | M22S-WR-X91 | 216860 | Selector 2 pozitii cu retinere | 64 | cerere oferta | S | 5 | 0 | 1 | 0.013 | KG | 43X30X30 | 4015082168605 |  | 387 | ICD | 5
216858 | M22S-WR-X92 | 216858 | Selector 2 pozitii cu retinere | 64 | cerere oferta | S | 5 | 0 | 1 | 0.013 | KG | 43X30X30 | 4015082168582 |  | 387 | ICD | 1
216882 | M22S-WS | 216882 | Selector cu cheie 2 pozitii | 64 | cerere oferta | S | 1 | 0 | 1 | 0.034 | KG | 70X30X30 | 4015082168827 |  | 387 | ICD | 1
216895 | M22S-WS3 | 216895 | Selector cu cheie 3 pozitii | 64 | cerere oferta | S | 1 | 0 | 1 | 0.034 | KG | 70X30X30 | 4015082168957 |  | 387 | ICD | 1
216897 | M22S-WS3-MS* | 216897 | Selector cu cheie 3 pozitii | 64 | cerere oferta | N | 1 | 0 | 1 | 0.034 | KG | 70X30X30 | 1004210 |  | 387 | ICD | 1
216899 | M22S-WS3-SA(*)-* | 216899 | Selector cu cheie 3 pozitii | 64 | cerere oferta | N | 5 | 0 | 1 | 0.034 | KG | 70X30X30 | 1001561 |  | 387 | ICD | 1
216884 | M22S-WS-MS* | 216884 | Selector cu cheie 2 pozitii | 64 | cerere oferta | N | 1 | 0 | 1 | 0.034 | KG | 70X30X30 | 1004214 |  | 387 | ICD | 1
216886 | M22S-WS-SA(*)-* | 216886 | Selector cu cheie 2 pozitii | 64 | cerere oferta | N | 5 | 0 | 1 | 0.034 | KG | 70X30X30 | 1001569 |  | 387 | ICD | 1
226161 | M22-TA | 226161 | Brat telescopic | 64 | cerere oferta | S | 1 | 0 | 1 | 0.043 | KG | 80X45X40 | 4015082261610 |  | 387 | ICD | 1
216398 | M22-TC | 216398 | Brat telescopic | 64 | cerere oferta | S | 10 | 0 | 1 | 0.031 | KG | 80X30X40 | 4015082163983 |  | 387 | ICD | 1
225527 | M22-TCV | 225527 | Prelungitor pt. brat telescopic | 64 | cerere oferta | S | 5 | 0 | 1 | 0.023 | KG | 55X40X30 | 4015082255275 |  | 387 | ICD | 1
216395 | M22-T-D | 216395 | Membrana pt butoane IP67,IP69K | 64 | cerere oferta | S | 10 | 0 | 1 | 0.003 | KG | 33X33X17 | 4015082163952 |  | 387 | ICD | 1
216396 | M22-T-DD | 216396 | Membrana pt butoane IP67,IP69K | 64 | cerere oferta | S | 10 | 0 | 1 | 0.008 | KG | 33X58X23 | 4015082163969 |  | 387 | ICD | 1
216554 | M22-UPE | 216554 | Chit montaj sub tencuiala | 64 | cerere oferta | S | 2 | 0 | 1 | 0.05 | KG | 50X34X70 | 4015082165543 |  | 387 | ICD | 1
107412 | M22-USB-SA | 107412 | Mufa USB | 64 | cerere oferta | S | 1 | 0 | 1 | 0.043 | KG | 120X120X30 | 4015081071500 |  | 387 | ICD | 1
216853 | M22-W | 216853 | Selector 2 pozitii | 64 | cerere oferta | S | 5 | 0 | 1 | 0.013 | KG | 43X30X30 | 4015082168537 |  | 387 | ICD | 1
216861 | M22-W3 | 216861 | Selector 3 pozitii | 64 | cerere oferta | S | 5 | 0 | 1 | 0.013 | KG | 43X30X30 | 4015082168612 |  | 387 | ICD | 5
289195 | M22-WJ2H | 289195 | Joystick 2 pozitii cu retinere | 64 | cerere oferta | S | 1 | 0 | 1 | 0.028 | KG | 100X30X30 | 4015082891954 |  | 387 | ICD | 1
289196 | M22-WJ2V | 289196 | Joystick 2 pozitii cu retinere | 64 | cerere oferta | S | 1 | 0 | 1 | 0.028 | KG | 100X30X30 | 4015082891961 |  | 387 | ICD | 1
111507 | M22-WJ2V-2P | 111507 | Joystick 2-positions,2 switch points | 64 | cerere oferta | N | 1 | 0 | 1 | 0.028 | KG | 100X30X30 | 4015081110674 |  | 387 | ICD | 1
279417 | M22-WJ4 | 279417 | Joystick 4 pozitii cu | 64 | cerere oferta | S | 5 | 0 | 1 | 0.028 | KG | 100X30X30 | 4015082794170 |  | 387 | ICD | 1
110836 | M22-WJ4-2P | 110836 | Joystick 4 positions,2 switch points | 64 | cerere oferta | N | 1 | 0 | 1 | 0.028 | KG | 100X30X30 | 4015081103676 |  | 387 | ICD | 1
178570 | M22-WJS2H | 178570 | M22-WJS2H | 64 | cerere oferta | N | 5 | 0 | 1 | 0.028 | KG | 100X30X30 | 4015081738991 |  | 387 | ICD | 1
178565 | M22-WJS2H-2P | 178565 | M22-WJS2H-2P | 64 | cerere oferta | N | 5 | 0 | 1 | 0.028 | KG | 100X30X30 | 4015081738946 |  | 387 | ICD | 1
178571 | M22-WJS2V | 178571 | M22-WJS2V | 64 | cerere oferta | N | 5 | 0 | 1 | 0.028 | KG | 100X30X30 | 4015081739004 |  | 387 | ICD | 1
178564 | M22-WJS2V-2P | 178564 | M22-WJS2V-2P | 64 | cerere oferta | N | 5 | 0 | 1 | 0.028 | KG | 100X30X30 | 4015081738939 |  | 387 | ICD | 1
178568 | M22-WJS4 | 178568 | M22-WJS4 | 64 | cerere oferta | N | 5 | 0 | 1 | 0.028 | KG | 100X30X30 | 4015081738977 |  | 387 | ICD | 1
178563 | M22-WJS4-2P | 178563 | M22-WJS4-2P | 64 | cerere oferta | N | 5 | 0 | 1 | 0.028 | KG | 100X30X30 | 4015081738922 |  | 387 | ICD | 1
216865 | M22-WK | 216865 | Selector 2 pozitii | 64 | cerere oferta | S | 5 | 0 | 1 | 0.013 | KG | 46X30X30 | 4015082168650 |  | 387 | ICD | 5
216870 | M22-WK3 | 216870 | Selector 3 pozitii | 64 | cerere oferta | S | 5 | 0 | 1 | 0.013 | KG | 46X30X30 | 4015082168704 |  | 387 | ICD | 5
216874 | M22-WKV | 216874 | Selector 2 pozitii | 64 | cerere oferta | S | 5 | 0 | 1 | 0.013 | KG | 46X30X30 | 4015082168742 |  | 387 | ICD | 5
110922 | M22-WKV-2K10-BVP | 110922 | Complete unit,sel.switch with thumb-grip | 64 | cerere oferta | S | 1 | 0 | 50 | 0.039 | KG | 50X50X80 | 4015081104512 |  | 387 | ICD | 1
216841 | M22-WLK3-B | 216841 | Selector cu retinere,indicator luminos,3 | 64 | cerere oferta | S | 5 | 0 | 1 | 0.013 | KG | 46X30X30 | 4015082168414 |  | 387 | ICD | 5
216837 | M22-WLK3-G | 216837 | Selector cu retinere,indicator luminos,3 | 64 | cerere oferta | S | 5 | 0 | 1 | 0.013 | KG | 46X30X30 | 4015082168377 |  | 387 | ICD | 5
216835 | M22-WLK3-R | 216835 | Selector cu retinere,indicator luminos,3 | 64 | cerere oferta | S | 5 | 0 | 1 | 0.013 | KG | 46X30X30 | 4015082168353 |  | 387 | ICD | 1
216833 | M22-WLK3-W | 216833 | Selector cu retinere,indicator luminos,3 | 64 | cerere oferta | S | 5 | 0 | 1 | 0.013 | KG | 46X30X30 | 4015082168339 |  | 387 | ICD | 1
216839 | M22-WLK3-Y | 216839 | Selector cu retinere,indicator luminos,3 | 64 | cerere oferta | S | 5 | 0 | 1 | 0.013 | KG | 46X30X30 | 4015082168391 |  | 387 | ICD | 5
216820 | M22-WLK-B | 216820 | Selector cu retinere,indicator luminos,2 | 64 | cerere oferta | S | 5 | 0 | 1 | 0.013 | KG | 46X30X30 | 4015082168209 |  | 387 | ICD | 5
216816 | M22-WLK-G | 216816 | Selector cu retinere,indicator luminos,2 | 64 | cerere oferta | S | 5 | 0 | 1 | 0.013 | KG | 46X30X30 | 4015082168162 |  | 387 | ICD | 1
216814 | M22-WLK-R | 216814 | Selector cu retinere,indicator luminos,2 | 64 | cerere oferta | S | 5 | 0 | 1 | 0.013 | KG | 46X30X30 | 4015082168148 |  | 387 | ICD | 1
284397 | M22-WLKV-B | 284397 | Selector cu retinere,indicator luminos,2 | 64 | cerere oferta | S | 5 | 0 | 1 | 0.014 | KG | 46X30X30 | 4015082843977 |  | 387 | ICD | 5
284395 | M22-WLKV-G | 284395 | Selector cu retinere,indicator luminos,2 | 64 | cerere oferta | S | 5 | 0 | 1 | 0.014 | KG | 46X30X30 | 4015082843953 |  | 387 | ICD | 5
284394 | M22-WLKV-R | 284394 | Selector cu retinere,indicator luminos,2 | 64 | cerere oferta | S | 5 | 0 | 1 | 0.014 | KG | 46X30X30 | 4015082843946 |  | 387 | ICD | 5
284393 | M22-WLKV-W | 284393 | Selector cu retinere,indicator luminos,2 | 64 | cerere oferta | S | 5 | 0 | 1 | 0.014 | KG | 46X30X30 | 4015082843939 |  | 387 | ICD | 1
284396 | M22-WLKV-Y | 284396 | Selector cu retinere,indicator luminos,2 | 64 | cerere oferta | S | 5 | 0 | 1 | 0.014 | KG | 46X30X30 | 4015082843960 |  | 387 | ICD | 5
216812 | M22-WLK-W | 216812 | Selector cu retinere,indicator luminos,2 | 64 | cerere oferta | S | 5 | 0 | 1 | 0.013 | KG | 46X30X30 | 4015082168124 |  | 387 | ICD | 1
216818 | M22-WLK-Y | 216818 | Selector cu retinere,indicator luminos,2 | 64 | cerere oferta | S | 5 | 0 | 1 | 0.013 | KG | 46X30X30 | 4015082168186 |  | 387 | ICD | 1
216855 | M22-WR | 216855 | Selector 2 pozitii cu retinere | 64 | cerere oferta | S | 5 | 0 | 1 | 0.013 | KG | 43X30X30 | 4015082168551 |  | 387 | ICD | 5
226836 | M22-WR-* | 226836 | Selector 2 pozitii cu retinere | 64 | cerere oferta | N | 5 | 0 | 1 | 0.013 | KG | 43X30X30 | 1001537 |  | 387 | ICD | 1
216863 | M22-WR3 | 216863 | Selector 3 pozitii cu retinere | 64 | cerere oferta | S | 5 | 0 | 1 | 0.013 | KG | 43X30X30 | 4015082168636 |  | 387 | ICD | 5
226840 | M22-WR3-* | 226840 | Selector 3 pozitii cu retinere | 64 | cerere oferta | N | 5 | 0 | 1 | 0.013 | KG | 43X30X30 | 1001535 |  | 387 | ICD | 1
284786 | M22-WR3-X7 | 284786 | Selector 3 pozitii cu retinere | 64 | cerere oferta | S | 5 | 0 | 1 | 0.013 | KG | 43X30X30 | 4015082847869 |  | 387 | ICD | 1
226838 | M22-WR3-X94 | 226838 | Selector 3 pozitii cu retinere | 64 | cerere oferta | S | 5 | 0 | 1 | 0.013 | KG | 43X30X30 | 4015082268381 |  | 387 | ICD | 1
279419 | M22-WR4 | 279419 | Selector 4 pozitii cu retinere | 64 | cerere oferta | S | 5 | 0 | 1 | 0.016 | KG | 45X30X30 | 4015082794194 |  | 387 | ICD | 5
289199 | M22-WRJ2H | 289199 | Joystick 2 pozitii | 64 | cerere oferta | S | 1 | 0 | 1 | 0.038 | KG | 100X30X30 | 4015082891992 |  | 387 | ICD | 1
289240 | M22-WRJ2V | 289240 | Joystick 2 pozitii | 64 | cerere oferta | S | 1 | 0 | 1 | 0.038 | KG | 100X30X30 | 4015082892401 |  | 387 | ICD | 1
279415 | M22-WRJ4 | 279415 | Joystick 4 pozitii | 64 | cerere oferta | S | 5 | 0 | 1 | 0.028 | KG | 95X30X30 | 4015082794156 |  | 387 | ICD | 1
216867 | M22-WRK | 216867 | Selector 2 pozitii cu retinere | 64 | cerere oferta | S | 10 | 0 | 1 | 0.013 | KG | 46X30X30 | 4015082168674 |  | 387 | ICD | 10
216518 | M22-WRK/K10 | 216518 | Selector 2 pozitii cu retinere,echipat | 64 | cerere oferta | S | 5 | 0 | 1 | 0.028 | KG | 130X30X30 | 4015082165185 |  | 387 | ICD | 5
216872 | M22-WRK3 | 216872 | Selector 3 pozitii cu retinere | 64 | cerere oferta | S | 5 | 0 | 1 | 0.013 | KG | 46X30X30 | 4015082168728 |  | 387 | ICD | 5
217436 | M22-WRK3-* | 217436 | Selector 3 pozitii cu retinere | 64 | cerere oferta | N | 5 | 0 | 1 | 0.013 | KG | 43X30X30 | 1004207 |  | 387 | ICD | 1
216520 | M22-WRK3/K20 | 216520 | Selector 3 pozitii cu retinere,echipat | 64 | cerere oferta | S | 5 | 0 | 1 | 0.037 | KG | 130X30X30 | 4015082165208 |  | 387 | ICD | 5
110923 | M22-WRK-3K10-BVP | 110923 | Complete unit,sel.switch with thumb-grip | 64 | cerere oferta | S | 1 | 0 | 50 | 0.049 | KG | 50X50X80 | 4015081104529 |  | 387 | ICD | 1
279431 | M22-WRK4 | 279431 | Selector 4 pozitii cu retinere | 64 | cerere oferta | S | 5 | 0 | 1 | 0.016 | KG | 45X30X30 | 4015082794316 |  | 387 | ICD | 5
217438 | M22-WRLK3-*/* | 217438 | Selector cu retinere,indicator luminos,3 | 64 | cerere oferta | N | 5 | 0 | 1 | 0.013 | KG | 46X30X30 | 1001554 |  | 387 | ICD | 1
216851 | M22-WRLK3-B | 216851 | Selector cu retinere,indicator luminos,3 | 64 | cerere oferta | S | 5 | 0 | 1 | 0.013 | KG | 46X30X30 | 4015082168513 |  | 387 | ICD | 5
216847 | M22-WRLK3-G | 216847 | Selector cu retinere,indicator luminos,3 | 64 | cerere oferta | S | 5 | 0 | 1 | 0.013 | KG | 46X30X30 | 4015082168476 |  | 387 | ICD | 5
110925 | M22-WRLK3-G-2K10LED-BVP | 110925 | Complete unit,sel.switch with thumb-grip | 64 | cerere oferta | S | 1 | 0 | 50 | 0.049 | KG | 50X50X80 | 4015081104543 |  | 387 | ICD | 1
216845 | M22-WRLK3-R | 216845 | Selector cu retinere,indicator luminos,3 | 64 | cerere oferta | S | 5 | 0 | 1 | 0.013 | KG | 46X30X30 | 4015082168452 |  | 387 | ICD | 5
216843 | M22-WRLK3-W | 216843 | Selector cu retinere,indicator luminos,3 | 64 | cerere oferta | S | 5 | 0 | 1 | 0.013 | KG | 46X30X30 | 4015082168438 |  | 387 | ICD | 5
216849 | M22-WRLK3-Y | 216849 | Selector cu retinere,indicator luminos,3 | 64 | cerere oferta | S | 5 | 0 | 1 | 0.013 | KG | 46X30X30 | 4015082168490 |  | 387 | ICD | 5
216831 | M22-WRLK-B | 216831 | Selector cu retinere,indicator luminos,2 | 64 | cerere oferta | S | 5 | 0 | 1 | 0.013 | KG | 46X30X30 | 4015082168315 |  | 387 | ICD | 5
216827 | M22-WRLK-G | 216827 | Selector cu retinere,indicator luminos,2 | 64 | cerere oferta | S | 5 | 0 | 1 | 0.013 | KG | 46X30X30 | 4015082168278 |  | 387 | ICD | 5
110924 | M22-WRLK-G-K10LED-BVP | 110924 | Complete unit,sel.switch with thumb-grip | 64 | cerere oferta | S | 1 | 0 | 50 | 0.039 | KG | 50X50X80 | 4015081104536 |  | 387 | ICD | 1
216825 | M22-WRLK-R | 216825 | Selector cu retinere,indicator luminos,2 | 64 | cerere oferta | S | 5 | 0 | 1 | 0.013 | KG | 46X30X30 | 4015082168254 |  | 387 | ICD | 5
216823 | M22-WRLK-W | 216823 | Selector cu retinere,indicator luminos,2 | 64 | cerere oferta | S | 5 | 0 | 1 | 0.013 | KG | 46X30X30 | 4015082168230 |  | 387 | ICD | 5
216829 | M22-WRLK-Y | 216829 | Selector cu retinere,indicator luminos,2 | 64 | cerere oferta | S | 5 | 0 | 1 | 0.013 | KG | 46X30X30 | 4015082168292 |  | 387 | ICD | 5
216887 | M22-WRS | 216887 | Selector cu cheie 2 pozitii cu retinere | 64 | cerere oferta | S | 5 | 0 | 1 | 0.031 | KG | 70X30X30 | 4015082168872 |  | 387 | ICD | 5
262521 | M22-WRS*-MS*-* | 262521 | Selector cu cheie 2 pozitii cu retinere, | 64 | cerere oferta | N | 1 | 0 | 1 | 0.034 | KG | 70X30X30 | 1004186 |  | 387 | ICD | 1
216517 | M22-WRS/K11 | 216517 | Selector cu cheie 3 pozitii cu retinere, | 64 | cerere oferta | S | 5 | 0 | 1 | 0.055 | KG | 130X30X30 | 4015082165178 |  | 387 | ICD | 5
216526 | M22-WRS/KC11/I | 216526 | Selector cu cheie 3 pozitii cu retinere, | 64 | cerere oferta | S | 1 | 0 | 1 | 0.2 | KG | 130X72X70 | 4015082165260 |  | 387 | ICD | 1
110918 | M22-WRS-2K10-BVP | 110918 | Complete unit,key-operated actuator | 64 | cerere oferta | S | 1 | 0 | 50 | 0.063 | KG | 50X50X80 | 4015081104475 |  | 387 | ICD | 1
216900 | M22-WRS3 | 216900 | Selector cu cheie 3 pozitii cu retinere | 64 | cerere oferta | S | 5 | 0 | 1 | 0.031 | KG | 70X30X30 | 4015082169008 |  | 387 | ICD | 5
110920 | M22-WRS3-2K10-BVP | 110920 | Complete unit,key-operated actuator | 64 | cerere oferta | S | 1 | 0 | 50 | 0.063 | KG | 50X50X80 | 4015081104499 |  | 387 | ICD | 1
229094 | M22-WRS3-A* | 229094 | Selector cu cheie 3 pozitii cu retinere | 64 | cerere oferta | N | 5 | 0 | 1 | 0.031 | KG | 70X30X30 | 1003701 |  | 387 | ICD | 1
216903 | M22-WRS3-MS* | 216903 | Selector cu cheie 3 pozitii cu retinere | 64 | cerere oferta | N | 1 | 0 | 1 | 0.034 | KG | 70X30X30 | 1004209 |  | 387 | ICD | 1
217442 | M22-WRS3-MS*-A* | 217442 | Selector cu cheie 3 pozitii cu retinere | 64 | cerere oferta | N | 5 | 0 | 1 | 0.034 | KG | 70X30X30 | 1004204 |  | 387 | ICD | 5
216905 | M22-WRS3-SA(*)-* | 216905 | Selector cu cheie 2 pozitii cu retinere | 64 | cerere oferta | N | 5 | 0 | 1 | 0.034 | KG | 70X30X30 | 1001558 |  | 387 | ICD | 1
285539 | M22-WRS3-SA(*)-*-A9 | 285539 | Selector cu cheie 3 pozitii cu retinere | 64 | cerere oferta | N | 5 | 0 | 1 | 0.034 | KG | 70X30X30 | 1004771 |  | 387 | ICD | 1
229092 | M22-WRS-A1 | 229092 | Selector cu cheie 2 pozitii cu retinere | 64 | cerere oferta | S | 5 | 0 | 1 | 0.031 | KG | 70X30X30 | 4015082290924 |  | 387 | ICD | 1
110917 | M22-WRS-K10-BVP | 110917 | Complete unit,key-operated actuator | 64 | cerere oferta | S | 1 | 0 | 50 | 0.053 | KG | 50X50X80 | 4015081104468 |  | 387 | ICD | 1
216890 | M22-WRS-MS* | 216890 | Selector cu cheie 2 pozitii cu retinere | 64 | cerere oferta | N | 1 | 0 | 1 | 0.034 | KG | 70X30X30 | 1004213 |  | 387 | ICD | 1
217440 | M22-WRS-MS*-A1 | 217440 | Selector cu cheie 2 pozitii cu retinere | 64 | cerere oferta | N | 5 | 0 | 1 | 0.034 | KG | 70X30X30 | 1004206 |  | 387 | ICD | 5
111775 | M22-WRS-MS10 | 111775 | Key button,2 positions | 64 | cerere oferta | N | 1 | 0 | 1 | 0.034 | KG | 70X30X30 | 4015081113255 |  | 387 | ICD | 1
111777 | M22-WRS-MS15 | 111777 | Key button,2 positions | 64 | cerere oferta | N | 1 | 0 | 1 | 0.034 | KG | 70X30X30 | 4015081113279 |  | 387 | ICD | 1
111778 | M22-WRS-MS2 | 111778 | Selector cu cheie 2 pozitii cu retinere, | 64 | cerere oferta | N | 1 | 0 | 1 | 0.034 | KG | 70X30X30 | 4015081113286 |  | 387 | ICD | 1
111779 | M22-WRS-MS20 | 111779 | Key button,2 positions | 64 | cerere oferta | N | 1 | 0 | 1 | 0.034 | KG | 70X30X30 | 4015081113293 |  | 387 | ICD | 1
111780 | M22-WRS-MS2-A1 | 111780 | Key button,2 positions | 64 | cerere oferta | N | 1 | 0 | 1 | 0.034 | KG | 70X30X30 | 4015081113309 |  | 387 | ICD | 1
111781 | M22-WRS-MS3 | 111781 | Key button,2 positions | 64 | cerere oferta | N | 1 | 0 | 1 | 0.034 | KG | 70X30X30 | 4015081113316 |  | 387 | ICD | 1
111782 | M22-WRS-MS3-A1 | 111782 | Selector cu cheie 3 pozitii cu retinere | 64 | cerere oferta | N | 1 | 0 | 1 | 0.034 | KG | 70X30X30 | 4015081113323 |  | 387 | ICD | 1
111783 | M22-WRS-MS4 | 111783 | Key button,2 positions | 64 | cerere oferta | N | 1 | 0 | 1 | 0.034 | KG | 70X30X30 | 4015081113330 |  | 387 | ICD | 1
111785 | M22-WRS-MS5 | 111785 | Key button,2 positions | 64 | cerere oferta | N | 1 | 0 | 1 | 0.034 | KG | 70X30X30 | 4015081113354 |  | 387 | ICD | 1
111787 | M22-WRS-MS6 | 111787 | Key button,2 positions | 64 | cerere oferta | N | 1 | 0 | 1 | 0.034 | KG | 70X30X30 | 4015081113378 |  | 387 | ICD | 1
111788 | M22-WRS-MS7 | 111788 | Key button,2 positions | 64 | cerere oferta | N | 1 | 0 | 1 | 0.034 | KG | 70X30X30 | 4015081113385 |  | 387 | ICD | 1
111789 | M22-WRS-MS8 | 111789 | Key button,2 positions | 64 | cerere oferta | N | 1 | 0 | 1 | 0.034 | KG | 70X30X30 | 4015081113392 |  | 387 | ICD | 1
216892 | M22-WRS-SA(*)-* | 216892 | Selector cu cheie 2 pozitii cu retinere | 64 | cerere oferta | N | 5 | 0 | 1 | 0.034 | KG | 70X30X30 | 1001566 |  | 387 | ICD | 1
285537 | M22-WRS-SA(*)-*-A8 | 285537 | Selector cu cheie 2 pozitii cu retinere | 64 | cerere oferta | N | 5 | 0 | 1 | 0.034 | KG | 70X30X30 | 1004773 |  | 387 | ICD | 1
228026 | M22-WRS-X95 | 228026 | Selector cu cheie 2 pozitii cu retinere | 64 | cerere oferta | S | 5 | 0 | 1 | 0.031 | KG | 70X30X30 | 4015082280260 |  | 387 | ICD | 1
216859 | M22-WR-X91 | 216859 | Selector 2 pozitii cu retinere | 64 | cerere oferta | S | 5 | 0 | 1 | 0.013 | KG | 43X30X30 | 4015082168599 |  | 387 | ICD | 5
216857 | M22-WR-X92 | 216857 | Selector 2 pozitii cu retinere | 64 | cerere oferta | S | 5 | 0 | 1 | 0.013 | KG | 43X30X30 | 4015082168575 |  | 387 | ICD | 1
216881 | M22-WS | 216881 | Selector cu cheie 2 pozitii | 64 | cerere oferta | S | 1 | 0 | 1 | 0.034 | KG | 70X30X30 | 4015082168810 |  | 387 | ICD | 1
216894 | M22-WS3 | 216894 | Selector cu cheie 3 pozitii | 64 | cerere oferta | S | 1 | 0 | 1 | 0.034 | KG | 70X30X30 | 4015082168940 |  | 387 | ICD | 1
110919 | M22-WS3-2K10-BVP | 110919 | Complete unit,key-operated actuator | 64 | cerere oferta | S | 1 | 0 | 50 | 0.063 | KG | 50X50X80 | 4015081104482 |  | 387 | ICD | 1
216896 | M22-WS3-MS* | 216896 | Selector cu cheie 3 pozitii | 64 | cerere oferta | N | 1 | 0 | 1 | 0.034 | KG | 70X30X30 | 1004211 |  | 387 | ICD | 1
216898 | M22-WS3-SA(*)-* | 216898 | Selector cu cheie 3 pozitii | 64 | cerere oferta | N | 5 | 0 | 1 | 0.034 | KG | 70X30X30 | 1001562 |  | 387 | ICD | 1
110921 | M22-WS-K10-BVP | 110921 | Complete unit,key-operated actuator | 64 | cerere oferta | S | 1 | 0 | 50 | 0.046 | KG | 50X50X80 | 4015081104505 |  | 387 | ICD | 1
216883 | M22-WS-MS* | 216883 | Selector cu cheie 2 pozitii | 64 | cerere oferta | N | 1 | 0 | 1 | 0.034 | KG | 70X30X30 | 1004215 |  | 387 | ICD | 1
111790 | M22-WS-MS2 | 111790 | Key button,2 positions | 64 | cerere oferta | N | 1 | 0 | 1 | 0.034 | KG | 70X30X30 | 4015081113408 |  | 387 | ICD | 1
111791 | M22-WS-MS3 | 111791 | Key button,2 positions | 64 | cerere oferta | N | 1 | 0 | 1 | 0.034 | KG | 70X30X30 | 4015081113415 |  | 387 | ICD | 1
111792 | M22-WS-MS5 | 111792 | Key button,2 positions | 64 | cerere oferta | N | 1 | 0 | 1 | 0.034 | KG | 70X30X30 | 4015081113422 |  | 387 | ICD | 1
216885 | M22-WS-SA(*)-* | 216885 | Selector cu cheie 2 pozitii | 64 | cerere oferta | N | 5 | 0 | 1 | 0.034 | KG | 70X30X30 | 1001570 |  | 387 | ICD | 1
107918 | M22-XADC | 107918 | Accessory for M22-A(4)DC dust protection | 64 | cerere oferta | S | 1 | 0 | 1 | 0.035 | KG | 73X43X17 | 4015081075638 |  | 387 | ICD | 1
216464 | M22-XAK | 216464 | Eticheta pt oprire de urgenta | 64 | cerere oferta | S | 10 | 0 | 1 | 0.008 | KG | 90X90X1 | 4015082164645 |  | 387 | ICD | 1
216469 | M22-XAK-* | 216469 | Eticheta pt oprire de urgenta | 64 | cerere oferta | N | 10 | 0 | 1 | 0.008 | KG | 90X90X1 | 1004219 |  | 387 | ICD | 1
216465 | M22-XAK1 | 216465 | Eticheta pt oprire de urgenta | 64 | cerere oferta | S | 10 | 0 | 1 | 0.008 | KG | 90X90X1 | 4015082164652 |  | 387 | ICD | 1
121085 | M22-XAK11 | 121085 | Not-Halt Schild | 64 | cerere oferta | N | 10 | 0 | 1 | 0.008 | KG | 90X90X1 | 4015081189151 |  | 387 | ICD | 1
121086 | M22-XAK12 | 121086 | Not-Halt Schild | 64 | cerere oferta | N | 10 | 0 | 1 | 0.008 | KG | 90X90X1 | 4015081189168 |  | 387 | ICD | 1
216466 | M22-XAK2 | 216466 | Eticheta pt oprire de urgenta | 64 | cerere oferta | S | 10 | 0 | 1 | 0.008 | KG | 90X90X1 | 4015082164669 |  | 387 | ICD | 1
216467 | M22-XAK3 | 216467 | Eticheta pt oprire de urgenta | 64 | cerere oferta | S | 10 | 0 | 1 | 0.008 | KG | 90X90X1 | 4015082164676 |  | 387 | ICD | 1
216468 | M22-XAK4 | 216468 | Eticheta pt oprire de urgenta | 64 | cerere oferta | S | 10 | 0 | 1 | 0.008 | KG | 90X90X1 | 4015082164683 |  | 387 | ICD | 1
229025 | M22-XAM | 229025 | Buzzer pt.indicator acustic | 64 | cerere oferta | S | 1 | 0 | 1 | 0.014 | KG | 30X10X10 | 4015082290252 |  | 387 | ICD | 1
229028 | M22-XAMP | 229028 | Buzzer pt.indicator acustic | 64 | cerere oferta | S | 1 | 0 | 1 | 0.014 | KG | 30X10X10 | 4015082290283 |  | 387 | ICD | 1
269580 | M22-XBK | 269580 | Eticheta pt oprire de urgenta | 64 | cerere oferta | S | 10 | 0 | 1 | 0.003 | KG | 60X60X1 | 4015082695804 |  | 387 | ICD | 1
231762 | M22-XBK-* | 231762 | Eticheta pt oprire de urgenta | 64 | cerere oferta | N | 10 | 0 | 1 | 0.003 | KG | 60X60X1 | 1004197 |  | 387 | ICD | 1
216483 | M22-XBK1 | 216483 | Eticheta pt oprire de urgenta | 64 | cerere oferta | S | 10 | 0 | 1 | 0.003 | KG | 60X60X1 | 4015082164836 |  | 387 | ICD | 1
279433 | M22-XCK | 279433 | Eticheta | 64 | cerere oferta | S | 10 | 0 | 1 | 0.004 | KG | 50X50X2 | 4015082794330 |  | 387 | ICD | 1
279436 | M22-XCK-* | 279436 | Eticheta | 64 | cerere oferta | N | 10 | 0 | 1 | 0.004 | KG | 50X50X2 | 1004134 |  | 387 | ICD | 1
279434 | M22-XCK1 | 279434 | Eticheta | 64 | cerere oferta | S | 10 | 0 | 1 | 0.004 | KG | 50X50X2 | 4015082794347 |  | 387 | ICD | 1
279435 | M22-XCK2 | 279435 | Eticheta | 64 | cerere oferta | S | 10 | 0 | 1 | 0.004 | KG | 50X50X2 | 4015082794354 |  | 387 | ICD | 1
290260 | M22-XCK3 | 290260 | Eticheta | 64 | cerere oferta | S | 10 | 0 | 1 | 0.004 | KG | 50X50X2 | 4015082902605 |  | 387 | ICD | 1
216406 | M22-XC-R | 216406 | Coding adapter set (1 set ' 2 Pcs) | 64 | cerere oferta | S | 10 | 0 | 1 | 0.001 | KG | 19X11X16 | 4015082164065 |  | 387 | ICD | 10
216407 | M22-XC-Y | 216407 | Coding adapter set (1 set ' 2 Pcs) | 64 | cerere oferta | S | 10 | 0 | 1 | 0.001 | KG | 19X11X16 | 4015082164072 |  | 387 | ICD | 10
216427 | M22-XD-*-* | 216427 | Eticheta pt buton | 64 | cerere oferta | N | 10 | 0 | 1 | 0.001 | KG | 24X24X3 | 1004223 |  | 387 | ICD | 1
216426 | M22-XD-B | 216426 | Eticheta pt buton | 64 | cerere oferta | S | 10 | 0 | 1 | 0.001 | KG | 24X24X3 | 4015082164263 |  | 387 | ICD | 10
218189 | M22-XD-B-D14 | 218189 | Eticheta pt buton | 64 | cerere oferta | S | 10 | 0 | 1 | 0.001 | KG | 24X24X3 | 4015082181895 |  | 387 | ICD | 1
218204 | M22-XD-B-GB14 | 218204 | Eticheta pt buton | 64 | cerere oferta | S | 10 | 0 | 1 | 0.001 | KG | 24X24X3 | 4015082182045 |  | 387 | ICD | 10
218172 | M22-XD-B-X6 | 218172 | Eticheta pt buton | 64 | cerere oferta | S | 10 | 0 | 1 | 0.001 | KG | 24X24X3 | 4015082181727 |  | 387 | ICD | 10
216424 | M22-XD-G | 216424 | Eticheta pt buton | 64 | cerere oferta | S | 10 | 0 | 1 | 0.001 | KG | 24X24X3 | 4015082164249 |  | 387 | ICD | 10
218196 | M22-XD-G-GB1 | 218196 | Eticheta pt buton | 64 | cerere oferta | S | 10 | 0 | 1 | 0.001 | KG | 24X24X3 | 4015082181963 |  | 387 | ICD | 1
218165 | M22-XD-G-X1 | 218165 | Eticheta pt buton | 64 | cerere oferta | S | 10 | 0 | 1 | 0.001 | KG | 24X24X3 | 4015082181659 |  | 387 | ICD | 10
218168 | M22-XD-G-X2 | 218168 | Eticheta pt buton | 64 | cerere oferta | S | 10 | 0 | 1 | 0.001 | KG | 24X24X3 | 4015082181680 |  | 387 | ICD | 10
216434 | M22-XDH-*-* | 216434 | Eticheta pt buton | 64 | cerere oferta | N | 10 | 0 | 1 | 0.001 | KG | 24X24X9 | 1004797 |  | 387 | ICD | 1
216433 | M22-XDH-B | 216433 | Eticheta pt buton | 64 | cerere oferta | S | 10 | 0 | 1 | 0.001 | KG | 24X24X9 | 4015082164331 |  | 387 | ICD | 1
218234 | M22-XDH-B-D14 | 218234 | Eticheta pt buton | 64 | cerere oferta | S | 10 | 0 | 1 | 0.001 | KG | 24X24X9 | 4015082182342 |  | 387 | ICD | 1
218249 | M22-XDH-B-GB14 | 218249 | Eticheta pt buton | 64 | cerere oferta | S | 10 | 0 | 1 | 0.001 | KG | 24X24X9 | 4015082182496 |  | 387 | ICD | 1
218217 | M22-XDH-B-X6 | 218217 | Eticheta pt buton | 64 | cerere oferta | S | 10 | 0 | 1 | 0.001 | KG | 24X24X9 | 4015082182175 |  | 387 | ICD | 1
216431 | M22-XDH-G | 216431 | Eticheta pt buton | 64 | cerere oferta | S | 10 | 0 | 1 | 0.001 | KG | 24X24X9 | 4015082164317 |  | 387 | ICD | 1
218241 | M22-XDH-G-GB1 | 218241 | Eticheta pt buton | 64 | cerere oferta | S | 10 | 0 | 1 | 0.001 | KG | 24X24X9 | 4015082182410 |  | 387 | ICD | 1
218210 | M22-XDH-G-X1 | 218210 | Eticheta pt buton | 64 | cerere oferta | S | 10 | 0 | 1 | 0.001 | KG | 24X24X9 | 4015082182106 |  | 387 | ICD | 1
218213 | M22-XDH-G-X2 | 218213 | Eticheta pt buton | 64 | cerere oferta | S | 10 | 0 | 1 | 0.001 | KG | 24X24X9 | 4015082182137 |  | 387 | ICD | 1
216430 | M22-XDH-R | 216430 | Eticheta pt buton | 64 | cerere oferta | S | 10 | 0 | 1 | 0.001 | KG | 24X24X9 | 4015082164300 |  | 387 | ICD | 1
218232 | M22-XDH-R-D5 | 218232 | Eticheta pt buton | 64 | cerere oferta | S | 10 | 0 | 1 | 0.001 | KG | 24X24X9 | 4015082182328 |  | 387 | ICD | 1
218239 | M22-XDH-R-GB0 | 218239 | Eticheta pt buton | 64 | cerere oferta | S | 10 | 0 | 1 | 0.001 | KG | 24X24X9 | 4015082182397 |  | 387 | ICD | 1
218247 | M22-XDH-R-GB5 | 218247 | Eticheta pt buton | 64 | cerere oferta | S | 10 | 0 | 1 | 0.001 | KG | 24X24X9 | 4015082182472 |  | 387 | ICD | 1
218155 | M22-XDH-R-X0 | 218155 | Eticheta pt buton | 64 | cerere oferta | S | 10 | 0 | 1 | 0.001 | KG | 24X24X9 | 4015082181550 |  | 387 | ICD | 1
216428 | M22-XDH-S | 216428 | Eticheta pt buton | 64 | cerere oferta | S | 10 | 0 | 1 | 0.001 | KG | 24X24X9 | 4015082164287 |  | 387 | ICD | 1
218235 | M22-XDH-S-D15 | 218235 | Eticheta pt buton | 64 | cerere oferta | S | 10 | 0 | 1 | 0.001 | KG | 24X24X9 | 4015082182359 |  | 387 | ICD | 1
218236 | M22-XDH-S-D16 | 218236 | Eticheta pt buton | 64 | cerere oferta | S | 10 | 0 | 1 | 0.001 | KG | 24X24X9 | 4015082182366 |  | 387 | ICD | 1
218237 | M22-XDH-S-D17 | 218237 | Eticheta pt buton | 64 | cerere oferta | S | 10 | 0 | 1 | 0.001 | KG | 24X24X9 | 4015082182373 |  | 387 | ICD | 1
218238 | M22-XDH-S-D18 | 218238 | Eticheta pt buton | 64 | cerere oferta | S | 10 | 0 | 1 | 0.001 | KG | 24X24X9 | 4015082182380 |  | 387 | ICD | 1
218229 | M22-XDH-S-D2 | 218229 | Eticheta pt buton | 64 | cerere oferta | S | 10 | 0 | 1 | 0.001 | KG | 24X24X9 | 4015082182298 |  | 387 | ICD | 1
218230 | M22-XDH-S-D3 | 218230 | Eticheta pt buton | 64 | cerere oferta | S | 10 | 0 | 1 | 0.001 | KG | 24X24X9 | 4015082182304 |  | 387 | ICD | 1
218231 | M22-XDH-S-D4 | 218231 | Eticheta pt buton | 64 | cerere oferta | S | 10 | 0 | 1 | 0.001 | KG | 24X24X9 | 4015082182311 |  | 387 | ICD | 1
218233 | M22-XDH-S-D6 | 218233 | Eticheta pt buton | 64 | cerere oferta | S | 10 | 0 | 1 | 0.001 | KG | 24X24X9 | 4015082182335 |  | 387 | ICD | 1
218240 | M22-XDH-S-GB0 | 218240 | Eticheta pt buton | 64 | cerere oferta | S | 10 | 0 | 1 | 0.001 | KG | 24X24X9 | 4015082182403 |  | 387 | ICD | 1
218250 | M22-XDH-S-GB15 | 218250 | Eticheta pt buton | 64 | cerere oferta | S | 10 | 0 | 1 | 0.001 | KG | 24X24X9 | 4015082182502 |  | 387 | ICD | 1
218251 | M22-XDH-S-GB16 | 218251 | Eticheta pt buton | 64 | cerere oferta | S | 10 | 0 | 1 | 0.001 | KG | 24X24X9 | 4015082182519 |  | 387 | ICD | 1
218252 | M22-XDH-S-GB17 | 218252 | Eticheta pt buton | 64 | cerere oferta | S | 10 | 0 | 1 | 0.001 | KG | 24X24X9 | 4015082182526 |  | 387 | ICD | 1
218253 | M22-XDH-S-GB18 | 218253 | Eticheta pt buton | 64 | cerere oferta | S | 10 | 0 | 1 | 0.001 | KG | 24X24X9 | 4015082182533 |  | 387 | ICD | 1
218243 | M22-XDH-S-GB2 | 218243 | Eticheta pt buton | 64 | cerere oferta | S | 10 | 0 | 1 | 0.001 | KG | 24X24X9 | 4015082182434 |  | 387 | ICD | 1
218244 | M22-XDH-S-GB3 | 218244 | Eticheta pt buton | 64 | cerere oferta | S | 10 | 0 | 1 | 0.001 | KG | 24X24X9 | 4015082182441 |  | 387 | ICD | 1
218245 | M22-XDH-S-GB4 | 218245 | Eticheta pt buton | 64 | cerere oferta | S | 10 | 0 | 1 | 0.001 | KG | 24X24X9 | 4015082182458 |  | 387 | ICD | 1
218248 | M22-XDH-S-GB6 | 218248 | Eticheta pt buton | 64 | cerere oferta | S | 10 | 0 | 1 | 0.001 | KG | 24X24X9 | 4015082182489 |  | 387 | ICD | 1
218246 | M22-XDH-S-GB9 | 218246 | Eticheta pt buton | 64 | cerere oferta | S | 10 | 0 | 1 | 0.001 | KG | 24X24X9 | 4015082182465 |  | 387 | ICD | 1
218156 | M22-XDH-S-X0 | 218156 | Eticheta pt buton | 64 | cerere oferta | S | 10 | 0 | 1 | 0.001 | KG | 24X24X9 | 4015082181567 |  | 387 | ICD | 1
218211 | M22-XDH-S-X1 | 218211 | Eticheta pt buton | 64 | cerere oferta | S | 10 | 0 | 1 | 0.001 | KG | 24X24X9 | 4015082182113 |  | 387 | ICD | 1
218221 | M22-XDH-S-X10 | 218221 | Eticheta pt buton | 64 | cerere oferta | S | 10 | 0 | 1 | 0.001 | KG | 24X24X9 | 4015082182212 |  | 387 | ICD | 1
218222 | M22-XDH-S-X11 | 218222 | Eticheta pt buton | 64 | cerere oferta | S | 10 | 0 | 1 | 0.001 | KG | 24X24X9 | 4015082182229 |  | 387 | ICD | 1
218223 | M22-XDH-S-X12 | 218223 | Eticheta pt buton | 64 | cerere oferta | S | 10 | 0 | 1 | 0.001 | KG | 24X24X9 | 4015082182236 |  | 387 | ICD | 1
218224 | M22-XDH-S-X13 | 218224 | Eticheta pt buton | 64 | cerere oferta | S | 10 | 0 | 1 | 0.001 | KG | 24X24X9 | 4015082182243 |  | 387 | ICD | 1
218225 | M22-XDH-S-X14 | 218225 | Eticheta pt buton | 64 | cerere oferta | S | 10 | 0 | 1 | 0.001 | KG | 24X24X9 | 4015082182250 |  | 387 | ICD | 1
218226 | M22-XDH-S-X15 | 218226 | Eticheta pt buton | 64 | cerere oferta | S | 10 | 0 | 1 | 0.001 | KG | 24X24X9 | 4015082182267 |  | 387 | ICD | 1
218227 | M22-XDH-S-X16 | 218227 | Eticheta pt buton | 64 | cerere oferta | S | 10 | 0 | 1 | 0.001 | KG | 24X24X9 | 4015082182274 |  | 387 | ICD | 1
218228 | M22-XDH-S-X17 | 218228 | Eticheta pt buton | 64 | cerere oferta | S | 10 | 0 | 1 | 0.001 | KG | 24X24X9 | 4015082182281 |  | 387 | ICD | 1
218214 | M22-XDH-S-X2 | 218214 | Eticheta pt buton | 64 | cerere oferta | S | 10 | 0 | 1 | 0.001 | KG | 24X24X9 | 4015082182144 |  | 387 | ICD | 1
218215 | M22-XDH-S-X4 | 218215 | Eticheta pt buton | 64 | cerere oferta | S | 10 | 0 | 1 | 0.001 | KG | 24X24X9 | 4015082182151 |  | 387 | ICD | 1
218216 | M22-XDH-S-X5 | 218216 | Eticheta pt buton | 64 | cerere oferta | S | 10 | 0 | 1 | 0.001 | KG | 24X24X9 | 4015082182168 |  | 387 | ICD | 1
218218 | M22-XDH-S-X7 | 218218 | Eticheta pt buton | 64 | cerere oferta | S | 10 | 0 | 1 | 0.001 | KG | 24X24X9 | 4015082182182 |  | 387 | ICD | 1
218219 | M22-XDH-S-X8 | 218219 | Eticheta pt buton | 64 | cerere oferta | S | 10 | 0 | 1 | 0.001 | KG | 24X24X9 | 4015082182199 |  | 387 | ICD | 1
218220 | M22-XDH-S-X9 | 218220 | Eticheta pt buton | 64 | cerere oferta | S | 10 | 0 | 1 | 0.001 | KG | 24X24X9 | 4015082182205 |  | 387 | ICD | 1
216429 | M22-XDH-W | 216429 | Eticheta pt buton | 64 | cerere oferta | S | 10 | 0 | 1 | 0.001 | KG | 24X24X9 | 4015082164294 |  | 387 | ICD | 1
218242 | M22-XDH-W-GB1 | 218242 | Eticheta pt buton | 64 | cerere oferta | S | 10 | 0 | 1 | 0.001 | KG | 24X24X9 | 4015082182427 |  | 387 | ICD | 1
218212 | M22-XDH-W-X1 | 218212 | Eticheta pt buton | 64 | cerere oferta | S | 10 | 0 | 1 | 0.001 | KG | 24X24X9 | 4015082182120 |  | 387 | ICD | 1
216432 | M22-XDH-Y | 216432 | Eticheta pt buton | 64 | cerere oferta | S | 10 | 0 | 1 | 0.001 | KG | 24X24X9 | 4015082164324 |  | 387 | ICD | 10
216446 | M22-XDL-*-* | 216446 | Eticheta transparenta pt buton luminos | 64 | cerere oferta | N | 10 | 0 | 1 | 0.001 | KG | 24X24X3 | 1004221 |  | 387 | ICD | 10
216445 | M22-XDL-B | 216445 | Eticheta transparenta pt buton luminos | 64 | cerere oferta | S | 10 | 0 | 1 | 0.001 | KG | 24X24X3 | 4015082164454 |  | 387 | ICD | 10
218321 | M22-XDL-B-D14 | 218321 | Eticheta transparenta pt buton luminos | 64 | cerere oferta | S | 10 | 0 | 1 | 0.001 | KG | 24X24X3 | 4015082183219 |  | 387 | ICD | 1
218336 | M22-XDL-B-GB14 | 218336 | Eticheta transparenta pt buton luminos | 64 | cerere oferta | S | 10 | 0 | 1 | 0.001 | KG | 24X24X3 | 4015082183363 |  | 387 | ICD | 1
218304 | M22-XDL-B-X6 | 218304 | Eticheta transparenta pt buton luminos | 64 | cerere oferta | S | 10 | 0 | 1 | 0.001 | KG | 24X24X3 | 4015082183042 |  | 387 | ICD | 10
216443 | M22-XDL-G | 216443 | Eticheta transparenta pt buton luminos | 64 | cerere oferta | S | 10 | 0 | 1 | 0.001 | KG | 24X24X3 | 4015082164430 |  | 387 | ICD | 10
218328 | M22-XDL-G-GB1 | 218328 | Eticheta transparenta pt buton luminos | 64 | cerere oferta | S | 10 | 0 | 1 | 0.001 | KG | 24X24X3 | 4015082183288 |  | 387 | ICD | 1
218295 | M22-XDL-G-X1 | 218295 | Eticheta transparenta pt buton luminos | 64 | cerere oferta | S | 10 | 0 | 1 | 0.001 | KG | 24X24X3 | 4015082182953 |  | 387 | ICD | 10
218297 | M22-XDL-G-X2 | 218297 | Eticheta transparenta pt buton luminos | 64 | cerere oferta | S | 10 | 0 | 1 | 0.001 | KG | 24X24X3 | 4015082182977 |  | 387 | ICD | 10
216452 | M22-XDLH-*-* | 216452 | Eticheta transparenta pt buton luminos | 64 | cerere oferta | N | 10 | 0 | 1 | 0.002 | KG | 24X24X9 | 1001578 |  | 387 | ICD | 1
216451 | M22-XDLH-B | 216451 | Eticheta transparenta pt buton luminos | 64 | cerere oferta | S | 10 | 0 | 1 | 0.002 | KG | 24X24X9 | 4015082164515 |  | 387 | ICD | 10
218364 | M22-XDLH-B-D14 | 218364 | Eticheta transparenta pt buton luminos | 64 | cerere oferta | S | 10 | 0 | 1 | 0.002 | KG | 24X24X9 | 4015082183646 |  | 387 | ICD | 1
218379 | M22-XDLH-B-GB14 | 218379 | Eticheta transparenta pt buton luminos | 64 | cerere oferta | S | 10 | 0 | 1 | 0.002 | KG | 24X24X9 | 4015082183790 |  | 387 | ICD | 1
218347 | M22-XDLH-B-X6 | 218347 | Eticheta transparenta pt buton luminos | 64 | cerere oferta | S | 10 | 0 | 1 | 0.002 | KG | 24X24X9 | 4015082183479 |  | 387 | ICD | 1
216449 | M22-XDLH-G | 216449 | Eticheta transparenta pt buton luminos | 64 | cerere oferta | S | 10 | 0 | 1 | 0.002 | KG | 24X24X9 | 4015082164492 |  | 387 | ICD | 1
218371 | M22-XDLH-G-GB1 | 218371 | Eticheta transparenta pt buton luminos | 64 | cerere oferta | S | 10 | 0 | 1 | 0.002 | KG | 24X24X9 | 4015082183714 |  | 387 | ICD | 10
218341 | M22-XDLH-G-X1 | 218341 | Eticheta transparenta pt buton luminos | 64 | cerere oferta | S | 10 | 0 | 1 | 0.002 | KG | 24X24X9 | 4015082183417 |  | 387 | ICD | 1
218343 | M22-XDLH-G-X2 | 218343 | Eticheta transparenta pt buton luminos | 64 | cerere oferta | S | 10 | 0 | 1 | 0.002 | KG | 24X24X9 | 4015082183431 |  | 387 | ICD | 1
216448 | M22-XDLH-R | 216448 | Eticheta transparenta pt buton luminos | 64 | cerere oferta | S | 10 | 0 | 1 | 0.002 | KG | 24X24X9 | 4015082164485 |  | 387 | ICD | 1
218362 | M22-XDLH-R-D5 | 218362 | Eticheta transparenta pt buton luminos | 64 | cerere oferta | S | 10 | 0 | 1 | 0.002 | KG | 24X24X9 | 4015082183622 |  | 387 | ICD | 1
218369 | M22-XDLH-R-GB0 | 218369 | Eticheta transparenta pt buton luminos | 64 | cerere oferta | S | 10 | 0 | 1 | 0.002 | KG | 24X24X9 | 4015082183691 |  | 387 | ICD | 1
218377 | M22-XDLH-R-GB5 | 218377 | Eticheta transparenta pt buton luminos | 64 | cerere oferta | S | 10 | 0 | 1 | 0.002 | KG | 24X24X9 | 4015082183776 |  | 387 | ICD | 1
218161 | M22-XDLH-R-X0 | 218161 | Eticheta transparenta pt buton luminos | 64 | cerere oferta | S | 10 | 0 | 1 | 0.002 | KG | 24X24X9 | 4015082181611 |  | 387 | ICD | 1
216447 | M22-XDLH-W | 216447 | Eticheta transparenta pt buton luminos | 64 | cerere oferta | S | 10 | 0 | 1 | 0.002 | KG | 24X24X9 | 4015082164478 |  | 387 | ICD | 1
218365 | M22-XDLH-W-D15 | 218365 | Eticheta transparenta pt buton luminos | 64 | cerere oferta | S | 10 | 0 | 1 | 0.002 | KG | 24X24X9 | 4015082183653 |  | 387 | ICD | 1
218366 | M22-XDLH-W-D16 | 218366 | Eticheta transparenta pt buton luminos | 64 | cerere oferta | S | 10 | 0 | 1 | 0.002 | KG | 24X24X9 | 4015082183660 |  | 387 | ICD | 1
218367 | M22-XDLH-W-D17 | 218367 | Eticheta transparenta pt buton luminos | 64 | cerere oferta | S | 10 | 0 | 1 | 0.002 | KG | 24X24X9 | 4015082183677 |  | 387 | ICD | 1
218368 | M22-XDLH-W-D18 | 218368 | Eticheta transparenta pt buton luminos | 64 | cerere oferta | S | 10 | 0 | 1 | 0.002 | KG | 24X24X9 | 4015082183684 |  | 387 | ICD | 1
218359 | M22-XDLH-W-D2 | 218359 | Eticheta transparenta pt buton luminos | 64 | cerere oferta | S | 10 | 0 | 1 | 0.002 | KG | 24X24X9 | 4015082183592 |  | 387 | ICD | 1
218360 | M22-XDLH-W-D3 | 218360 | Eticheta transparenta pt buton luminos | 64 | cerere oferta | S | 10 | 0 | 1 | 0.002 | KG | 24X24X9 | 4015082183608 |  | 387 | ICD | 1
218361 | M22-XDLH-W-D4 | 218361 | Eticheta transparenta pt buton luminos | 64 | cerere oferta | S | 10 | 0 | 1 | 0.002 | KG | 24X24X9 | 4015082183615 |  | 387 | ICD | 1
218363 | M22-XDLH-W-D6 | 218363 | Eticheta transparenta pt buton luminos | 64 | cerere oferta | S | 10 | 0 | 1 | 0.002 | KG | 24X24X9 | 4015082183639 |  | 387 | ICD | 1
218370 | M22-XDLH-W-GB0 | 218370 | Eticheta transparenta pt buton luminos | 64 | cerere oferta | S | 10 | 0 | 1 | 0.002 | KG | 24X24X9 | 4015082183707 |  | 387 | ICD | 1
218372 | M22-XDLH-W-GB1 | 218372 | Eticheta transparenta pt buton luminos | 64 | cerere oferta | S | 10 | 0 | 1 | 0.002 | KG | 24X24X9 | 4015082183721 |  | 387 | ICD | 1
218380 | M22-XDLH-W-GB15 | 218380 | Eticheta transparenta pt buton luminos | 64 | cerere oferta | S | 10 | 0 | 1 | 0.002 | KG | 24X24X9 | 4015082183806 |  | 387 | ICD | 1
218381 | M22-XDLH-W-GB16 | 218381 | Eticheta transparenta pt buton luminos | 64 | cerere oferta | S | 10 | 0 | 1 | 0.002 | KG | 24X24X9 | 4015082183813 |  | 387 | ICD | 1
218382 | M22-XDLH-W-GB17 | 218382 | Eticheta transparenta pt buton luminos | 64 | cerere oferta | S | 10 | 0 | 1 | 0.002 | KG | 24X24X9 | 4015082183820 |  | 387 | ICD | 1
218383 | M22-XDLH-W-GB18 | 218383 | Eticheta transparenta pt buton luminos | 64 | cerere oferta | S | 10 | 0 | 1 | 0.002 | KG | 24X24X9 | 4015082183837 |  | 387 | ICD | 1
218373 | M22-XDLH-W-GB2 | 218373 | Eticheta transparenta pt buton luminos | 64 | cerere oferta | S | 10 | 0 | 1 | 0.002 | KG | 24X24X9 | 4015082183738 |  | 387 | ICD | 1
218374 | M22-XDLH-W-GB3 | 218374 | Eticheta transparenta pt buton luminos | 64 | cerere oferta | S | 10 | 0 | 1 | 0.002 | KG | 24X24X9 | 4015082183745 |  | 387 | ICD | 1
218375 | M22-XDLH-W-GB4 | 218375 | Eticheta transparenta pt buton luminos | 64 | cerere oferta | S | 10 | 0 | 1 | 0.002 | KG | 24X24X9 | 4015082183752 |  | 387 | ICD | 1
218378 | M22-XDLH-W-GB6 | 218378 | Eticheta transparenta pt buton luminos | 64 | cerere oferta | S | 10 | 0 | 1 | 0.002 | KG | 24X24X9 | 4015082183783 |  | 387 | ICD | 1
218376 | M22-XDLH-W-GB9 | 218376 | Eticheta transparenta pt buton luminos | 64 | cerere oferta | S | 10 | 0 | 1 | 0.002 | KG | 24X24X9 | 4015082183769 |  | 387 | ICD | 1
218162 | M22-XDLH-W-X0 | 218162 | Eticheta transparenta pt buton luminos | 64 | cerere oferta | S | 10 | 0 | 1 | 0.002 | KG | 24X24X9 | 4015082181628 |  | 387 | ICD | 1
218342 | M22-XDLH-W-X1 | 218342 | Eticheta transparenta pt buton luminos | 64 | cerere oferta | S | 10 | 0 | 1 | 0.002 | KG | 24X24X9 | 4015082183424 |  | 387 | ICD | 1
218351 | M22-XDLH-W-X10 | 218351 | Eticheta transparenta pt buton luminos | 64 | cerere oferta | S | 10 | 0 | 1 | 0.002 | KG | 24X24X9 | 4015082183516 |  | 387 | ICD | 1
218352 | M22-XDLH-W-X11 | 218352 | Eticheta transparenta pt buton luminos | 64 | cerere oferta | S | 10 | 0 | 1 | 0.002 | KG | 24X24X9 | 4015082183523 |  | 387 | ICD | 1
218353 | M22-XDLH-W-X12 | 218353 | Eticheta transparenta pt buton luminos | 64 | cerere oferta | S | 10 | 0 | 1 | 0.002 | KG | 24X24X9 | 4015082183530 |  | 387 | ICD | 1
218354 | M22-XDLH-W-X13 | 218354 | Eticheta transparenta pt buton luminos | 64 | cerere oferta | S | 10 | 0 | 1 | 0.002 | KG | 24X24X9 | 4015082183547 |  | 387 | ICD | 1
218355 | M22-XDLH-W-X14 | 218355 | Eticheta transparenta pt buton luminos | 64 | cerere oferta | S | 10 | 0 | 1 | 0.002 | KG | 24X24X9 | 4015082183554 |  | 387 | ICD | 1
218356 | M22-XDLH-W-X15 | 218356 | Eticheta transparenta pt buton luminos | 64 | cerere oferta | S | 10 | 0 | 1 | 0.002 | KG | 24X24X9 | 4015082183561 |  | 387 | ICD | 1
218357 | M22-XDLH-W-X16 | 218357 | Eticheta transparenta pt buton luminos | 64 | cerere oferta | S | 10 | 0 | 1 | 0.002 | KG | 24X24X9 | 4015082183578 |  | 387 | ICD | 1
218358 | M22-XDLH-W-X17 | 218358 | Eticheta transparenta pt buton luminos | 64 | cerere oferta | S | 10 | 0 | 1 | 0.002 | KG | 24X24X9 | 4015082183585 |  | 387 | ICD | 1
218344 | M22-XDLH-W-X2 | 218344 | Eticheta transparenta pt buton luminos | 64 | cerere oferta | S | 10 | 0 | 1 | 0.002 | KG | 24X24X9 | 4015082183448 |  | 387 | ICD | 1
218345 | M22-XDLH-W-X4 | 218345 | Eticheta transparenta pt buton luminos | 64 | cerere oferta | S | 10 | 0 | 1 | 0.002 | KG | 24X24X9 | 4015082183455 |  | 387 | ICD | 1
218346 | M22-XDLH-W-X5 | 218346 | Eticheta transparenta pt buton luminos | 64 | cerere oferta | S | 10 | 0 | 1 | 0.002 | KG | 24X24X9 | 4015082183462 |  | 387 | ICD | 1
218348 | M22-XDLH-W-X7 | 218348 | Eticheta transparenta pt buton luminos | 64 | cerere oferta | S | 10 | 0 | 1 | 0.002 | KG | 24X24X9 | 4015082183486 |  | 387 | ICD | 1
218349 | M22-XDLH-W-X8 | 218349 | Eticheta transparenta pt buton luminos | 64 | cerere oferta | S | 10 | 0 | 1 | 0.002 | KG | 24X24X9 | 4015082183493 |  | 387 | ICD | 1
218350 | M22-XDLH-W-X9 | 218350 | Eticheta transparenta pt buton luminos | 64 | cerere oferta | S | 10 | 0 | 1 | 0.002 | KG | 24X24X9 | 4015082183509 |  | 387 | ICD | 1
216450 | M22-XDLH-Y | 216450 | Eticheta transparenta pt buton luminos | 64 | cerere oferta | S | 10 | 0 | 1 | 0.002 | KG | 24X24X9 | 4015082164508 |  | 387 | ICD | 1
216442 | M22-XDL-R | 216442 | Eticheta transparenta pt buton luminos | 64 | cerere oferta | S | 10 | 0 | 1 | 0.001 | KG | 24X24X3 | 4015082164423 |  | 387 | ICD | 10
218319 | M22-XDL-R-D5 | 218319 | Eticheta transparenta pt buton luminos | 64 | cerere oferta | S | 10 | 0 | 1 | 0.001 | KG | 24X24X3 | 4015082183196 |  | 387 | ICD | 1
218326 | M22-XDL-R-GB0 | 218326 | Eticheta transparenta pt buton luminos | 64 | cerere oferta | S | 10 | 0 | 1 | 0.001 | KG | 24X24X3 | 4015082183264 |  | 387 | ICD | 1
218334 | M22-XDL-R-GB5 | 218334 | Eticheta transparenta pt buton luminos | 64 | cerere oferta | S | 10 | 0 | 1 | 0.001 | KG | 24X24X3 | 4015082183349 |  | 387 | ICD | 1
218159 | M22-XDL-R-X0 | 218159 | Eticheta transparenta pt buton luminos | 64 | cerere oferta | S | 10 | 0 | 1 | 0.001 | KG | 24X24X3 | 4015082181598 |  | 387 | ICD | 10
216441 | M22-XDL-W | 216441 | Eticheta transparenta pt buton luminos | 64 | cerere oferta | S | 10 | 0 | 1 | 0.001 | KG | 24X24X3 | 4015082164416 |  | 387 | ICD | 10
218322 | M22-XDL-W-D15 | 218322 | Eticheta transparenta pt buton luminos | 64 | cerere oferta | S | 10 | 0 | 1 | 0.001 | KG | 24X24X3 | 4015082183226 |  | 387 | ICD | 1
218323 | M22-XDL-W-D16 | 218323 | Eticheta transparenta pt buton luminos | 64 | cerere oferta | S | 10 | 0 | 1 | 0.001 | KG | 24X24X3 | 4015082183233 |  | 387 | ICD | 1
218324 | M22-XDL-W-D17 | 218324 | Eticheta transparenta pt buton luminos | 64 | cerere oferta | S | 10 | 0 | 1 | 0.001 | KG | 24X24X3 | 4015082183240 |  | 387 | ICD | 1
218325 | M22-XDL-W-D18 | 218325 | Eticheta transparenta pt buton luminos | 64 | cerere oferta | S | 10 | 0 | 1 | 0.001 | KG | 24X24X3 | 4015082183257 |  | 387 | ICD | 1
218316 | M22-XDL-W-D2 | 218316 | Eticheta transparenta pt buton luminos | 64 | cerere oferta | S | 10 | 0 | 1 | 0.001 | KG | 24X24X3 | 4015082183165 |  | 387 | ICD | 1
218317 | M22-XDL-W-D3 | 218317 | Eticheta transparenta pt buton luminos | 64 | cerere oferta | S | 10 | 0 | 1 | 0.001 | KG | 24X24X3 | 4015082183172 |  | 387 | ICD | 1
218318 | M22-XDL-W-D4 | 218318 | Eticheta transparenta pt buton luminos | 64 | cerere oferta | S | 10 | 0 | 1 | 0.001 | KG | 24X24X3 | 4015082183189 |  | 387 | ICD | 1
218320 | M22-XDL-W-D6 | 218320 | Eticheta transparenta pt buton luminos | 64 | cerere oferta | S | 10 | 0 | 1 | 0.001 | KG | 24X24X3 | 4015082183202 |  | 387 | ICD | 1
218327 | M22-XDL-W-GB0 | 218327 | Eticheta transparenta pt buton luminos | 64 | cerere oferta | S | 10 | 0 | 1 | 0.001 | KG | 24X24X3 | 4015082183271 |  | 387 | ICD | 1
218329 | M22-XDL-W-GB1 | 218329 | Eticheta transparenta pt buton luminos | 64 | cerere oferta | S | 10 | 0 | 1 | 0.001 | KG | 24X24X3 | 4015082183295 |  | 387 | ICD | 1
218337 | M22-XDL-W-GB15 | 218337 | Eticheta transparenta pt buton luminos | 64 | cerere oferta | S | 10 | 0 | 1 | 0.001 | KG | 24X24X3 | 4015082183370 |  | 387 | ICD | 1
218338 | M22-XDL-W-GB16 | 218338 | Eticheta transparenta pt buton luminos | 64 | cerere oferta | S | 10 | 0 | 1 | 0.001 | KG | 24X24X3 | 4015082183387 |  | 387 | ICD | 1
218339 | M22-XDL-W-GB17 | 218339 | Eticheta transparenta pt buton luminos | 64 | cerere oferta | S | 10 | 0 | 1 | 0.001 | KG | 24X24X3 | 4015082183394 |  | 387 | ICD | 1
218340 | M22-XDL-W-GB18 | 218340 | Eticheta transparenta pt buton luminos | 64 | cerere oferta | S | 10 | 0 | 1 | 0.001 | KG | 24X24X3 | 4015082183400 |  | 387 | ICD | 1
218330 | M22-XDL-W-GB2 | 218330 | Eticheta transparenta pt buton luminos | 64 | cerere oferta | S | 10 | 0 | 1 | 0.001 | KG | 24X24X3 | 4015082183301 |  | 387 | ICD | 1
218331 | M22-XDL-W-GB3 | 218331 | Eticheta transparenta pt buton luminos | 64 | cerere oferta | S | 10 | 0 | 1 | 0.001 | KG | 24X24X3 | 4015082183318 |  | 387 | ICD | 1
218332 | M22-XDL-W-GB4 | 218332 | Eticheta transparenta pt buton luminos | 64 | cerere oferta | S | 10 | 0 | 1 | 0.001 | KG | 24X24X3 | 4015082183325 |  | 387 | ICD | 1
218335 | M22-XDL-W-GB6 | 218335 | Eticheta transparenta pt buton luminos | 64 | cerere oferta | S | 10 | 0 | 1 | 0.001 | KG | 24X24X3 | 4015082183356 |  | 387 | ICD | 1
218333 | M22-XDL-W-GB9 | 218333 | Eticheta transparenta pt buton luminos | 64 | cerere oferta | S | 10 | 0 | 1 | 0.001 | KG | 24X24X3 | 4015082183332 |  | 387 | ICD | 1
218160 | M22-XDL-W-X0 | 218160 | Eticheta transparenta pt buton luminos | 64 | cerere oferta | S | 10 | 0 | 1 | 0.001 | KG | 24X24X3 | 4015082181604 |  | 387 | ICD | 1
218296 | M22-XDL-W-X1 | 218296 | Eticheta transparenta pt buton luminos | 64 | cerere oferta | S | 10 | 0 | 1 | 0.001 | KG | 24X24X3 | 4015082182960 |  | 387 | ICD | 10
218308 | M22-XDL-W-X10 | 218308 | Eticheta transparenta pt buton luminos | 64 | cerere oferta | S | 10 | 0 | 1 | 0.001 | KG | 24X24X3 | 4015082183080 |  | 387 | ICD | 1
218309 | M22-XDL-W-X11 | 218309 | Eticheta transparenta pt buton luminos | 64 | cerere oferta | S | 10 | 0 | 1 | 0.001 | KG | 24X24X3 | 4015082183097 |  | 387 | ICD | 1
218310 | M22-XDL-W-X12 | 218310 | Eticheta transparenta pt buton luminos | 64 | cerere oferta | S | 10 | 0 | 1 | 0.001 | KG | 24X24X3 | 4015082183103 |  | 387 | ICD | 1
218311 | M22-XDL-W-X13 | 218311 | Eticheta transparenta pt buton luminos | 64 | cerere oferta | S | 10 | 0 | 1 | 0.001 | KG | 24X24X3 | 4015082183110 |  | 387 | ICD | 1
218312 | M22-XDL-W-X14 | 218312 | Eticheta transparenta pt buton luminos | 64 | cerere oferta | S | 10 | 0 | 1 | 0.001 | KG | 24X24X3 | 4015082183127 |  | 387 | ICD | 1
218313 | M22-XDL-W-X15 | 218313 | Eticheta transparenta pt buton luminos | 64 | cerere oferta | S | 10 | 0 | 1 | 0.001 | KG | 24X24X3 | 4015082183134 |  | 387 | ICD | 1
218314 | M22-XDL-W-X16 | 218314 | Eticheta transparenta pt buton luminos | 64 | cerere oferta | S | 10 | 0 | 1 | 0.001 | KG | 24X24X3 | 4015082183141 |  | 387 | ICD | 1
218315 | M22-XDL-W-X17 | 218315 | Eticheta transparenta pt buton luminos | 64 | cerere oferta | S | 10 | 0 | 1 | 0.001 | KG | 24X24X3 | 4015082183158 |  | 387 | ICD | 1
218301 | M22-XDL-W-X2 | 218301 | Eticheta transparenta pt buton luminos | 64 | cerere oferta | S | 10 | 0 | 1 | 0.001 | KG | 24X24X3 | 4015082183011 |  | 387 | ICD | 10
218302 | M22-XDL-W-X4 | 218302 | Eticheta transparenta pt buton luminos | 64 | cerere oferta | S | 10 | 0 | 1 | 0.001 | KG | 24X24X3 | 4015082183028 |  | 387 | ICD | 1
218303 | M22-XDL-W-X5 | 218303 | Eticheta transparenta pt buton luminos | 64 | cerere oferta | S | 10 | 0 | 1 | 0.001 | KG | 24X24X3 | 4015082183035 |  | 387 | ICD | 1
218305 | M22-XDL-W-X7 | 218305 | Eticheta transparenta pt buton luminos | 64 | cerere oferta | S | 10 | 0 | 1 | 0.001 | KG | 24X24X3 | 4015082183059 |  | 387 | ICD | 10
218306 | M22-XDL-W-X8 | 218306 | Eticheta transparenta pt buton luminos | 64 | cerere oferta | S | 10 | 0 | 1 | 0.001 | KG | 24X24X3 | 4015082183066 |  | 387 | ICD | 10
218307 | M22-XDL-W-X9 | 218307 | Eticheta transparenta pt buton luminos | 64 | cerere oferta | S | 10 | 0 | 1 | 0.001 | KG | 24X24X3 | 4015082183073 |  | 387 | ICD | 10
216444 | M22-XDL-Y | 216444 | Eticheta transparenta pt buton luminos | 64 | cerere oferta | S | 10 | 0 | 1 | 0.001 | KG | 24X24X3 | 4015082164447 |  | 387 | ICD | 10
216440 | M22-XDP-*-* | 216440 | Eticheta pt buton ciuperca | 64 | cerere oferta | N | 10 | 0 | 1 | 0.001 | KG | 24X24X9 | 1004222 |  | 387 | ICD | 1
216438 | M22-XDP-G | 216438 | Eticheta pt buton ciuperca | 64 | cerere oferta | S | 10 | 0 | 1 | 0.001 | KG | 24X24X9 | 4015082164386 |  | 387 | ICD | 10
218283 | M22-XDP-G-GB1 | 218283 | Eticheta pt buton ciuperca | 64 | cerere oferta | S | 10 | 0 | 1 | 0.001 | KG | 24X24X9 | 4015082182830 |  | 387 | ICD | 1
218254 | M22-XDP-G-X1 | 218254 | Eticheta pt buton ciuperca | 64 | cerere oferta | S | 10 | 0 | 1 | 0.001 | KG | 24X24X9 | 4015082182540 |  | 387 | ICD | 1
218257 | M22-XDP-G-X2 | 218257 | Eticheta pt buton ciuperca | 64 | cerere oferta | S | 10 | 0 | 1 | 0.001 | KG | 24X24X9 | 4015082182571 |  | 387 | ICD | 1
216437 | M22-XDP-R | 216437 | Eticheta pt buton ciuperca | 64 | cerere oferta | S | 10 | 0 | 1 | 0.001 | KG | 24X24X9 | 4015082164379 |  | 387 | ICD | 10
218275 | M22-XDP-R-D5 | 218275 | Eticheta pt buton ciuperca | 64 | cerere oferta | S | 10 | 0 | 1 | 0.001 | KG | 24X24X9 | 4015082182755 |  | 387 | ICD | 1
218281 | M22-XDP-R-GB0 | 218281 | Eticheta pt buton ciuperca | 64 | cerere oferta | S | 10 | 0 | 1 | 0.001 | KG | 24X24X9 | 4015082182816 |  | 387 | ICD | 1
218289 | M22-XDP-R-GB5 | 218289 | Eticheta pt buton ciuperca | 64 | cerere oferta | S | 10 | 0 | 1 | 0.001 | KG | 24X24X9 | 4015082182892 |  | 387 | ICD | 1
218157 | M22-XDP-R-X0 | 218157 | Eticheta pt buton ciuperca | 64 | cerere oferta | S | 10 | 0 | 1 | 0.001 | KG | 24X24X9 | 4015082181574 |  | 387 | ICD | 1
216435 | M22-XDP-S | 216435 | Eticheta pt buton ciuperca | 64 | cerere oferta | S | 10 | 0 | 1 | 0.001 | KG | 24X24X9 | 4015082164355 |  | 387 | ICD | 1
218277 | M22-XDP-S-D15 | 218277 | Eticheta pt buton ciuperca | 64 | cerere oferta | S | 10 | 0 | 1 | 0.001 | KG | 24X24X9 | 4015082182779 |  | 387 | ICD | 1
218278 | M22-XDP-S-D16 | 218278 | Eticheta pt buton ciuperca | 64 | cerere oferta | S | 10 | 0 | 1 | 0.001 | KG | 24X24X9 | 4015082182786 |  | 387 | ICD | 1
218279 | M22-XDP-S-D17 | 218279 | Eticheta pt buton ciuperca | 64 | cerere oferta | S | 10 | 0 | 1 | 0.001 | KG | 24X24X9 | 4015082182793 |  | 387 | ICD | 1
218280 | M22-XDP-S-D18 | 218280 | Eticheta pt buton ciuperca | 64 | cerere oferta | S | 10 | 0 | 1 | 0.001 | KG | 24X24X9 | 4015082182809 |  | 387 | ICD | 1
218272 | M22-XDP-S-D2 | 218272 | Eticheta pt buton ciuperca | 64 | cerere oferta | S | 10 | 0 | 1 | 0.001 | KG | 24X24X9 | 4015082182724 |  | 387 | ICD | 1
218273 | M22-XDP-S-D3 | 218273 | Eticheta pt buton ciuperca | 64 | cerere oferta | S | 10 | 0 | 1 | 0.001 | KG | 24X24X9 | 4015082182731 |  | 387 | ICD | 1
218274 | M22-XDP-S-D4 | 218274 | Eticheta pt buton ciuperca | 64 | cerere oferta | S | 10 | 0 | 1 | 0.001 | KG | 24X24X9 | 4015082182748 |  | 387 | ICD | 1
218276 | M22-XDP-S-D6 | 218276 | Eticheta pt buton ciuperca | 64 | cerere oferta | S | 10 | 0 | 1 | 0.001 | KG | 24X24X9 | 4015082182762 |  | 387 | ICD | 1
218282 | M22-XDP-S-GB0 | 218282 | Eticheta pt buton ciuperca | 64 | cerere oferta | S | 10 | 0 | 1 | 0.001 | KG | 24X24X9 | 4015082182823 |  | 387 | ICD | 1
218291 | M22-XDP-S-GB15 | 218291 | Eticheta pt buton ciuperca | 64 | cerere oferta | S | 10 | 0 | 1 | 0.001 | KG | 24X24X9 | 4015082182915 |  | 387 | ICD | 1
218292 | M22-XDP-S-GB16 | 218292 | Eticheta pt buton ciuperca | 64 | cerere oferta | S | 10 | 0 | 1 | 0.001 | KG | 24X24X9 | 4015082182922 |  | 387 | ICD | 1
218293 | M22-XDP-S-GB17 | 218293 | Eticheta pt buton ciuperca | 64 | cerere oferta | S | 10 | 0 | 1 | 0.001 | KG | 24X24X9 | 4015082182939 |  | 387 | ICD | 1
218294 | M22-XDP-S-GB18 | 218294 | Eticheta pt buton ciuperca | 64 | cerere oferta | S | 10 | 0 | 1 | 0.001 | KG | 24X24X9 | 4015082182946 |  | 387 | ICD | 1
218285 | M22-XDP-S-GB2 | 218285 | Eticheta pt buton ciuperca | 64 | cerere oferta | S | 10 | 0 | 1 | 0.001 | KG | 24X24X9 | 4015082182854 |  | 387 | ICD | 1
218286 | M22-XDP-S-GB3 | 218286 | Eticheta pt buton ciuperca | 64 | cerere oferta | S | 10 | 0 | 1 | 0.001 | KG | 24X24X9 | 4015082182861 |  | 387 | ICD | 1
218287 | M22-XDP-S-GB4 | 218287 | Eticheta pt buton ciuperca | 64 | cerere oferta | S | 10 | 0 | 1 | 0.001 | KG | 24X24X9 | 4015082182878 |  | 387 | ICD | 1
218290 | M22-XDP-S-GB6 | 218290 | Eticheta pt buton ciuperca | 64 | cerere oferta | S | 10 | 0 | 1 | 0.001 | KG | 24X24X9 | 4015082182908 |  | 387 | ICD | 1
218288 | M22-XDP-S-GB9 | 218288 | Eticheta pt buton ciuperca | 64 | cerere oferta | S | 10 | 0 | 1 | 0.001 | KG | 24X24X9 | 4015082182885 |  | 387 | ICD | 1
218158 | M22-XDP-S-X0 | 218158 | Eticheta pt buton ciuperca | 64 | cerere oferta | S | 10 | 0 | 1 | 0.001 | KG | 24X24X9 | 4015082181581 |  | 387 | ICD | 1
218255 | M22-XDP-S-X1 | 218255 | Eticheta pt buton ciuperca | 64 | cerere oferta | S | 10 | 0 | 1 | 0.001 | KG | 24X24X9 | 4015082182557 |  | 387 | ICD | 1
218264 | M22-XDP-S-X10 | 218264 | Eticheta pt buton ciuperca | 64 | cerere oferta | S | 10 | 0 | 1 | 0.001 | KG | 24X24X9 | 4015082182649 |  | 387 | ICD | 1
218265 | M22-XDP-S-X11 | 218265 | Eticheta pt buton ciuperca | 64 | cerere oferta | S | 10 | 0 | 1 | 0.001 | KG | 24X24X9 | 4015082182656 |  | 387 | ICD | 1
218266 | M22-XDP-S-X12 | 218266 | Eticheta pt buton ciuperca | 64 | cerere oferta | S | 10 | 0 | 1 | 0.001 | KG | 24X24X9 | 4015082182663 |  | 387 | ICD | 1
218267 | M22-XDP-S-X13 | 218267 | Eticheta pt buton ciuperca | 64 | cerere oferta | S | 10 | 0 | 1 | 0.001 | KG | 24X24X9 | 4015082182670 |  | 387 | ICD | 1
218268 | M22-XDP-S-X14 | 218268 | Eticheta pt buton ciuperca | 64 | cerere oferta | S | 10 | 0 | 1 | 0.001 | KG | 24X24X9 | 4015082182687 |  | 387 | ICD | 1
218269 | M22-XDP-S-X15 | 218269 | Eticheta pt buton ciuperca | 64 | cerere oferta | S | 10 | 0 | 1 | 0.001 | KG | 24X24X9 | 4015082182694 |  | 387 | ICD | 1
218270 | M22-XDP-S-X16 | 218270 | Eticheta pt buton ciuperca | 64 | cerere oferta | S | 10 | 0 | 1 | 0.001 | KG | 24X24X9 | 4015082182700 |  | 387 | ICD | 1
218271 | M22-XDP-S-X17 | 218271 | Eticheta pt buton ciuperca | 64 | cerere oferta | S | 10 | 0 | 1 | 0.001 | KG | 24X24X9 | 4015082182717 |  | 387 | ICD | 1
218258 | M22-XDP-S-X2 | 218258 | Eticheta pt buton ciuperca | 64 | cerere oferta | S | 10 | 0 | 1 | 0.001 | KG | 24X24X9 | 4015082182588 |  | 387 | ICD | 1
218259 | M22-XDP-S-X4 | 218259 | Eticheta pt buton ciuperca | 64 | cerere oferta | S | 10 | 0 | 1 | 0.001 | KG | 24X24X9 | 4015082182595 |  | 387 | ICD | 1
218260 | M22-XDP-S-X5 | 218260 | Eticheta pt buton ciuperca | 64 | cerere oferta | S | 10 | 0 | 1 | 0.001 | KG | 24X24X9 | 4015082182601 |  | 387 | ICD | 1
218261 | M22-XDP-S-X7 | 218261 | Eticheta pt buton ciuperca | 64 | cerere oferta | S | 10 | 0 | 1 | 0.001 | KG | 24X24X9 | 4015082182618 |  | 387 | ICD | 10
218262 | M22-XDP-S-X8 | 218262 | Eticheta pt buton ciuperca | 64 | cerere oferta | S | 10 | 0 | 1 | 0.001 | KG | 24X24X9 | 4015082182625 |  | 387 | ICD | 1
218263 | M22-XDP-S-X9 | 218263 | Eticheta pt buton ciuperca | 64 | cerere oferta | S | 10 | 0 | 1 | 0.001 | KG | 24X24X9 | 4015082182632 |  | 387 | ICD | 1
216436 | M22-XDP-W | 216436 | Eticheta pt buton ciuperca | 64 | cerere oferta | S | 10 | 0 | 1 | 0.001 | KG | 24X24X9 | 4015082164362 |  | 387 | ICD | 1
218284 | M22-XDP-W-GB1 | 218284 | Eticheta pt buton ciuperca | 64 | cerere oferta | S | 10 | 0 | 1 | 0.001 | KG | 24X24X9 | 4015082182847 |  | 387 | ICD | 1
218256 | M22-XDP-W-X1 | 218256 | Eticheta pt buton ciuperca | 64 | cerere oferta | S | 10 | 0 | 1 | 0.001 | KG | 24X24X9 | 4015082182564 |  | 387 | ICD | 1
216439 | M22-XDP-Y | 216439 | Eticheta pt buton ciuperca | 64 | cerere oferta | S | 10 | 0 | 1 | 0.001 | KG | 24X24X9 | 4015082164393 |  | 387 | ICD | 1
216423 | M22-XD-R | 216423 | Eticheta pt buton | 64 | cerere oferta | S | 10 | 0 | 1 | 0.001 | KG | 24X24X3 | 4015082164232 |  | 387 | ICD | 10
218187 | M22-XD-R-D5 | 218187 | Eticheta pt buton | 64 | cerere oferta | S | 10 | 0 | 1 | 0.001 | KG | 24X24X3 | 4015082181871 |  | 387 | ICD | 1
218194 | M22-XD-R-GB0 | 218194 | Eticheta pt buton | 64 | cerere oferta | S | 10 | 0 | 1 | 0.001 | KG | 24X24X3 | 4015082181949 |  | 387 | ICD | 10
218202 | M22-XD-R-GB5 | 218202 | Eticheta pt buton | 64 | cerere oferta | S | 10 | 0 | 1 | 0.001 | KG | 24X24X3 | 4015082182021 |  | 387 | ICD | 1
218153 | M22-XD-R-X0 | 218153 | Eticheta pt buton | 64 | cerere oferta | S | 10 | 0 | 1 | 0.001 | KG | 24X24X3 | 4015082181536 |  | 387 | ICD | 10
216421 | M22-XD-S | 216421 | Eticheta pt buton | 64 | cerere oferta | S | 10 | 0 | 1 | 0.001 | KG | 24X24X3 | 4015082164218 |  | 387 | ICD | 10
218190 | M22-XD-S-D15 | 218190 | Eticheta pt buton | 64 | cerere oferta | S | 10 | 0 | 1 | 0.001 | KG | 24X24X3 | 4015082181901 |  | 387 | ICD | 1
218191 | M22-XD-S-D16 | 218191 | Eticheta pt buton | 64 | cerere oferta | S | 10 | 0 | 1 | 0.001 | KG | 24X24X3 | 4015082181918 |  | 387 | ICD | 10
218192 | M22-XD-S-D17 | 218192 | Eticheta pt buton | 64 | cerere oferta | S | 10 | 0 | 1 | 0.001 | KG | 24X24X3 | 4015082181925 |  | 387 | ICD | 1
218193 | M22-XD-S-D18 | 218193 | Eticheta pt buton | 64 | cerere oferta | S | 10 | 0 | 1 | 0.001 | KG | 24X24X3 | 4015082181932 |  | 387 | ICD | 1
218184 | M22-XD-S-D2 | 218184 | Eticheta pt buton | 64 | cerere oferta | S | 10 | 0 | 1 | 0.001 | KG | 24X24X3 | 4015082181840 |  | 387 | ICD | 10
218185 | M22-XD-S-D3 | 218185 | Eticheta pt buton | 64 | cerere oferta | S | 10 | 0 | 1 | 0.001 | KG | 24X24X3 | 4015082181857 |  | 387 | ICD | 10
218186 | M22-XD-S-D4 | 218186 | Eticheta pt buton | 64 | cerere oferta | S | 10 | 0 | 1 | 0.001 | KG | 24X24X3 | 4015082181864 |  | 387 | ICD | 1
218188 | M22-XD-S-D6 | 218188 | Eticheta pt buton | 64 | cerere oferta | S | 10 | 0 | 1 | 0.001 | KG | 24X24X3 | 4015082181888 |  | 387 | ICD | 1
218195 | M22-XD-S-GB0 | 218195 | Eticheta pt buton | 64 | cerere oferta | S | 10 | 0 | 1 | 0.001 | KG | 24X24X3 | 4015082181956 |  | 387 | ICD | 10
218205 | M22-XD-S-GB15 | 218205 | Eticheta pt buton | 64 | cerere oferta | S | 10 | 0 | 1 | 0.001 | KG | 24X24X3 | 4015082182052 |  | 387 | ICD | 1
218206 | M22-XD-S-GB16 | 218206 | Eticheta pt buton | 64 | cerere oferta | S | 10 | 0 | 1 | 0.001 | KG | 24X24X3 | 4015082182069 |  | 387 | ICD | 1
218208 | M22-XD-S-GB17 | 218208 | Eticheta pt buton | 64 | cerere oferta | S | 10 | 0 | 1 | 0.001 | KG | 24X24X3 | 4015082182083 |  | 387 | ICD | 1
218209 | M22-XD-S-GB18 | 218209 | Eticheta pt buton | 64 | cerere oferta | S | 10 | 0 | 1 | 0.001 | KG | 24X24X3 | 4015082182090 |  | 387 | ICD | 1
218198 | M22-XD-S-GB2 | 218198 | Eticheta pt buton | 64 | cerere oferta | S | 10 | 0 | 1 | 0.001 | KG | 24X24X3 | 4015082181987 |  | 387 | ICD | 1
218199 | M22-XD-S-GB3 | 218199 | Eticheta pt buton | 64 | cerere oferta | S | 10 | 0 | 1 | 0.001 | KG | 24X24X3 | 4015082181994 |  | 387 | ICD | 1
218200 | M22-XD-S-GB4 | 218200 | Eticheta pt buton | 64 | cerere oferta | S | 10 | 0 | 1 | 0.001 | KG | 24X24X3 | 4015082182007 |  | 387 | ICD | 1
218203 | M22-XD-S-GB6 | 218203 | Eticheta pt buton | 64 | cerere oferta | S | 10 | 0 | 1 | 0.001 | KG | 24X24X3 | 4015082182038 |  | 387 | ICD | 1
218201 | M22-XD-S-GB9 | 218201 | Eticheta pt buton | 64 | cerere oferta | S | 10 | 0 | 1 | 0.001 | KG | 24X24X3 | 4015082182014 |  | 387 | ICD | 1
218154 | M22-XD-S-X0 | 218154 | Eticheta pt buton | 64 | cerere oferta | S | 10 | 0 | 1 | 0.001 | KG | 24X24X3 | 4015082181543 |  | 387 | ICD | 1
218166 | M22-XD-S-X1 | 218166 | Eticheta pt buton | 64 | cerere oferta | S | 10 | 0 | 1 | 0.001 | KG | 24X24X3 | 4015082181666 |  | 387 | ICD | 1
218176 | M22-XD-S-X10 | 218176 | Eticheta pt buton | 64 | cerere oferta | S | 10 | 0 | 1 | 0.001 | KG | 24X24X3 | 4015082181765 |  | 387 | ICD | 10
218177 | M22-XD-S-X11 | 218177 | Eticheta pt buton | 64 | cerere oferta | S | 10 | 0 | 1 | 0.001 | KG | 24X24X3 | 4015082181772 |  | 387 | ICD | 10
218178 | M22-XD-S-X12 | 218178 | Eticheta pt buton | 64 | cerere oferta | S | 10 | 0 | 1 | 0.001 | KG | 24X24X3 | 4015082181789 |  | 387 | ICD | 1
218179 | M22-XD-S-X13 | 218179 | Eticheta pt buton | 64 | cerere oferta | S | 10 | 0 | 1 | 0.001 | KG | 24X24X3 | 4015082181796 |  | 387 | ICD | 1
218180 | M22-XD-S-X14 | 218180 | Eticheta pt buton | 64 | cerere oferta | S | 10 | 0 | 1 | 0.001 | KG | 24X24X3 | 4015082181802 |  | 387 | ICD | 1
218181 | M22-XD-S-X15 | 218181 | Eticheta pt buton | 64 | cerere oferta | S | 10 | 0 | 1 | 0.001 | KG | 24X24X3 | 4015082181819 |  | 387 | ICD | 1
218182 | M22-XD-S-X16 | 218182 | Eticheta pt buton | 64 | cerere oferta | S | 10 | 0 | 1 | 0.001 | KG | 24X24X3 | 4015082181826 |  | 387 | ICD | 1
218183 | M22-XD-S-X17 | 218183 | Eticheta pt buton | 64 | cerere oferta | S | 10 | 0 | 1 | 0.001 | KG | 24X24X3 | 4015082181833 |  | 387 | ICD | 10
218169 | M22-XD-S-X2 | 218169 | Eticheta pt buton | 64 | cerere oferta | S | 10 | 0 | 1 | 0.001 | KG | 24X24X3 | 4015082181697 |  | 387 | ICD | 1
218170 | M22-XD-S-X4 | 218170 | Eticheta pt buton | 64 | cerere oferta | S | 10 | 0 | 1 | 0.001 | KG | 24X24X3 | 4015082181703 |  | 387 | ICD | 10
218171 | M22-XD-S-X5 | 218171 | Eticheta pt buton | 64 | cerere oferta | S | 10 | 0 | 1 | 0.001 | KG | 24X24X3 | 4015082181710 |  | 387 | ICD | 10
218173 | M22-XD-S-X7 | 218173 | Eticheta pt buton | 64 | cerere oferta | S | 10 | 0 | 1 | 0.001 | KG | 24X24X3 | 4015082181734 |  | 387 | ICD | 10
218174 | M22-XD-S-X8 | 218174 | Eticheta pt buton | 64 | cerere oferta | S | 10 | 0 | 1 | 0.001 | KG | 24X24X3 | 4015082181741 |  | 387 | ICD | 10
218175 | M22-XD-S-X9 | 218175 | Eticheta pt buton | 64 | cerere oferta | S | 10 | 0 | 1 | 0.001 | KG | 24X24X3 | 4015082181758 |  | 387 | ICD | 10
216422 | M22-XD-W | 216422 | Eticheta pt buton | 64 | cerere oferta | S | 10 | 0 | 1 | 0.001 | KG | 24X24X3 | 4015082164225 |  | 387 | ICD | 10
218197 | M22-XD-W-GB1 | 218197 | Eticheta pt buton | 64 | cerere oferta | S | 10 | 0 | 1 | 0.001 | KG | 24X24X3 | 4015082181970 |  | 387 | ICD | 1
218167 | M22-XD-W-X1 | 218167 | Eticheta pt buton | 64 | cerere oferta | S | 10 | 0 | 1 | 0.001 | KG | 24X24X3 | 4015082181673 |  | 387 | ICD | 10
216425 | M22-XD-Y | 216425 | Eticheta pt buton | 64 | cerere oferta | S | 10 | 0 | 1 | 0.001 | KG | 24X24X3 | 4015082164256 |  | 387 | ICD | 10
254849 | M22-XE | 254849 | Placa de fixare | 64 | cerere oferta | S | 1 | 0 | 1 | 0.026 | KG | 35X60X12 | 4015082548490 |  | 387 | ICD | 1
218945 | M22-XE5 | 218945 | Placa de fixare | 64 | cerere oferta | S | 1 | 0 | 1 | 0.018 | KG | 164X55X12 | 4015082189457 |  | 387 | ICD | 1
231273 | M22-XGPV | 231273 | Guler protector pt butoanele -oprire urg | 64 | cerere oferta | S | 1 | 0 | 1 | 0.046 | KG | 79X65X50 | 4015082312732 |  | 387 | ICD | 1
231274 | M22-XGWK | 231274 | Selector switch protective shroud | 64 | cerere oferta | S | 5 | 0 | 1 | 0.006 | KG | 25X36X36 | 4015082312749 |  | 387 | ICD | 5
229162 | M22-XI | 229162 | Surub de conectare M20 | 64 | cerere oferta | S | 25 | 0 | 1 | 0.005 | KG | 30X30X22 | 4015082291624 |  | 387 | ICD | 1
100647 | M22-XKDP | 100647 | Guler protector pt butoanele de comanda | 64 | cerere oferta | S | 50 | 0 | 1 | 0.001 | KG | 40X10X5 | 4015081005192 |  | 387 | ICD | 1
216458 | M22-XL-*-* | 216458 | Eticheta transparenta pt indicatoare lum | 64 | cerere oferta | N | 10 | 0 | 1 | 0.002 | KG | 29X29X9 | 1004220 |  | 387 | ICD | 1
216457 | M22-XL-B | 216457 | Eticheta transparenta pt indicatoare lum | 64 | cerere oferta | S | 10 | 0 | 1 | 0.002 | KG | 29X29X9 | 4015082164577 |  | 387 | ICD | 10
271541 | M22-XLED220 | 271541 | Element rezistiv pt LED 220V c.a/c.c | 64 | cerere oferta | S | 10 | 0 | 1 | 0.011 | KG | 37X10X30 | 4015082715410 |  | 387 | ICD | 1
231080 | M22-XLED230-T | 231080 | Element de testare LED-uri | 64 | cerere oferta | S | 10 | 0 | 1 | 0.011 | KG | 37X10X30 | 4015082310806 |  | 387 | ICD | 1
231078 | M22-XLED60 | 231078 | Element rezistiv pt LED 42-60V c.a/c.c | 64 | cerere oferta | S | 10 | 0 | 1 | 0.011 | KG | 37X10X30 | 4015082310783 |  | 387 | ICD | 1
231079 | M22-XLED-T | 231079 | Element de testare LED-uri | 64 | cerere oferta | S | 10 | 0 | 1 | 0.011 | KG | 37X10X30 | 4015082310790 |  | 387 | ICD | 1
216455 | M22-XL-G | 216455 | Eticheta transparenta pt indicatoare lum | 64 | cerere oferta | S | 10 | 0 | 1 | 0.002 | KG | 29X29X9 | 4015082164553 |  | 387 | ICD | 10
218414 | M22-XL-G-GB1 | 218414 | Eticheta transparenta pt indicatoare lum | 64 | cerere oferta | S | 10 | 0 | 1 | 0.002 | KG | 29X29X9 | 4015082184148 |  | 387 | ICD | 1
218384 | M22-XL-G-X1 | 218384 | Eticheta transparenta pt indicatoare lum | 64 | cerere oferta | S | 10 | 0 | 1 | 0.002 | KG | 29X29X9 | 4015082183844 |  | 387 | ICD | 1
218386 | M22-XL-G-X2 | 218386 | Eticheta transparenta pt indicatoare lum | 64 | cerere oferta | S | 10 | 0 | 1 | 0.002 | KG | 29X29X9 | 4015082183868 |  | 387 | ICD | 1
216463 | M22-XLH-B | 216463 | Eticheta transparenta pt indicatoare lum | 64 | cerere oferta | S | 10 | 0 | 1 | 0.002 | KG | 29X29X19 | 4015082164638 |  | 387 | ICD | 1
216461 | M22-XLH-G | 216461 | Eticheta transparenta pt indicatoare lum | 64 | cerere oferta | S | 10 | 0 | 1 | 0.002 | KG | 29X29X19 | 4015082164614 |  | 387 | ICD | 10
216460 | M22-XLH-R | 216460 | Eticheta transparenta pt indicatoare lum | 64 | cerere oferta | S | 10 | 0 | 1 | 0.002 | KG | 29X29X19 | 4015082164607 |  | 387 | ICD | 1
216459 | M22-XLH-W | 216459 | Eticheta transparenta pt indicatoare lum | 64 | cerere oferta | S | 10 | 0 | 1 | 0.002 | KG | 29X29X19 | 4015082164591 |  | 387 | ICD | 1
216462 | M22-XLH-Y | 216462 | Eticheta transparenta pt indicatoare lum | 64 | cerere oferta | S | 10 | 0 | 1 | 0.002 | KG | 29X29X19 | 4015082164621 |  | 387 | ICD | 1
216454 | M22-XL-R | 216454 | Eticheta transparenta pt indicatoare lum | 64 | cerere oferta | S | 10 | 0 | 1 | 0.002 | KG | 29X29X9 | 4015082164546 |  | 387 | ICD | 10
218406 | M22-XL-R-D5 | 218406 | Eticheta transparenta pt indicatoare lum | 64 | cerere oferta | S | 10 | 0 | 1 | 0.002 | KG | 29X29X9 | 4015082184063 |  | 387 | ICD | 1
218412 | M22-XL-R-GB0 | 218412 | Eticheta transparenta pt indicatoare lum | 64 | cerere oferta | S | 10 | 0 | 1 | 0.002 | KG | 29X29X9 | 4015082184124 |  | 387 | ICD | 1
218420 | M22-XL-R-GB5 | 218420 | Eticheta transparenta pt indicatoare lum | 64 | cerere oferta | S | 10 | 0 | 1 | 0.002 | KG | 29X29X9 | 4015082184209 |  | 387 | ICD | 1
218163 | M22-XL-R-X0 | 218163 | Eticheta transparenta pt indicatoare lum | 64 | cerere oferta | S | 10 | 0 | 1 | 0.002 | KG | 29X29X9 | 4015082181635 |  | 387 | ICD | 1
100050 | M22-XLUETZE1 | 100050 | Front ring,ring nut,key operation | 64 | cerere oferta | S | 100 | 0 | 1 | 0.006 | KG | 285X160X140 | 4015081000401 |  | 387 | ICD | 1
216453 | M22-XL-W | 216453 | Eticheta transparenta pt indicatoare lum | 64 | cerere oferta | S | 10 | 0 | 1 | 0.002 | KG | 29X29X9 | 4015082164539 |  | 387 | ICD | 10
218408 | M22-XL-W-D15 | 218408 | Eticheta transparenta pt indicatoare lum | 64 | cerere oferta | S | 10 | 0 | 1 | 0.002 | KG | 29X29X9 | 4015082184087 |  | 387 | ICD | 1
218409 | M22-XL-W-D16 | 218409 | Eticheta transparenta pt indicatoare lum | 64 | cerere oferta | S | 10 | 0 | 1 | 0.002 | KG | 29X29X9 | 4015082184094 |  | 387 | ICD | 1
218410 | M22-XL-W-D17 | 218410 | Eticheta transparenta pt indicatoare lum | 64 | cerere oferta | S | 10 | 0 | 1 | 0.002 | KG | 29X29X9 | 4015082184100 |  | 387 | ICD | 1
218411 | M22-XL-W-D18 | 218411 | Eticheta transparenta pt indicatoare lum | 64 | cerere oferta | S | 10 | 0 | 1 | 0.002 | KG | 29X29X9 | 4015082184117 |  | 387 | ICD | 1
218403 | M22-XL-W-D2 | 218403 | Eticheta transparenta pt indicatoare lum | 64 | cerere oferta | S | 10 | 0 | 1 | 0.002 | KG | 29X29X9 | 4015082184032 |  | 387 | ICD | 1
218404 | M22-XL-W-D3 | 218404 | Eticheta transparenta pt indicatoare lum | 64 | cerere oferta | S | 10 | 0 | 1 | 0.002 | KG | 29X29X9 | 4015082184049 |  | 387 | ICD | 1
218405 | M22-XL-W-D4 | 218405 | Eticheta transparenta pt indicatoare lum | 64 | cerere oferta | S | 10 | 0 | 1 | 0.002 | KG | 29X29X9 | 4015082184056 |  | 387 | ICD | 1
218407 | M22-XL-W-D6 | 218407 | Eticheta transparenta pt indicatoare lum | 64 | cerere oferta | S | 10 | 0 | 1 | 0.002 | KG | 29X29X9 | 4015082184070 |  | 387 | ICD | 1
218413 | M22-XL-W-GB0 | 218413 | Eticheta transparenta pt indicatoare lum | 64 | cerere oferta | S | 10 | 0 | 1 | 0.002 | KG | 29X29X9 | 4015082184131 |  | 387 | ICD | 1
218415 | M22-XL-W-GB1 | 218415 | Eticheta transparenta pt indicatoare lum | 64 | cerere oferta | S | 10 | 0 | 1 | 0.002 | KG | 29X29X9 | 4015082184155 |  | 387 | ICD | 1
218422 | M22-XL-W-GB15 | 218422 | Eticheta transparenta pt indicatoare lum | 64 | cerere oferta | S | 10 | 0 | 1 | 0.002 | KG | 29X29X9 | 4015082184223 |  | 387 | ICD | 1
218423 | M22-XL-W-GB16 | 218423 | Eticheta transparenta pt indicatoare lum | 64 | cerere oferta | S | 10 | 0 | 1 | 0.002 | KG | 29X29X9 | 4015082184230 |  | 387 | ICD | 1
218424 | M22-XL-W-GB17 | 218424 | Eticheta transparenta pt indicatoare lum | 64 | cerere oferta | S | 10 | 0 | 1 | 0.002 | KG | 29X29X9 | 4015082184247 |  | 387 | ICD | 1
218425 | M22-XL-W-GB18 | 218425 | Eticheta transparenta pt indicatoare lum | 64 | cerere oferta | S | 10 | 0 | 1 | 0.002 | KG | 29X29X9 | 4015082184254 |  | 387 | ICD | 1
218416 | M22-XL-W-GB2 | 218416 | Eticheta transparenta pt indicatoare lum | 64 | cerere oferta | S | 10 | 0 | 1 | 0.002 | KG | 29X29X9 | 4015082184162 |  | 387 | ICD | 1
218417 | M22-XL-W-GB3 | 218417 | Eticheta transparenta pt indicatoare lum | 64 | cerere oferta | S | 10 | 0 | 1 | 0.002 | KG | 29X29X9 | 4015082184179 |  | 387 | ICD | 1
218418 | M22-XL-W-GB4 | 218418 | Eticheta transparenta pt indicatoare lum | 64 | cerere oferta | S | 10 | 0 | 1 | 0.002 | KG | 29X29X9 | 4015082184186 |  | 387 | ICD | 1
218421 | M22-XL-W-GB6 | 218421 | Eticheta transparenta pt indicatoare lum | 64 | cerere oferta | S | 10 | 0 | 1 | 0.002 | KG | 29X29X9 | 4015082184216 |  | 387 | ICD | 1
218419 | M22-XL-W-GB9 | 218419 | Eticheta transparenta pt indicatoare lum | 64 | cerere oferta | S | 10 | 0 | 1 | 0.002 | KG | 29X29X9 | 4015082184193 |  | 387 | ICD | 1
218164 | M22-XL-W-X0 | 218164 | Eticheta transparenta pt indicatoare lum | 64 | cerere oferta | S | 10 | 0 | 1 | 0.002 | KG | 29X29X9 | 4015082181642 |  | 387 | ICD | 1
218385 | M22-XL-W-X1 | 218385 | Eticheta transparenta pt indicatoare lum | 64 | cerere oferta | S | 10 | 0 | 1 | 0.002 | KG | 29X29X9 | 4015082183851 |  | 387 | ICD | 1
218393 | M22-XL-W-X10 | 218393 | Eticheta transparenta pt indicatoare lum | 64 | cerere oferta | S | 10 | 0 | 1 | 0.002 | KG | 29X29X9 | 4015082183936 |  | 387 | ICD | 1
218394 | M22-XL-W-X11 | 218394 | Eticheta transparenta pt indicatoare lum | 64 | cerere oferta | S | 10 | 0 | 1 | 0.002 | KG | 29X29X9 | 4015082183943 |  | 387 | ICD | 1
218395 | M22-XL-W-X12 | 218395 | Eticheta transparenta pt indicatoare lum | 64 | cerere oferta | S | 10 | 0 | 1 | 0.002 | KG | 29X29X9 | 4015082183950 |  | 387 | ICD | 1
218396 | M22-XL-W-X13 | 218396 | Eticheta transparenta pt indicatoare lum | 64 | cerere oferta | S | 10 | 0 | 1 | 0.002 | KG | 29X29X9 | 4015082183967 |  | 387 | ICD | 1
218399 | M22-XL-W-X14 | 218399 | Eticheta transparenta pt indicatoare lum | 64 | cerere oferta | S | 10 | 0 | 1 | 0.002 | KG | 29X29X9 | 4015082183998 |  | 387 | ICD | 1
218400 | M22-XL-W-X15 | 218400 | Eticheta transparenta pt indicatoare lum | 64 | cerere oferta | S | 10 | 0 | 1 | 0.002 | KG | 29X29X9 | 4015082184001 |  | 387 | ICD | 1
218401 | M22-XL-W-X16 | 218401 | Eticheta transparenta pt indicatoare lum | 64 | cerere oferta | S | 10 | 0 | 1 | 0.002 | KG | 29X29X9 | 4015082184018 |  | 387 | ICD | 1
218402 | M22-XL-W-X17 | 218402 | Eticheta transparenta pt indicatoare lum | 64 | cerere oferta | S | 10 | 0 | 1 | 0.002 | KG | 29X29X9 | 4015082184025 |  | 387 | ICD | 1
218387 | M22-XL-W-X2 | 218387 | Eticheta transparenta pt indicatoare lum | 64 | cerere oferta | S | 10 | 0 | 1 | 0.002 | KG | 29X29X9 | 4015082183875 |  | 387 | ICD | 1
218388 | M22-XL-W-X4 | 218388 | Eticheta transparenta pt indicatoare lum | 64 | cerere oferta | S | 10 | 0 | 1 | 0.002 | KG | 29X29X9 | 4015082183882 |  | 387 | ICD | 1
218389 | M22-XL-W-X5 | 218389 | Eticheta transparenta pt indicatoare lum | 64 | cerere oferta | S | 10 | 0 | 1 | 0.002 | KG | 29X29X9 | 4015082183899 |  | 387 | ICD | 1
218390 | M22-XL-W-X7 | 218390 | Eticheta transparenta pt indicatoare lum | 64 | cerere oferta | S | 10 | 0 | 1 | 0.002 | KG | 29X29X9 | 4015082183905 |  | 387 | ICD | 1
218391 | M22-XL-W-X8 | 218391 | Eticheta transparenta pt indicatoare lum | 64 | cerere oferta | S | 10 | 0 | 1 | 0.002 | KG | 29X29X9 | 4015082183912 |  | 387 | ICD | 1
218392 | M22-XL-W-X9 | 218392 | Eticheta transparenta pt indicatoare lum | 64 | cerere oferta | S | 10 | 0 | 1 | 0.002 | KG | 29X29X9 | 4015082183929 |  | 387 | ICD | 1
216456 | M22-XL-Y | 216456 | Eticheta transparenta pt indicatoare lum | 64 | cerere oferta | S | 10 | 0 | 1 | 0.002 | KG | 29X29X9 | 4015082164560 |  | 387 | ICD | 10
121476 | M22-XPV60-Y-120 | 121476 | LED luminous ring,60 mm,120 V AC,yellow | 64 | cerere oferta | S | 1 | 0 | 1 | 0.035 | KG | 25X60X60 | 4015081192946 |  | 387 | ICD | 1
138280 | M22-XPV60-Y-230 | 138280 | LED luminous ring,60 mm,230 VAC,yellow | 64 | cerere oferta | S | 1 | 0 | 1 | 0.035 | KG | 25X60X60 | 4015081350605 |  | 387 | ICD | 1
121477 | M22-XPV60-Y-24 | 121477 | LED luminous ring,60 mm, 24 V DC,yellow | 64 | cerere oferta | S | 1 | 0 | 1 | 0.035 | KG | 25X60X60 | 4015081192953 |  | 387 | ICD | 1
216480 | M22-XST | 216480 | Etichete inserabile pt portetichete | 64 | cerere oferta | S | 100 | 0 | 1 | 0.001 | KG | 1X27X18 | 4015082164805 |  | 387 | ICD | 25
216482 | M22-XST-* | 216482 | Etichete inserabile pt portetichete | 64 | cerere oferta | N | 1 | 0 | 1 | 0.001 | KG | 1X27X18 | 1004217 |  | 387 | ICD | 1
271885 | M22-XSTAHL1-MS* | 271885 | Lock cyl. 3 pos. MS2-20, Stahl comp. | 64 | cerere oferta | N | 70 | 0 | 1 | 0.03 | KG | 20X15X15 | 1004783 |  | 387 | ICD | 1
271884 | M22-XSTAHL1-MS1 | 271884 | Lock cyl. 3 pos., MS1, Stahl comp. | 64 | cerere oferta | S | 70 | 0 | 1 | 0.03 | KG | 20X15X15 | 4015082718848 |  | 387 | ICD | 1
271886 | M22-XSTAHL2 | 271886 | Cams 2 pos. Stahl comp. | 64 | cerere oferta | S | 2000 | 0 | 1 | 0.03 | KG | 20X15X15 | 4015082718862 |  | 387 | ICD | 1
271887 | M22-XSTAHL3 | 271887 | Cams 3 pos. Stahl comp. | 64 | cerere oferta | S | 2000 | 0 | 1 | 0.03 | KG | 20X15X15 | 4015082718879 |  | 387 | ICD | 1
271888 | M22-XSTAHL4 | 271888 | Segment (Stahl comp.) | 64 | cerere oferta | S | 4000 | 0 | 1 | 0.03 | KG | 20X15X15 | 4015082718886 |  | 387 | ICD | 1
271889 | M22-XSTAHL5 | 271889 | Pressure spring (Stahl comp.) | 64 | cerere oferta | S | 4000 | 0 | 1 | 0.03 | KG | 20X15X15 | 4015082718893 |  | 387 | ICD | 1
281629 | M22-XSTAHL6 | 281629 | Link 375 626 0 | 64 | cerere oferta | S | 1000 | 0 | 1 | 0.001 | KG | 19X11X16 | 4015082816292 |  | 387 | ICD | 1
281661 | M22-XSTAHL7 | 281661 | Coding adapters 375 637 0 | 64 | cerere oferta | S | 1000 | 0 | 1 | 0.001 | KG | 19X11X16 | 4015082816612 |  | 387 | ICD | 1
281662 | M22-XSTAHL8 | 281662 | Coding adapters 375 628 0 | 64 | cerere oferta | S | 1000 | 0 | 1 | 0.001 | KG | 19X11X16 | 4015082816629 |  | 387 | ICD | 1
281660 | M22-XSTAHL9 | 281660 | Coding adapters 375 627 0 | 64 | cerere oferta | S | 1000 | 0 | 1 | 0.001 | KG | 19X11X16 | 4015082816605 |  | 387 | ICD | 1
216405 | M22-XW | 216405 | Coding adapter | 64 | cerere oferta | S | 10 | 0 | 1 | 0.001 | KG | 19X11X16 | 4015082164058 |  | 387 | ICD | 10
231275 | M22-XWS | 231275 | Key-oper.actuators protect.diaphragm | 64 | cerere oferta | S | 5 | 0 | 1 | 0.002 | KG | 33X33X30 | 4015082312756 |  | 387 | ICD | 5
231181 | M22-XYK-* | 231181 | Eticheta pt oprire de urgenta | 64 | cerere oferta | N | 10 | 0 | 1 | 0.003 | KG | 50X50X1 | 1004198 |  | 387 | ICD | 1
216484 | M22-XYK1 | 216484 | Eticheta pt oprire de urgenta | 64 | cerere oferta | S | 10 | 0 | 1 | 0.003 | KG | 50X50X1 | 4015082164843 |  | 387 | ICD | 1
121373 | M22-XYK11 | 121373 | Not-Halt Schild | 64 | cerere oferta | S | 10 | 0 | 1 | 0.003 | KG | 50X50X1 | 4015081192038 |  | 387 | ICD | 1
167643 | M22-XYK5 | 167643 | M22-XYK5 | 64 | cerere oferta | N | 10 | 0 | 1 | 0.003 | KG | 50X50X30 | 4015081641321 |  | 387 | ICD | 1
216470 | M22-XZK | 216470 | Eticheta pt oprire de urgenta | 64 | cerere oferta | S | 25 | 0 | 1 | 0.002 | KG | 50X33X1 | 4015082164706 |  | 387 | ICD | 1
216479 | M22-XZK-* | 216479 | Eticheta pt oprire de urgenta | 64 | cerere oferta | N | 10 | 0 | 1 | 0.002 | KG | 50X33X1 | 1004218 |  | 387 | ICD | 1
216471 | M22-XZK-D99 | 216471 | Eticheta pt oprire de urgenta | 64 | cerere oferta | S | 10 | 0 | 1 | 0.002 | KG | 50X33X1 | 4015082164713 |  | 387 | ICD | 1
216478 | M22-XZK-DK99 | 216478 | Eticheta pt oprire de urgenta | 64 | cerere oferta | S | 10 | 0 | 1 | 0.002 | KG | 50X33X1 | 4015082164782 |  | 387 | ICD | 1
216473 | M22-XZK-F99 | 216473 | Eticheta pt oprire de urgenta | 64 | cerere oferta | S | 10 | 0 | 1 | 0.002 | KG | 50X33X1 | 4015082164737 |  | 387 | ICD | 1
216472 | M22-XZK-GB99 | 216472 | Eticheta pt oprire de urgenta | 64 | cerere oferta | S | 10 | 0 | 1 | 0.002 | KG | 50X33X1 | 4015082164720 |  | 387 | ICD | 10
216474 | M22-XZK-I99 | 216474 | Eticheta pt oprire de urgenta | 64 | cerere oferta | S | 10 | 0 | 1 | 0.002 | KG | 50X33X1 | 4015082164744 |  | 387 | ICD | 1
216475 | M22-XZK-NL99 | 216475 | Eticheta pt oprire de urgenta | 64 | cerere oferta | S | 10 | 0 | 1 | 0.002 | KG | 50X33X1 | 4015082164751 |  | 387 | ICD | 10
216476 | M22-XZK-S99 | 216476 | Eticheta pt oprire de urgenta | 64 | cerere oferta | S | 10 | 0 | 1 | 0.002 | KG | 50X33X1 | 4015082164768 |  | 387 | ICD | 1
216477 | M22-XZK-SF99 | 216477 | Eticheta pt oprire de urgenta | 64 | cerere oferta | S | 10 | 0 | 1 | 0.002 | KG | 50X33X1 | 4015082164775 |  | 387 | ICD | 1
216399 | M22-ZA | 216399 | Centering adapter | 64 | cerere oferta | S | 10 | 0 | 1 | 0.003 | KG | 10X30X41 | 4015082163990 |  | 387 | ICD | 1
19709 | M3-CI23 | 19709 | ACC.INS.ENCLOSURE CI3-CI49 | 94 | cerere oferta | S | 5 | 0 | 1 | 0.634 | KG | 3X250X180 | 4015080197096 |  | 277 | PDC | 1
29201 | M3-CI43 | 29201 | ACC.INS.ENCLOSURE CI3-CI49 | 94 | cerere oferta | S | 5 | 0 | 1 | 1.492 | KG | 3X250X375 | 4015080292012 |  | 277 | PDC | 1
31574 | M3-CI44 | 31574 | ACC.INS.ENCLOSURE CI3-CI49 | 94 | cerere oferta | S | 5 | 0 | 1 | 2.399 | KG | 3X375X375 | 4015080315742 |  | 277 | PDC | 1
3036 | M3-CI45 | 3036 | ACC.INS.ENCLOSURE CI3-CI49 | 94 | cerere oferta | S | 5 | 0 | 1 | 3.421 | KG | 3X358X483 | 4015080030362 |  | 277 | PDC | 1
36320 | M3-CI48 | 36320 | ACC.INS.ENCLOSURE CI3-CI49 | 94 | cerere oferta | S | 2 | 0 | 1 | 5.409 | KG | 3X750X375 | 4015080363200 |  | 277 | PDC | 1
ROCO0000000182 | M4AGL1250 | ROCO0000000182 | Siguranta fuzibila tip NH marime 4 | 732 | cerere oferta | N | 1 | 0 | 1 | 1 | KG | 0 001X0 001X0 001 | 9008790161421 |  | 279 | PDC | 1
631201FUL-0109E | MAINS BASE RED XPRS | 631201FUL-0109E | Power Module, Red Base | 732 | cerere oferta | N | 1 | 0 | 1 | 0.1 | KG | NA | NA |  | Base, Power Module, Base Red | Fulleon | 1
631202FUL-0117E | MAINS BASE WHITE XPRS | 631202FUL-0117E | Power Module, White Base | 732 | cerere oferta | N | 1 | 0 | 1 | 0.1 | KG | NA | NA |  | Base, Power Module, Base White | Fulleon | 1
631203FUL-0137 | MAINS MODULE | 631203FUL-0137 | 110-230Vac to 24Vdc Supply Module for Combi bases | 732 | cerere oferta | N | 1 | 0 | 1 | 0.1 | KG | NA | NA |  | Base, Power Module | Fulleon | 1
631201FUL-0109 | MAINS MODULE/DEEP RED BASE | 631201FUL-0109 | Mains Module, Deep Red Base | 732 | cerere oferta | N | 1 | 0 | 1 | 0.1 | KG | NA | NA |  | Base, Power Module, Deep Base | Fulleon | 1
631202FUL-0117 | MAINS MODULE/DEEP WHITE BASE | 631202FUL-0117 | Deep base white, with 110-230Vac to 24Vdc Supply Module | 732 | cerere oferta | N | 1 | 0 | 1 | 0.1 | KG | NA | NA |  | Base, Power Module, Base White | Fulleon | 1
ROTUR000000013 | MAP-M30 | ROTUR000000013 | Teaca protectie plastic | 59 | cerere oferta | N | 1 | 0 | 1 | 1 | KG | 0 001X0 001X0 001 | 9008790667480 |  | 226 | ICD | 1
140478 | MAST-FIT-CS | 140478 | Mast fixing, width 300 to 800 mm | 100 | cerere oferta | N | 1 | 0 | 1 | 1.8 | KG | 3X800X50 | 4015081372614 |  | 278 | PDC | 1
CN103941 | MB-G6-24-R | CN103941 | MOTOR BELL,INDOOR/OUTDOOR,24 VDC,6" SHELL,RD | 732 | cerere oferta | N | 1 | 0 | 1 | 0.1 | KG | NA | NA |  | Wheelock , UL Range | Fulleon | 1
290191 | MBS-I2 | 290191 | Mounting steel, screen | 54 | cerere oferta | N | 1 | 0 | 1 | 0.095 | KG | 120X80X1 | 4015082901912 |  | 292 | ICD | 1
118742 | MBS-I4 | 118742 | Mounting steel screen | 54 | cerere oferta | N | 1 | 0 | 1 | 0.205 | KG | 270X200X25 | 4015081168927 |  | 292 | ICD | 1
139526 | MC-ACP-BAT02 | 139526 | Spare battery for HPG300 | 2 | cerere oferta | N | 1 | 0 | 1 | 0.018 | KG | 25X25X7 | 7640130110908 |  | 201 | IAB | 1
177175 | MCB-HK-SWD | 177175 | Auxiliary contact SWD | 36 | cerere oferta | N | 1 | 1 | 30 | 0.04 | KG | 0 001X0 001X0 001 | 4015081716197 |  | 663 | PDC | 1
206906 | M-CI-K2 | 206906 | Mounting plate for small enclosure CI-K. | 94 | cerere oferta | S | 10 | 0 | 1 | 0.164 | KG | 116X92X1 5 | 4015082069063 |  | 293 | ICD | 1
206907 | M-CI-K3 | 206907 | Mounting plate for small enclosure CI-K. | 94 | cerere oferta | S | 10 | 0 | 1 | 0.191 | KG | 116X108X2 | 4015082069070 |  | 293 | ICD | 1
206908 | M-CI-K4 | 206908 | Mounting plate for small enclosure CI-K. | 94 | cerere oferta | S | 10 | 0 | 1 | 0.253 | KG | 116X143X2 | 4015082069087 |  | 293 | ICD | 1
206909 | M-CI-K5 | 206909 | Mounting plate for small enclosure CI-K. | 94 | cerere oferta | S | 10 | 0 | 1 | 0.478 | KG | 170X183X2 | 4015082069094 |  | 293 | ICD | 1
88527 | MCS11 | 88527 | Presostate cu contacte auxiliare, | 60 | cerere oferta | S | 1 | 0 | 1 | 0.383 | KG | 96X60X111 | 4015080885276 |  | 296 | ICD | 1
93273 | MCS11FORMCDN | 93273 | Presostate cu contacte auxiliare, | 60 | cerere oferta | S | 1 | 0 | 1 | 0.383 | KG | 96X60X111 | 4015080932734 |  | 296 | ICD | 1
58692 | MCS11-G | 58692 | Presostate cu contacte auxiliare, | 60 | cerere oferta | S | 1 | 0 | 1 | 0.383 | KG | 96X60X111 | 4015080586920 |  | 296 | ICD | 1
87793 | MCS11-SOND910-G | 87793 | Presostate cu contacte auxiliare, | 60 | cerere oferta | S | 1 | 0 | 1 | 0.383 | KG | 111X96X66 | 4015080877936 |  | 296 | ICD | 1
95646 | MCS11SONDOD | 95646 | Presostate cu contacte auxiliare, | 60 | cerere oferta | S | 1 | 0 | 1 | 0.41 | KG | 96X60X111 | 4015080956464 |  | 296 | ICD | 1
90900 | MCS11-U | 90900 | Presostate cu contacte auxiliare, | 60 | cerere oferta | S | 1 | 0 | 1 | 0.28 | KG | 96X60X111 | 4015080909002 |  | 296 | ICD | 1
98019 | MCS22 | 98019 | Presostate cu contacte auxiliare, | 60 | cerere oferta | S | 1 | 0 | 1 | 0.383 | KG | 96X60X111 | 4015080980193 |  | 296 | ICD | 1
14965 | MCS22FORMCDN | 14965 | Presostate cu contacte auxiliare, | 60 | cerere oferta | S | 1 | 0 | 1 | 0.383 | KG | 96X60X111 | 4015080149651 |  | 296 | ICD | 1
58691 | MCS22-G | 58691 | Presostate cu contacte auxiliare, | 60 | cerere oferta | S | 1 | 0 | 1 | 0.383 | KG | 96X60X111 | 4015080586913 |  | 296 | ICD | 1
87794 | MCS22-SOND910-G | 87794 | Presostate cu contacte auxiliare, | 60 | cerere oferta | S | 1 | 0 | 1 | 0.383 | KG | 111X96X66 | 4015080877943 |  | 296 | ICD | 1
17338 | MCS22SONDOD | 17338 | Presostate cu contacte auxiliare, | 60 | cerere oferta | S | 1 | 0 | 1 | 0.4 | KG | 96X60X111 | 4015080173380 |  | 296 | ICD | 1
12592 | MCS22-U | 12592 | Presostate cu contacte auxiliare, | 60 | cerere oferta | S | 1 | 0 | 1 | 0.28 | KG | 96X60X111 | 4015080125921 |  | 296 | ICD | 1
19711 | MCS4 | 19711 | Presostate cu contacte auxiliare, | 60 | cerere oferta | S | 1 | 0 | 1 | 0.383 | KG | 96X60X111 | 4015080197119 |  | 296 | ICD | 1
24457 | MCS4FORMCDN | 24457 | Presostate cu contacte auxiliare, | 60 | cerere oferta | S | 1 | 0 | 1 | 0.383 | KG | 96X60X111 | 4015080244578 |  | 296 | ICD | 1
58693 | MCS4-G | 58693 | Presostate cu contacte auxiliare, | 60 | cerere oferta | S | 1 | 0 | 1 | 0.383 | KG | 96X60X111 | 4015080586937 |  | 296 | ICD | 1
87792 | MCS4-SOND910-G | 87792 | Presostate cu contacte auxiliare, | 60 | cerere oferta | S | 1 | 0 | 1 | 0.383 | KG | 111X96X66 | 4015080877929 |  | 296 | ICD | 1
26830 | MCS4SONDOD | 26830 | Presostate cu contacte auxiliare, | 60 | cerere oferta | S | 1 | 0 | 1 | 0.41 | KG | 96X60X111 | 4015080268307 |  | 296 | ICD | 1
88612 | MCS4-U | 88612 | Presostate cu contacte auxiliare, | 60 | cerere oferta | S | 1 | 0 | 1 | 0.38 | KG | 96X60X111 | 4015080886129 |  | 296 | ICD | 1
29203 | MCSN11 | 29203 | Presostate cu contacte auxiliare, 3-POLI | 60 | cerere oferta | S | 1 | 0 | 1 | 0.467 | KG | 96X60X111 | 4015080292036 |  | 296 | ICD | 1
36322 | MCSN11FORMCDN | 36322 | Presostate cu contacte auxiliare, 3-POLI | 60 | cerere oferta | S | 1 | 0 | 1 | 0.467 | KG | 96X60X111 | 4015080363224 |  | 296 | ICD | 1
33949 | MCSN11-V | 33949 | Presostate cu contacte auxiliare, 3-POLI | 60 | cerere oferta | S | 1 | 0 | 1 | 0.584 | KG | 96X60X111 | 4015080339496 |  | 296 | ICD | 1
38695 | MCSN16 | 38695 | Presostate cu contacte auxiliare, 3-POLI | 60 | cerere oferta | S | 1 | 0 | 1 | 0.467 | KG | 96X60X111 | 4015080386957 |  | 296 | ICD | 1
45814 | MCSN16FORMCDN | 45814 | Presostate cu contacte auxiliare, 3-POLI | 60 | cerere oferta | S | 1 | 0 | 1 | 0.467 | KG | 96X60X111 | 4015080458142 |  | 296 | ICD | 1
43441 | MCSN16-V | 43441 | Presostate cu contacte auxiliare, 3-POLI | 60 | cerere oferta | S | 1 | 0 | 1 | 0.584 | KG | 96X60X111 | 4015080434412 |  | 296 | ICD | 1
26904 | MCSN16-VG | 26904 | Presostate cu contacte auxiliare, 3-POLI | 60 | cerere oferta | S | 1 | 0 | 1 | 0.53 | KG | 96X60X111 | 4015080269045 |  | 296 | ICD | 1
48187 | MCSN22 | 48187 | Presostate cu contacte auxiliare, 3-POLI | 60 | cerere oferta | S | 1 | 0 | 1 | 0.467 | KG | 96X60X111 | 4015080481874 |  | 296 | ICD | 1
52933 | MCSN22-V | 52933 | Presostate cu contacte auxiliare, 3-POLI | 60 | cerere oferta | S | 1 | 0 | 1 | 0.584 | KG | 96X60X111 | 4015080529330 |  | 296 | ICD | 1
57679 | MCSN4 | 57679 | Presostate cu contacte auxiliare, 3-POLI | 60 | cerere oferta | S | 1 | 0 | 1 | 0.467 | KG | 96X60X111 | 4015080576792 |  | 296 | ICD | 1
64798 | MCSN4FORMCDN | 64798 | Presostate cu contacte auxiliare, 3-POLI | 60 | cerere oferta | S | 1 | 0 | 1 | 0.467 | KG | 96X60X111 | 4015080647980 |  | 296 | ICD | 1
62425 | MCSN4-V | 62425 | Presostate cu contacte auxiliare, 3-POLI | 60 | cerere oferta | S | 1 | 0 | 1 | 0.584 | KG | 96X60X111 | 4015080624257 |  | 296 | ICD | 1
26604 | MCSN4-VG | 26604 | Presostate cu contacte auxiliare, 3-POLI | 60 | cerere oferta | S | 1 | 0 | 1 | 0.53 | KG | 96X60X111 | 4015080266044 |  | 296 | ICD | 1
ROPRD000000006 | MDR-60-24 | ROPRD000000006 | MDR-60-24 | 10 | cerere oferta | N | 1 | 0 | 1 | 1 | KG | 0 001X0 001X0 001 | 9008790649318 |  | 202 | IAB | 1
139528 | MEMORY-CF-A1-S | 139528 | CF-Karte ohne OS, min. 128MB . | 2 | cerere oferta | N | 1 | 0 | 1 | 0.008 | KG | 42 8X36 4X3 3 | 7640130092396 |  | 201 | IAB | 1
215451 | MFD25 | 215451 | Multiple gasket for metric gland | 94 | cerere oferta | N | 50 | 0 | 1 | 0.002 | KG | 20X20X10 | 4015082154516 |  | 279 | PDC | 1
215452 | MFD32 | 215452 | Multiple gasket for metric gland | 94 | cerere oferta | N | 25 | 0 | 1 | 0.004 | KG | 20X20X15 | 4015082154523 |  | 279 | PDC | 1
265250 | MFD-80 | 265250 | Display multifunctional fara butoane | 63 | cerere oferta | N | 1 | 5 | 1 | 0.116 | KG | 42X87X87 | 4015082652500 |  | 204 | IAB | 1
266041 | MFD-800-CAB5 | 266041 | Cablu serial 5m, pentru afisare la dista | 63 | cerere oferta | N | 1 | 0.3 | 1 | 0.087 | KG | 5000X4X4 | 4015082660413 |  | 204 | IAB | 1
265251 | MFD-80-B | 265251 | Display multifunctional cu butoane | 63 | cerere oferta | N | 1 | 5 | 1 | 0.128 | KG | 42X87X87 | 4015082652517 |  | 204 | IAB | 1
284905 | MFD-80-B-X | 284905 | Display multifunctional cu butoane, fara | 63 | cerere oferta | N | 1 | 5 | 1 | 0.128 | KG | 42X87X87 | 4015082849054 |  | 204 | IAB | 1
284904 | MFD-80-X | 284904 | Display multifunctional fara butoane, fa | 63 | cerere oferta | N | 1 | 5 | 1 | 0.116 | KG | 42X87X87 | 4015082849047 |  | 204 | IAB | 1
286822 | MFD-AC-CP4 | 286822 | Unitate centrala afisare la distanta, 23 | 63 | cerere oferta | N | 1 | 4.3 | 1 | 0.076 | KG | 36X75X58 | 4015082868222 |  | 204 | IAB | 1
286823 | MFD-AC-CP4-500 | 286823 | Unitate centrala afisare la distanta, 23 | 63 | cerere oferta | N | 1 | 4.3 | 1 | 0.198 | KG | 36X75X58 | 4015082868239 |  | 204 | IAB | 1
286824 | MFD-AC-CP4-800 | 286824 | Unitate centrala afisare la distanta, 23 | 63 | cerere oferta | N | 1 | 4.3 | 1 | 0.198 | KG | 36X75X58 | 4015082868246 |  | 204 | IAB | 1
274091 | MFD-AC-CP8-ME | 274091 | Unitate centrala MFD, fara retea EasyNet | 63 | cerere oferta | N | 1 | 6 | 1 | 0.154 | KG | 30X107X90 | 4015082740917 |  | 204 | IAB | 1
274092 | MFD-AC-CP8-NT | 274092 | Unitate centrala MFD, cu retea EasyNet, | 63 | cerere oferta | N | 1 | 6 | 1 | 0.163 | KG | 30X107X90 | 4015082740924 |  | 204 | IAB | 1
274093 | MFD-AC-R16 | 274093 | Modul IN/OUT 230VAC, releu, pentru MFD | 63 | cerere oferta | N | 1 | 5.1 | 1 | 0.153 | KG | 44X88X90 | 4015082740931 |  | 204 | IAB | 1
265260 | MFD-COMBINATION-* | 265260 | Personalizare display | 63 | cerere oferta | N | 1 | 5 | 1 | 0.125 | KG | 86X86X43 | 1003782 |  | 204 | IAB | 1
133801 | MFD-CP10-ME | 133801 | MFD-CPU, DC, without easyNET | 63 | cerere oferta | N | 1 | 6 | 1 | 0.145 | KG | 30X107X90 | 4015081306718 |  | 204 | IAB | 1
133800 | MFD-CP10-NT | 133800 | MFD-CPU, DC, with easyNET | 63 | cerere oferta | N | 1 | 6 | 1 | 0.149 | KG | 30X107X90 | 4015081306701 |  | 204 | IAB | 1
280888 | MFD-CP4 | 280888 | Unitate centrala afisare la distanta, 24 | 63 | cerere oferta | N | 1 | 4.3 | 1 | 0.068 | KG | 36X75X58 | 4015082808884 |  | 204 | IAB | 1
274094 | MFD-CP4-500 | 274094 | Unitate centrala afisare la distanta, 24 | 63 | cerere oferta | N | 1 | 4.3 | 1 | 0.19 | KG | 36X75X58 | 4015082740948 |  | 204 | IAB | 1
280886 | MFD-CP4-500-CAB5 | 280886 | Modul comunicatie / Sursa tensiune displ | 62 | cerere oferta | N | 1 | 0.3 | 1 | 0.122 | KG | 5000X4X4 | 4015082808860 |  | 204 | IAB | 1
274095 | MFD-CP4-800 | 274095 | Unitate centrala afisare la distanta, 24 | 63 | cerere oferta | N | 1 | 4.3 | 1 | 0.19 | KG | 36X75X58 | 4015082740955 |  | 204 | IAB | 1
280887 | MFD-CP4-800-CAB5 | 280887 | Modul comunicatie/sursa de tensiune | 63 | cerere oferta | N | 1 | 0.3 | 1 | 0.122 | KG | 5000X4X4 | 4015082808877 |  | 204 | IAB | 1
115736 | MFD-CP4-CO | 115736 | CANopen interface MFD80 | 63 | cerere oferta | N | 1 | 4.3 | 1 | 0.068 | KG | 36X75X58 | 4015081154777 |  | 204 | IAB | 1
267164 | MFD-CP8-ME | 267164 | Unitate centrala MFD, fara retea EasyNet | 63 | cerere oferta | N | 1 | 6 | 1 | 0.144 | KG | 30X107X90 | 4015082671648 |  | 204 | IAB | 1
265253 | MFD-CP8-NT | 265253 | Unitate centrala MFD, cu retea EasyNet, | 63 | cerere oferta | N | 1 | 6 | 1 | 0.154 | KG | 30X107X90 | 4015082652531 |  | 204 | IAB | 1
265254 | MFD-R16 | 265254 | Extensie I/O, releu, 24VDC, fara analogi | 63 | cerere oferta | N | 1 | 5.1 | 1 | 0.15 | KG | 44X88X90 | 4015082652548 |  | 204 | IAB | 1
265364 | MFD-RA17 | 265364 | Extensie I/O, releu, 24VDC, cu analogice | 63 | cerere oferta | N | 1 | 5.1 | 1 | 0.153 | KG | 44X88X90 | 4015082653644 |  | 204 | IAB | 1
265255 | MFD-T16 | 265255 | Extensie I/O, tranzistor, 24VDC, fara an | 63 | cerere oferta | N | 1 | 5.1 | 1 | 0.114 | KG | 44X88X90 | 4015082652555 |  | 204 | IAB | 1
265256 | MFD-TA17 | 265256 | Extensie I/O, tranzistor, 24VDC, cu anal | 63 | cerere oferta | N | 1 | 5.1 | 1 | 0.115 | KG | 44X88X90 | 4015082652562 |  | 204 | IAB | 1
106047 | MFD-TAP13-NI-A | 106047 | Extensie termorezistente TAP13-Ni-A pent | 63 | cerere oferta | N | 1 | 5.1 | 1 | 0.12 | KG | 44X88X90 | 4015081058150 |  | 204 | IAB | 1
106045 | MFD-TAP13-PT-A | 106045 | Extensie termorezistente TAP13-Pt-A pent | 63 | cerere oferta | N | 1 | 5.1 | 1 | 0.12 | KG | 44X88X90 | 4015081058136 |  | 204 | IAB | 1
106046 | MFD-TAP13-PT-B | 106046 | Extensie termorezistente TAP13-Pt-B pent | 63 | cerere oferta | N | 1 | 5.1 | 1 | 0.12 | KG | 44X88X90 | 4015081058143 |  | 204 | IAB | 1
106042 | MFD-TP12-PT-A | 106042 | Extensie termorezistente TAP12-Pt-A pent | 63 | cerere oferta | N | 1 | 5.1 | 1 | 0.118 | KG | 44X88X90 | 4015081058105 |  | 204 | IAB | 1
106043 | MFD-TP12-PT-B | 106043 | Extensie termorezistente TAP12-Pt-B pent | 63 | cerere oferta | N | 1 | 5.1 | 1 | 0.117 | KG | 44X88X90 | 4015081058112 |  | 204 | IAB | 1
274090 | MFD-TS-144 | 274090 | Sina montaj extensie laterala MFD | 63 | cerere oferta | N | 1 | 8 | 1 | 0.038 | KG | 7X144X35 | 4015082740900 |  | 204 | IAB | 1
265258 | MFD-XM-80 | 265258 | Membrana de protectie transparenta pentr | 63 | cerere oferta | N | 1 | 5 | 1 | 0.026 | KG | 25X89X89 | 4015082652586 |  | 204 | IAB | 1
265259 | MFD-XS-80 | 265259 | Capac de protectie sigilabil pentru MFD- | 63 | cerere oferta | N | 1 | 5 | 1 | 0.041 | KG | 25X86X95 | 4015082652593 |  | 204 | IAB | 1
215453 | MFV25-6 | 215453 | Multiple gasket for metric gland | 94 | cerere oferta | N | 50 | 0 | 1 | 0.003 | KG | 5X5X10 | 4015082154530 |  | 279 | PDC | 1
215454 | MFV32-7 | 215454 | Stoppers for multiple gasket | 94 | cerere oferta | N | 50 | 0 | 1 | 0.001 | KG | 5X5X10 | 4015082154547 |  | 279 | PDC | 1
178917 | MIP3-KLV | 178917 | MIP3-KLV | 84 | cerere oferta | S | 1 | 0 | 1 | 0.63 | KG | 0 001X0 001X0 001 | 4015081742349 |  | 272 | PDC | 1
178918 | MIP4-KLV | 178918 | MIP4-KLV | 84 | cerere oferta | S | 1 | 0 | 1 | 0.88 | KG | 0 001X0 001X0 001 | 4015081742356 |  | 272 | PDC | 1
ROALF000000080 | MKK 440-D-28.1-01 | ROALF000000080 | MKK 440-D-28.1-01 | 70 | cerere oferta | N | 1 | 0 | 1 | 1 | KG | 0 001X0 001X0 001 | 9008790768514 |  | 393 | ICD | 1
ROALF000000083 | MKK440-D-12.5-02 | ROALF000000083 | MKK440-D-12.5-02 | 70 | cerere oferta | N | 1 |  | 1 | 1 | KG |  | 9008790787928 |  | 393 | IAB | 1
ROALF000000086 | MKK440-D-30-02 | ROALF000000086 | MKK440-D-30-02 | 70 | cerere oferta | N | 1 |  | 1 | 3.35 | KG |  | 9008790787959 |  | 393 | IAB | 1
ROEP0000000014 | MKP480-D-6.3 | ROEP0000000014 | MKP480-D-6.3 | 70 | cerere oferta | N | 1 | 0 | 1 | 1 | KG | 0 001X0 001X0 001 | 9008790721854 |  | 393 | ICD | 1
ROSE3 | MKPG12T | ROSE3 | Regulator factor de putere 12 iesiri rel | 735 | cerere oferta | N | 1 | 0 | 1 | 1 | KG | 0 001X0 001X0 001 | 9008790082856 |  | 393 | ICD | 1
ROSE4 | MKPG6T | ROSE4 | Regulator factor de putere 6 iesiri rele | 735 | cerere oferta | N | 1 | 0 | 1 | 2 | KG | 0 001X0 001X0 001 | 9008790082849 |  | 393 | ICD | 1
41069 | ML4 | 41069 | ACC.INS.ENCLOSURE CI3-CI49 | 94 | cerere oferta | N | 10 | 0 | 1 | 0.511 | KG | 10X375X55 | 4015080410690 |  | 277 | PDC | 1
71913 | M-MCS | 71913 | Accesoriu MCS(N) | 60 | cerere oferta | S | 1 | 0 | 1 | 0.075 | KG | 60X97X123 | 4015080719137 |  | 296 | ICD | 1
74286 | M-MCSN | 74286 | Accesoriu MCS(N) | 60 | cerere oferta | S | 1 | 0 | 1 | 0.085 | KG | 60X97X123 | 4015080742869 |  | 296 | ICD | 1
1314337 | MPDMV160N | 1314337 | Multipole Mechanism DMV160N | 73 | cerere oferta | N | 1 | 0 | 1 | 0.94 | KG | 276X86X50 | 8711426743014 |  | 761 | ICD | 1
1314039 | MPDMV250N/400N | 1314039 | Multipole Mechanism DMVS160N/400N | 73 | cerere oferta | N | 1 | 0 | 1 | 1.8 | KG | 374X54X99 | 8711426780637 |  | 761 | ICD | 1
1314040 | MPDMV630N/1000N | 1314040 | Multipole Mechanism DMV630N/1000N | 73 | cerere oferta | N | 1 | 0 | 1 | 2.4 | KG | 400X150X150 | 8711426705739 |  | 761 | ICD | 1
138696 | MPP-6060-CS | 138696 | Mounting plate,holed, for cage nuts | 100 | cerere oferta | N | 1 | 0 | 1 | 15 | KG | 2X600X600 | 4015081354764 |  | 278 | PDC | 1
CN108400 | MPS-100 | CN108400 | MANUAL PULL STATION,SPST,SINGLE ACTION,KEY RESET | 732 | cerere oferta | N | 1 | 0 | 1 | 0.1 | KG | NA | NA |  | Wheelock , UL Range | Fulleon | 1
CN108403 | MPS-400X | CN108403 | MANUAL PULL STATION,EXPLOSION PROOF KEY RESET | 732 | cerere oferta | N | 1 | 0 | 1 | 0.1 | KG | NA | NA |  | Wheelock , UL Range | Fulleon | 1
CN108404 | MPS-ISB | CN108404 | MANUAL PULL STATION SURFACE BACKBOX,INDOOR | 732 | cerere oferta | N | 1 | 0 | 1 | 0.1 | KG | NA | NA |  | Wheelock , UL Range | Fulleon | 1
CN108406 | MPS-RODS BREAKRODS | CN108406 | MANUAL PULL STATION REPLACE. BREAKRODS(12),ACRYLIC | 732 | cerere oferta | N | 1 | 0 | 1 | 0.1 | KG | NA | NA |  | Wheelock , UL Range | Fulleon | 1
CN108405 | MPS-WP | CN108405 | MANUAL PULL STATION BACKBOX W/GASKET,WEATHERPROOF | 732 | cerere oferta | N | 1 | 0 | 1 | 0.1 | KG | NA | NA |  | Wheelock , UL Range | Fulleon | 1
120677 | mRB4-20/3N/C/003-A | 120677 | RCBO Combined RCD/MCB Device | 79 | cerere oferta | N | 1 | 4 | 30 | 0.445 | KG | 86X70X75 | 4015081185078 |  | 658 | PDC | 1
120679 | mRB4-20/3N/C/01-A | 120679 | RCBO Combined RCD/MCB Device | 79 | cerere oferta | N | 1 | 4 | 30 | 0.446 | KG | 86X70X75 | 4015081185092 |  | 658 | PDC | 1
120681 | mRB4-20/3N/C/03-A | 120681 | RCBO Combined RCD/MCB Device | 79 | cerere oferta | N | 1 | 4 | 30 | 0.461 | KG | 86X70X75 | 4015081185115 |  | 658 | PDC | 1
120683 | mRB4-20/3N/D/003-A | 120683 | RCBO Combined RCD/MCB Device | 79 | cerere oferta | N | 1 | 4 | 30 | 0.445 | KG | 86X70X75 | 4015081185139 |  | 658 | PDC | 1
120684 | mRB4-20/3N/D/01-A | 120684 | RCBO Combined RCD/MCB Device | 79 | cerere oferta | N | 1 | 4 | 30 | 0.446 | KG | 86X70X75 | 4015081185146 |  | 658 | PDC | 1
120678 | mRB4-25/3N/C/003-A | 120678 | RCBO Combined RCD/MCB Device | 79 | cerere oferta | N | 1 | 4 | 30 | 0.445 | KG | 86X70X75 | 4015081185085 |  | 658 | PDC | 1
120680 | mRB4-25/3N/C/01-A | 120680 | RCBO Combined RCD/MCB Device | 79 | cerere oferta | N | 1 | 4 | 30 | 0.446 | KG | 86X70X75 | 4015081185108 |  | 658 | PDC | 1
120682 | mRB4-25/3N/C/03-A | 120682 | RCBO Combined RCD/MCB Device | 79 | cerere oferta | N | 1 | 4 | 30 | 0.461 | KG | 86X70X75 | 4015081185122 |  | 658 | PDC | 1
167508 | mRB4-32/3N/C/003-A | 167508 | RCBO Comb.RCD/MCB Dev. | 79 | cerere oferta | N | 1 | 4 | 30 | 0.48 | KG | 86X70X75 | 4015081640096 |  | 658 | PDC | 1
167509 | mRB4-32/3N/C/01-A | 167509 | RCBO Comb.RCD/MCB Dev. | 79 | cerere oferta | N | 1 | 4 | 30 | 0.48 | KG | 86X70X75 | 4015081640102 |  | 658 | PDC | 1
167510 | mRB4-32/3N/C/03-A | 167510 | RCBO Comb.RCD/MCB Dev. | 79 | cerere oferta | N | 1 | 4 | 30 | 0.48 | KG | 86X70X75 | 4015081640119 |  | 658 | PDC | 1
120659 | mRB6-13/3N/C/003-A | 120659 | RCBO Combined RCD/MCB Device | 79 | cerere oferta | N | 1 | 4 | 30 | 0.445 | KG | 86X70X75 | 4015081184897 |  | 658 | PDC | 1
120652 | mRB6-16/3N/B/003-A | 120652 | RCBO Combined RCD/MCB Device | 79 | cerere oferta | N | 1 | 4 | 30 | 0.445 | KG | 86X70X75 | 4015081184828 |  | 658 | PDC | 1
120660 | mRB6-16/3N/C/003-A | 120660 | RCBO Combined RCD/MCB Device | 79 | cerere oferta | N | 1 | 4 | 30 | 0.445 | KG | 86X70X75 | 4015081184903 |  | 658 | PDC | 1
275423 | MS-61005 | 275423 | Xboard ProfiPlus MS-61005 | 85 | cerere oferta | N | 1 | 1 | 1 | 0.08 | KG | 0 001X0 001X0 001 | 4015082754235 |  | 273 | PDC | 1
281925 | MSC-D-0,25-M7(230V50HZ) | 281925 | Ansamblu demaror (contactor+protectie mo | 33 | cerere oferta | N | 1 | 2.5 | 1 | 0.546 | KG | 180 2X45X95 | 4015082819255 |  | 701 | ICD | 1
283154 | MSC-D-0,25-M7(24VDC) | 283154 | Ansamblu demaror (contactor+protectie mo | 33 | cerere oferta | N | 1 | 2.5 | 1 | 0.602 | KG | 180 2X45X95 | 4015082831547 |  | 701 | ICD | 1
281926 | MSC-D-0,4-M7(230V50HZ) | 281926 | Ansamblu demaror (contactor+protectie mo | 33 | cerere oferta | N | 1 | 2.5 | 1 | 0.546 | KG | 180 2X45X95 | 4015082819262 |  | 701 | ICD | 1
283155 | MSC-D-0,4-M7(24VDC) | 283155 | Ansamblu demaror (contactor+protectie mo | 33 | cerere oferta | N | 1 | 2.5 | 1 | 0.602 | KG | 180 2X45X95 | 4015082831554 |  | 701 | ICD | 1
281927 | MSC-D-0,63-M7(230V50HZ) | 281927 | Ansamblu demaror (contactor+protectie mo | 33 | cerere oferta | N | 1 | 2.5 | 1 | 0.545 | KG | 180 2X45X95 | 4015082819279 |  | 701 | ICD | 1
283156 | MSC-D-0,63-M7(24VDC) | 283156 | Ansamblu demaror (contactor+protectie mo | 33 | cerere oferta | N | 1 | 2.5 | 1 | 0.602 | KG | 180 2X45X95 | 4015082831561 |  | 701 | ICD | 1
283140 | MSC-D-1,6-M7(230V50HZ) | 283140 | Ansamblu demaror (contactor+protectie mo | 33 | cerere oferta | N | 1 | 2.5 | 1 | 0.58 | KG | 180 2X45X95 | 4015082831400 |  | 701 | ICD | 1
283159 | MSC-D-1,6-M7(24VDC) | 283159 | Ansamblu demaror (contactor+protectie mo | 33 | cerere oferta | N | 1 | 2.5 | 1 | 0.638 | KG | 180 2X45X95 | 4015082831592 |  | 701 | ICD | 1
101045 | MSC-D-10-M17(230V50HZ) | 101045 | Ansamblu demaror (contactor+protectie mo | 33 | cerere oferta | N | 1 | 2.5 | 1 | 0.87 | KG | 228X45X123 4 | 4015081009404 |  | 701 | ICD | 1
101047 | MSC-D-10-M17(24VDC) | 101047 | Ansamblu demaror (contactor+protectie mo | 33 | cerere oferta | N | 1 | 2.5 | 1 | 0.975 | KG | 228X45X123 4 | 4015081009428 |  | 701 | ICD | 1
283146 | MSC-D-10-M7(230V50HZ) | 283146 | Ansamblu demaror (contactor+protectie mo | 33 | cerere oferta | N | 1 | 2.5 | 1 | 0.58 | KG | 180 2X45X95 | 4015082831462 |  | 701 | ICD | 1
283165 | MSC-D-10-M7(24VDC) | 283165 | Ansamblu demaror (contactor+protectie mo | 33 | cerere oferta | N | 1 | 2.5 | 1 | 0.645 | KG | 180 2X45X95 | 4015082831653 |  | 701 | ICD | 1
283147 | MSC-D-10-M9(230V50HZ) | 283147 | Ansamblu demaror (contactor+protectie mo | 33 | cerere oferta | N | 1 | 2.5 | 1 | 0.58 | KG | 180 2X45X95 | 4015082831479 |  | 701 | ICD | 1
283166 | MSC-D-10-M9(24VDC) | 283166 | Ansamblu demaror (contactor+protectie mo | 33 | cerere oferta | N | 1 | 2.5 | 1 | 0.645 | KG | 180 2X45X95 | 4015082831660 |  | 701 | ICD | 1
283148 | MSC-D-12-M12(230V50HZ) | 283148 | Ansamblu demaror (contactor+protectie mo | 33 | cerere oferta | N | 1 | 2.5 | 1 | 0.589 | KG | 180 2X45X95 | 4015082831486 |  | 701 | ICD | 1
283167 | MSC-D-12-M12(24VDC) | 283167 | Ansamblu demaror (contactor+protectie mo | 33 | cerere oferta | N | 1 | 2.5 | 1 | 0.645 | KG | 180 2X45X95 | 4015082831677 |  | 701 | ICD | 1
101046 | MSC-D-12-M17(230V50HZ) | 101046 | Ansamblu demaror (contactor+protectie mo | 33 | cerere oferta | N | 1 | 2.5 | 1 | 0.87 | KG | 228X45X123 4 | 4015081009411 |  | 701 | ICD | 1
101048 | MSC-D-12-M17(24VDC) | 101048 | Ansamblu demaror (contactor+protectie mo | 33 | cerere oferta | N | 1 | 2.5 | 1 | 0.975 | KG | 228X45X123 4 | 4015081009435 |  | 701 | ICD | 1
100414 | MSC-D-16-M15(230V50HZ) | 100414 | Ansamblu demaror (contactor+protectie mo | 33 | cerere oferta | N | 1 | 2.5 | 1 | 0.589 | KG | 180 2X45X95 | 4015081003914 |  | 701 | ICD | 1
100415 | MSC-D-16-M15(24VDC) | 100415 | Ansamblu demaror (contactor+protectie mo | 33 | cerere oferta | N | 1 | 2.5 | 1 | 0.645 | KG | 180 2X45X95 | 4015081003921 |  | 701 | ICD | 1
283150 | MSC-D-16-M17(230V50HZ) | 283150 | Ansamblu demaror (contactor+protectie mo | 33 | cerere oferta | N | 1 | 2.5 | 1 | 0.87 | KG | 228X45X123 4 | 4015082831509 |  | 701 | ICD | 1
283168 | MSC-D-16-M17(24VDC) | 283168 | Ansamblu demaror (contactor+protectie mo | 33 | cerere oferta | N | 1 | 2.5 | 1 | 0.975 | KG | 228X45X123 4 | 4015082831684 |  | 701 | ICD | 1
281929 | MSC-D-1-M7(230V50HZ) | 281929 | Ansamblu demaror (contactor+protectie mo | 33 | cerere oferta | N | 1 | 2.5 | 1 | 0.545 | KG | 180 2X45X95 | 4015082819293 |  | 701 | ICD | 1
283158 | MSC-D-1-M7(24VDC) | 283158 | Ansamblu demaror (contactor+protectie mo | 33 | cerere oferta | N | 1 | 2.5 | 1 | 0.602 | KG | 180 2X45X95 | 4015082831585 |  | 701 | ICD | 1
283142 | MSC-D-2,5-M7(230V50HZ) | 283142 | Ansamblu demaror (contactor+protectie mo | 33 | cerere oferta | N | 1 | 2.5 | 1 | 0.584 | KG | 180 2X45X95 | 4015082831424 |  | 701 | ICD | 1
283161 | MSC-D-2,5-M7(24VDC) | 283161 | Ansamblu demaror (contactor+protectie mo | 33 | cerere oferta | N | 1 | 2.5 | 1 | 0.645 | KG | 180 2X45X95 | 4015082831615 |  | 701 | ICD | 1
283151 | MSC-D-25-M25(230V50HZ) | 283151 | Ansamblu demaror (contactor+protectie mo | 33 | cerere oferta | N | 1 | 2.5 | 1 | 0.87 | KG | 228X45X123 4 | 4015082831516 |  | 701 | ICD | 1
283169 | MSC-D-25-M25(24VDC) | 283169 | Ansamblu demaror (contactor+protectie mo | 33 | cerere oferta | N | 1 | 2.5 | 1 | 0.975 | KG | 228X45X123 4 | 4015082831691 |  | 701 | ICD | 1
283152 | MSC-D-32-M32(230V50HZ) | 283152 | Ansamblu demaror (contactor+protectie mo | 33 | cerere oferta | N | 1 | 2.5 | 1 | 0.87 | KG | 228X45X123 4 | 4015082831523 |  | 701 | ICD | 1
283170 | MSC-D-32-M32(24VDC) | 283170 | Ansamblu demaror (contactor+protectie mo | 33 | cerere oferta | N | 1 | 2.5 | 1 | 0.975 | KG | 228X45X123 4 | 4015082831707 |  | 701 | ICD | 1
283143 | MSC-D-4-M7(230V50HZ) | 283143 | Ansamblu demaror (contactor+protectie mo | 33 | cerere oferta | N | 1 | 2.5 | 1 | 0.583 | KG | 180 2X45X95 | 4015082831431 |  | 701 | ICD | 1
283162 | MSC-D-4-M7(24VDC) | 283162 | Ansamblu demaror (contactor+protectie mo | 33 | cerere oferta | N | 1 | 2.5 | 1 | 0.645 | KG | 180 2X45X95 | 4015082831622 |  | 701 | ICD | 1
283145 | MSC-D-6,3-M7(230V50HZ) | 283145 | Ansamblu demaror (contactor+protectie mo | 33 | cerere oferta | N | 1 | 2.5 | 1 | 0.588 | KG | 180 2X45X95 | 4015082831455 |  | 701 | ICD | 1
283164 | MSC-D-6,3-M7(24VDC) | 283164 | Ansamblu demaror (contactor+protectie mo | 33 | cerere oferta | N | 1 | 2.5 | 1 | 0.645 | KG | 180 2X45X95 | 4015082831646 |  | 701 | ICD | 1
121735 | MSC-DE-1,2-M7(230V50HZ) | 121735 | Motor starter PKE 0.3-1.2A Stand.+ DILM7 | 33 | cerere oferta | N | 1 | 2.5 | 1 | 0.724 | KG | 189X45X102 5 | 4015081195459 |  | 718 | ICD | 1
121741 | MSC-DE-12-M9(230V50HZ) | 121741 | Motor starter PKE 3-12A Stand.+ DILM9 | 33 | cerere oferta | N | 1 | 2.5 | 1 | 0.724 | KG | 189X45X102 5 | 4015081195510 |  | 718 | ICD | 1
121747 | MSC-DE-32-M17(230V50HZ) | 121747 | Motor starter PKE 8-32A + Stand.+ DILM17 | 33 | cerere oferta | N | 1 | 2.5 | 1 | 1.025 | KG | 242X45X128 | 4015081195572 |  | 718 | ICD | 1
121737 | MSC-DE-4-M7(230V50HZ) | 121737 | Motor starter PKE 1-4A Stand.+ DILM7 | 33 | cerere oferta | N | 1 | 2.5 | 1 | 0.724 | KG | 189X45X102 5 | 4015081195473 |  | 718 | ICD | 1
283171 | MSC-R-0,25-M7(230V50HZ) | 283171 | Ansamblu demaror inversor (2 contactori+ | 33 | cerere oferta | N | 1 | 5 | 1 | 0.89 | KG | 185X90X95 | 4015082831714 |  | 701 | ICD | 1
283190 | MSC-R-0,25-M7(24VDC) | 283190 | Ansamblu demaror inversor (2 contactori+ | 33 | cerere oferta | N | 1 | 5 | 1 | 1 | KG | 185X90X95 | 4015082831905 |  | 701 | ICD | 1
283172 | MSC-R-0,4-M7(230V50HZ) | 283172 | Ansamblu demaror inversor (2 contactori+ | 33 | cerere oferta | N | 1 | 5 | 1 | 0.89 | KG | 185X90X95 | 4015082831721 |  | 701 | ICD | 1
283191 | MSC-R-0,4-M7(24VDC) | 283191 | Ansamblu demaror inversor (2 contactori+ | 33 | cerere oferta | N | 1 | 5 | 1 | 1 | KG | 185X90X95 | 4015082831912 |  | 701 | ICD | 1
283173 | MSC-R-0,63-M7(230V50HZ) | 283173 | Ansamblu demaror inversor (2 contactori+ | 33 | cerere oferta | N | 1 | 5 | 1 | 0.89 | KG | 185X90X95 | 4015082831738 |  | 701 | ICD | 1
283192 | MSC-R-0,63-M7(24VDC) | 283192 | Ansamblu demaror inversor (2 contactori+ | 33 | cerere oferta | N | 1 | 5 | 1 | 1 | KG | 185X90X95 | 4015082831929 |  | 701 | ICD | 1
283176 | MSC-R-1,6-M7(230V50HZ) | 283176 | Ansamblu demaror inversor (2 contactori+ | 33 | cerere oferta | N | 1 | 5 | 1 | 0.93 | KG | 185X90X95 | 4015082831769 |  | 701 | ICD | 1
283195 | MSC-R-1,6-M7(24VDC) | 283195 | Ansamblu demaror inversor (2 contactori+ | 33 | cerere oferta | N | 1 | 5 | 1 | 1.04 | KG | 185X90X95 | 4015082831950 |  | 701 | ICD | 1
101049 | MSC-R-10-M17(230V50HZ) | 101049 | Ansamblu demaror inversor (2 contactori+ | 33 | cerere oferta | N | 1 | 5 | 1 | 1.46 | KG | 228X90X123 4 | 4015081009442 |  | 701 | ICD | 1
101051 | MSC-R-10-M17(24VDC) | 101051 | Ansamblu demaror inversor (2 contactori+ | 33 | cerere oferta | N | 1 | 5 | 1 | 1.66 | KG | 228X90X123 4 | 4015081009466 |  | 701 | ICD | 1
283182 | MSC-R-10-M7(230V50HZ) | 283182 | Ansamblu demaror inversor (2 contactori+ | 33 | cerere oferta | N | 1 | 5 | 1 | 0.93 | KG | 185X90X95 | 4015082831820 |  | 701 | ICD | 1
283201 | MSC-R-10-M7(24VDC) | 283201 | Ansamblu demaror inversor (2 contactori+ | 33 | cerere oferta | N | 1 | 5 | 1 | 1.04 | KG | 185X90X95 | 4015082832018 |  | 701 | ICD | 1
283183 | MSC-R-10-M9(230V50HZ) | 283183 | Ansamblu demaror inversor (2 contactori+ | 33 | cerere oferta | N | 1 | 5 | 1 | 0.93 | KG | 185X90X95 | 4015082831837 |  | 701 | ICD | 1
283202 | MSC-R-10-M9(24VDC) | 283202 | Ansamblu demaror inversor (2 contactori+ | 33 | cerere oferta | N | 1 | 5 | 1 | 1.04 | KG | 185X90X95 | 4015082832025 |  | 701 | ICD | 1
283184 | MSC-R-12-M12(230V50HZ) | 283184 | Ansamblu demaror inversor (2 contactori+ | 33 | cerere oferta | N | 1 | 5 | 1 | 0.93 | KG | 185X90X95 | 4015082831844 |  | 701 | ICD | 1
283203 | MSC-R-12-M12(24VDC) | 283203 | Ansamblu demaror inversor (2 contactori+ | 33 | cerere oferta | N | 1 | 5 | 1 | 1.04 | KG | 185X90X95 | 4015082832032 |  | 701 | ICD | 1
101050 | MSC-R-12-M17(230V50HZ) | 101050 | Ansamblu demaror inversor (2 contactori+ | 33 | cerere oferta | N | 1 | 5 | 1 | 1.46 | KG | 228X90X123 4 | 4015081009459 |  | 701 | ICD | 1
101052 | MSC-R-12-M17(24VDC) | 101052 | Ansamblu demaror inversor (2 contactori+ | 33 | cerere oferta | N | 1 | 5 | 1 | 1.66 | KG | 228X90X123 4 | 4015081009473 |  | 701 | ICD | 1
283186 | MSC-R-16-M17(230V50HZ) | 283186 | Ansamblu demaror inversor (2 contactori+ | 33 | cerere oferta | N | 1 | 5 | 1 | 1.46 | KG | 228X90X123 4 | 4015082831868 |  | 701 | ICD | 1
283204 | MSC-R-16-M17(24VDC) | 283204 | Ansamblu demaror inversor (2 contactori+ | 33 | cerere oferta | N | 1 | 5 | 1 | 1.66 | KG | 228X90X123 4 | 4015082832049 |  | 701 | ICD | 1
283175 | MSC-R-1-M7(230V50HZ) | 283175 | Ansamblu demaror inversor (2 contactori+ | 33 | cerere oferta | N | 1 | 5 | 1 | 0.89 | KG | 185X90X95 | 4015082831752 |  | 701 | ICD | 1
283194 | MSC-R-1-M7(24VDC) | 283194 | Ansamblu demaror inversor (2 contactori+ | 33 | cerere oferta | N | 1 | 5 | 1 | 1 | KG | 185X90X95 | 4015082831943 |  | 701 | ICD | 1
283178 | MSC-R-2,5-M7(230V50HZ) | 283178 | Ansamblu demaror inversor (2 contactori+ | 33 | cerere oferta | N | 1 | 5 | 1 | 0.93 | KG | 185X90X95 | 4015082831783 |  | 701 | ICD | 1
283197 | MSC-R-2,5-M7(24VDC) | 283197 | Ansamblu demaror inversor (2 contactori+ | 33 | cerere oferta | N | 1 | 5 | 1 | 1.04 | KG | 185X90X95 | 4015082831974 |  | 701 | ICD | 1
283187 | MSC-R-25-M25(230V50HZ) | 283187 | Ansamblu demaror inversor (2 contactori+ | 33 | cerere oferta | N | 1 | 5 | 1 | 1.46 | KG | 228X90X123 4 | 4015082831875 |  | 701 | ICD | 1
283205 | MSC-R-25-M25(24VDC) | 283205 | Ansamblu demaror inversor (2 contactori+ | 33 | cerere oferta | N | 1 | 5 | 1 | 1.66 | KG | 228X90X123 4 | 4015082832056 |  | 701 | ICD | 1
283188 | MSC-R-32-M32(230V50HZ) | 283188 | Ansamblu demaror inversor (2 contactori+ | 33 | cerere oferta | N | 1 | 5 | 1 | 1.46 | KG | 228X90X123 4 | 4015082831882 |  | 701 | ICD | 1
283206 | MSC-R-32-M32(24VDC) | 283206 | Ansamblu demaror inversor (2 contactori+ | 33 | cerere oferta | N | 1 | 5 | 1 | 1.66 | KG | 228X90X123 4 | 4015082832063 |  | 701 | ICD | 1
283179 | MSC-R-4-M7(230V50HZ) | 283179 | Ansamblu demaror inversor (2 contactori+ | 33 | cerere oferta | N | 1 | 5 | 1 | 0.93 | KG | 185X90X95 | 4015082831790 |  | 701 | ICD | 1
283198 | MSC-R-4-M7(24VDC) | 283198 | Ansamblu demaror inversor (2 contactori+ | 33 | cerere oferta | N | 1 | 5 | 1 | 1.04 | KG | 185X90X95 | 4015082831981 |  | 701 | ICD | 1
283181 | MSC-R-6,3-M7(230V50HZ) | 283181 | Ansamblu demaror inversor (2 contactori+ | 33 | cerere oferta | N | 1 | 5 | 1 | 0.93 | KG | 185X90X95 | 4015082831813 |  | 701 | ICD | 1
283200 | MSC-R-6,3-M7(24VDC) | 283200 | Ansamblu demaror inversor (2 contactori+ | 33 | cerere oferta | N | 1 | 5 | 1 | 1.04 | KG | 185X90X95 | 4015082832001 |  | 701 | ICD | 1
CN125023 | MT-12/24-R | CN125023 | 8 MULTITONE,FLUSH,WALL/CEIL,12/24 VDC,RD | 732 | cerere oferta | N | 1 | 0 | 1 | 0.1 | KG | NA | NA |  | Wheelock , UL Range | Fulleon | 1
CN128422 | MT-241575W-FR | CN128422 | 8 MULTITONE STRB,WALL,24VDC,15/75CD,RD | 732 | cerere oferta | N | 1 | 0 | 1 | 0.1 | KG | NA | NA |  | Wheelock , UL Range | Fulleon | 1
CN123305 | MT-24MCW-NW | CN123305 | 8 TONE STRB,WALL,24 VDC,15/30/75/110CD,NO LTR,WHT | 732 | cerere oferta | N | 1 | 0 | 1 | 0.1 | KG | NA | NA |  | Wheelock , UL Range | Fulleon | 1
267158 | MT-ADAP | 267158 | accesorii montaj tablou | 73 | cerere oferta | N | 1 | 0 | 1 | 0.4 | KG | 35X40X40 | 4015082671587 |  | 351 | ICD | 1
267161 | MT-KK | 267161 | accesorii montaj tablou | 73 | cerere oferta | N | 1 | 0 | 1 | 2.1 | KG | 35X40X40 | 4015082671617 |  | 351 | ICD | 1
MTL5525 | MTL5525 | MTL5525 | Isolating Interface & Housing to suit DB5 / DB7 / XB8 | 732 | cerere oferta | N | 1 | 0 | 1 | 0.1 | KG | NA | NA |  | Barriers & Isolators, MTL | Fulleon | 1
MTL5561 | MTL5561 | MTL5561 | Isolating Interface & Housing to suit BG3 Call Point (2 Channel) | 732 | cerere oferta | N | 1 | 0 | 1 | 0.1 | KG | NA | NA |  | Barriers & Isolators, MTL | Fulleon | 1
MTL7787+ | MTL7787+ | MTL7787+ | Shunt Diode Barrier & Housing to suit BG3I / DB5 / DB7 | 732 | cerere oferta | N | 1 | 0 | 1 | 0.1 | KG | NA | NA |  | Barriers & Isolators, MTL | Fulleon | 1
MTL7787P+ | MTL7787P+ | MTL7787P+ | Shunt Diode Barrier & Housing to suit XB8 | 732 | cerere oferta | N | 1 | 0 | 1 | 0.1 | KG | NA | NA |  | Barriers & Isolators, MTL | Fulleon | 1
CN124457 | MTWP-2475C-FR | CN124457 | 8 MULTITONE STRB,CEIL,WTHPRF,24 VDC,75CD,RD | 732 | cerere oferta | N | 1 | 0 | 1 | 0.1 | KG | NA | NA |  | Wheelock , UL Range | Fulleon | 1
CN128420 | MTWP-2475W-FR | CN128420 | 8 MULTITONE STRB,WALL,WTHPRF,24 VDC,75CD,RD | 732 | cerere oferta | N | 1 | 0 | 1 | 0.1 | KG | NA | NA |  | Wheelock , UL Range | Fulleon | 1
10113 | MVDILE | 10113 | Interblocaj mecanic DILEM/DILER | 36 | cerere oferta | S | 5 | 5 | 1 | 0.014 | KG | 16X90X32 | 4015080101130 |  | 703 | ICD | 1
220230 | MVS-D0-EM | 220230 | accesorii cablare PKZ | 33 | cerere oferta | S | 1 | 2.5 | 1 | 0.076 | KG | 169X45X55 | 4015082202309 |  | 701 | ICD | 1
220219 | MVS-LBM0-EM | 220219 | accesorii cablare PKZ | 33 | cerere oferta | S | 1 | 2.5 | 1 | 0.019 | KG | 51X45X46 | 4015082202194 |  | 701 | ICD | 1
220213 | MVS-SB-EM | 220213 | Set cablare ansamblu stea triunghi | 36 | cerere oferta | S | 1 | 1.2 | 1 | 0.029 | KG | 84X21X28 | 4015082202132 |  | 703 | ICD | 1
220209 | MVS-WB-EM | 220209 | set cablare ansamblu inversor | 36 | cerere oferta | S | 1 | 1.2 | 1 | 0.026 | KG | 84X21X28 | 4015082202095 |  | 703 | ICD | 1
RODDS000000352 | MYF1,5-MARO CONDUCTOR | RODDS000000352 | MYF1,5-MARO CONDUCTOR | 100 | cerere oferta | N | 1 | 0 | 1 | 1 | KG | 0 001X0 001X0 001 | 9008790681677 |  | 278 | PDC | 1
RODDS000000351 | MYF1-NEGRU CONDUCTOR | RODDS000000351 | MYF1-NEGRU CONDUCTOR | 100 | cerere oferta | N | 1 | 0 | 1 | 1 | KG | 0 001X0 001X0 001 | 9008790681660 |  | 278 | PDC | 1
259040 | N WS-BAF/81000 | 259040 | Capac inferior cu modul filtru 800x1000 | 87 | cerere oferta | N | 1 | 0 | 1 | 6.1 | KG | 1000X800X10 | 4015082590406 |  | 275 | PDC | 1
174172 | N/PE-12-IKA | 174172 | N/PE-12-IKA | 84 | cerere oferta | S | 1 | 0 | 1 | 0.13 | KG | 0 001X0 001X0 001 | 4015081706341 |  | 272 | PDC | 1
174175 | N/PE-18-IKA | 174175 | N/PE-18-IKA | 84 | cerere oferta | S | 1 | 0 | 1 | 0.13 | KG | 0 001X0 001X0 001 | 4015081706372 |  | 272 | PDC | 1
174176 | N/PE-2/36-IKA | 174176 | N/PE-2/36-IKA | 84 | cerere oferta | S | 1 | 0 | 1 | 0.13 | KG | 0 001X0 001X0 001 | 4015081706389 |  | 272 | PDC | 1
174173 | N/PE-24-IKA | 174173 | N/PE-24-IKA | 84 | cerere oferta | S | 1 | 0 | 1 | 0.13 | KG | 0 001X0 001X0 001 | 4015081706358 |  | 272 | PDC | 1
174174 | N/PE-3/36-IKA | 174174 | N/PE-3/36-IKA | 84 | cerere oferta | S | 1 | 0 | 1 | 0.13 | KG | 0 001X0 001X0 001 | 4015081706365 |  | 272 | PDC | 1
174169 | N/PE-4-IKA | 174169 | N/PE-4-IKA | 84 | cerere oferta | S | 1 | 0 | 1 | 0.055 | KG | 0 001X0 001X0 001 | 4015081706310 |  | 272 | PDC | 1
174177 | N/PE-54-IKA | 174177 | N/PE-54-IKA | 84 | cerere oferta | S | 1 | 0 | 1 | 0.13 | KG | 0 001X0 001X0 001 | 4015081706396 |  | 272 | PDC | 1
174170 | N/PE-6-IKA | 174170 | N/PE-6-IKA | 84 | cerere oferta | S | 1 | 0 | 1 | 0.075 | KG | 0 001X0 001X0 001 | 4015081706327 |  | 272 | PDC | 1
174171 | N/PE-8-IKA | 174171 | N/PE-8-IKA | 84 | cerere oferta | S | 1 | 0 | 1 | 0.095 | KG | 0 001X0 001X0 001 | 4015081706334 |  | 272 | PDC | 1
259144 | N1-100 | 259144 | Separator sarcina 3p | 14 | cerere oferta | S | 1 | 0 | 1 | 0.847 | KG | 88X90X145 | 4015082591441 |  | 675 | PDC | 1
113730 | N1-100-SVE | 113730 | Switch-disconn. 3p + plug-in contacts | 14 | cerere oferta | N | 1 | 0 | 1 | 1.028 | KG | 90X95X201 | 4015081132706 |  | 675 | PDC | 1
259145 | N1-125 | 259145 | Separator sarcina 3p | 14 | cerere oferta | S | 1 | 0 | 1 | 0.843 | KG | 88X90X145 | 4015082591458 |  | 675 | PDC | 1
113731 | N1-125-SVE | 113731 | Switch-disconn. 3p + plug-in contacts | 14 | cerere oferta | N | 1 | 0 | 1 | 1.024 | KG | 90X95X201 | 4015081132713 |  | 675 | PDC | 1
281236 | N1-160 | 281236 | SEPARATOR SARCINA | 14 | cerere oferta | S | 1 | 0 | 1 | 0.887 | KG | 88X90X145 | 4015082812362 |  | 675 | PDC | 1
266003 | N1-4-100 | 266003 | Separator sarcina 4p 100A | 14 | cerere oferta | S | 1 | 0 | 1 | 1.079 | KG | 88X120X145 | 4015082660031 |  | 675 | PDC | 1
266004 | N1-4-125 | 266004 | Separator sarcina 4p 125A | 14 | cerere oferta | S | 1 | 0 | 1 | 1.077 | KG | 88X120X145 | 4015082660048 |  | 675 | PDC | 1
281254 | N1-4-160 | 281254 | SEPARATOR SARCINA | 14 | cerere oferta | S | 1 | 0 | 1 | 1.164 | KG | 88X120X145 | 4015082812546 |  | 675 | PDC | 1
266002 | N1-4-63 | 266002 | Separator sarcina 4p 63A | 14 | cerere oferta | S | 1 | 0 | 1 | 1.081 | KG | 88X120X145 | 4015082660024 |  | 675 | PDC | 1
259143 | N1-63 | 259143 | Separator sarcina 3p | 14 | cerere oferta | S | 1 | 0 | 1 | 0.842 | KG | 88X90X145 | 4015082591434 |  | 675 | PDC | 1
113729 | N1-63-SVE | 113729 | Switch-disconn. 3p + plug-in contacts | 14 | cerere oferta | N | 1 | 0 | 1 | 1.023 | KG | 90X95X201 | 4015081132690 |  | 675 | PDC | 1
266008 | N2-160 | 266008 | Separator sarcina 3p 160A | 15 | cerere oferta | S | 1 | 0 | 1 | 1.945 | KG | 142X105X185 | 4015082660086 |  | 676 | PDC | 1
113733 | N2-160-SVE | 113733 | Separator sarcina 3p 630A +withdr. | 15 | cerere oferta | N | 1 | 0 | 1 | 2.385 | KG | 180X105X245 | 4015081132737 |  | 676 | PDC | 1
266009 | N2-200 | 266009 | Separator sarcina 3p 200A | 15 | cerere oferta | S | 1 | 0 | 1 | 1.928 | KG | 142X105X185 | 4015082660093 |  | 676 | PDC | 1
113734 | N2-200-SVE | 113734 | Separator sarcina 3p 200A +withdr. | 15 | cerere oferta | N | 1 | 0 | 1 | 2.368 | KG | 180X105X245 | 4015081132744 |  | 676 | PDC | 1
266010 | N2-250 | 266010 | Separator sarcina 3p 250A | 15 | cerere oferta | S | 1 | 0 | 1 | 1.931 | KG | 142X105X185 | 4015082660109 |  | 676 | PDC | 1
113735 | N2-250-SVE | 113735 | Separator sarcina 3p 250A +withdr. | 15 | cerere oferta | N | 1 | 0 | 1 | 2.371 | KG | 180X105X245 | 4015081132751 |  | 676 | PDC | 1
58242 | N23AE | 58242 | ACC.INS.ENCLOSURE CI3-CI49 | 94 | cerere oferta | N | 1 | 0 | 1 | 0.074 | KG | 30X200X30 | 4015080582427 |  | 279 | PDC | 1
55870 | N23RS18 | 55870 | ACC.INS.ENCLOSURE CI3-CI49 | 94 | cerere oferta | N | 1 | 0 | 1 | 0.145 | KG | 30X200X30 | 4015080558705 |  | 279 | PDC | 1
58243 | N23RS27 | 58243 | ACC.INS.ENCLOSURE CI3-CI49 | 94 | cerere oferta | N | 1 | 0 | 1 | 0.13 | KG | 30X200X30 | 4015080582434 |  | 279 | PDC | 1
60616 | N23RS33 | 60616 | ACC.INS.ENCLOSURE CI3-CI49 | 94 | cerere oferta | N | 1 | 0 | 1 | 0.102 | KG | 30X200X30 | 4015080606161 |  | 279 | PDC | 1
266014 | N2-4-160 | 266014 | Separator sarcina 4p 160A | 15 | cerere oferta | N | 1 | 0 | 1 | 2.442 | KG | 142X140X185 | 4015082660147 |  | 676 | PDC | 1
127732 | N2-4-160-S1-DC | 127732 | Switch-disconnector 4pole 160A 1000V DC | 15 | cerere oferta | N | 1 | 0 | 1 | 2.87 | KG | 149X140X184 | 4015081251421 |  | 676 | PDC | 1
113736 | N2-4-160-SVE | 113736 | Separator sarcina 4p 160A +withdr. | 15 | cerere oferta | N | 1 | 0 | 1 | 3.012 | KG | 180X140X245 | 4015081132768 |  | 676 | PDC | 1
266015 | N2-4-200 | 266015 | Separator sarcina 4p 200A | 15 | cerere oferta | N | 1 | 0 | 1 | 2.44 | KG | 142X140X185 | 4015082660154 |  | 676 | PDC | 1
127733 | N2-4-200-S1-DC | 127733 | Switch-disconnector 4pole 200A 1000V DC | 15 | cerere oferta | N | 1 | 0 | 1 | 2.878 | KG | 149X140X184 | 4015081251438 |  | 676 | PDC | 1
113737 | N2-4-200-SVE | 113737 | Separator sarcina 4p 200A +withdr. | 15 | cerere oferta | N | 1 | 0 | 1 | 3.01 | KG | 180X140X245 | 4015081132775 |  | 676 | PDC | 1
266016 | N2-4-250 | 266016 | Separator sarcina 4p 250A | 15 | cerere oferta | N | 1 | 0 | 1 | 2.442 | KG | 142X140X185 | 4015082660161 |  | 676 | PDC | 1
113738 | N2-4-250-SVE | 113738 | Separator sarcina 4p 250A +withdr. | 15 | cerere oferta | N | 1 | 0 | 1 | 3.012 | KG | 180X140X245 | 4015081132782 |  | 676 | PDC | 1
266019 | N3-400 | 266019 | Separator sarcina 3p 400A | 16 | cerere oferta | N | 1 | 0 | 1 | 5.025 | KG | 159X140X275 | 4015082660192 |  | 677 | PDC | 1
110768 | N3-400-AVE | 110768 | Switch-disconn. 3p+withdrawable contacts | 16 | cerere oferta | N | 1 | 0 | 1 | 15.908 | KG | 260X185X346 | 4015081103171 |  | 677 | PDC | 1
266023 | N3-4-400 | 266023 | Separator sarcina 4p 400A | 16 | cerere oferta | N | 1 | 0 | 1 | 6.48 | KG | 159X185X275 | 4015082660239 |  | 677 | PDC | 1
110872 | N3-4-400-AVE | 110872 | Switch-disconn. 4p+withdrawable contacts | 16 | cerere oferta | N | 1 | 0 | 1 | 20.241 | KG | 260X230X346 | 4015081104017 |  | 677 | PDC | 1
142267 | N3-4-400-S1-DC | 142267 | Switch-disconnector 4p 400A 1000VDC | 33 | cerere oferta | N | 1 | 0 | 1 | 7.3 | KG | 166X185X275 | 4015081389971 |  | 677 | PDC | 1
266024 | N3-4-630 | 266024 | Separator sarcina 4p 630A | 16 | cerere oferta | N | 1 | 0 | 1 | 6.258 | KG | 159X185X275 | 4015082660246 |  | 677 | PDC | 1
110873 | N3-4-630-AVE | 110873 | Switch-disconn. 4p+withdrawable contacts | 16 | cerere oferta | N | 1 | 0 | 1 | 20.258 | KG | 260X230X346 | 4015081104024 |  | 677 | PDC | 1
266020 | N3-630 | 266020 | Separator sarcina 3p 630A | 16 | cerere oferta | N | 1 | 0 | 1 | 4.886 | KG | 159X140X275 | 4015082660208 |  | 677 | PDC | 1
110769 | N3-630-AVE | 110769 | Switch-disconn. 3p+withdrawable contacts | 16 | cerere oferta | N | 1 | 0 | 1 | 15.886 | KG | 260X185X346 | 4015081103188 |  | 677 | PDC | 1
266026 | N4-1000 | 266026 | Separator sarcina 3p 1000A | 17 | cerere oferta | N | 1 | 0 | 1 | 17.184 | KG | 401X210X207 | 4015082660260 |  | 678 | PDC | 1
266027 | N4-1250 | 266027 | Separator sarcina 3p 1250A | 17 | cerere oferta | N | 1 | 0 | 1 | 17.255 | KG | 401X210X207 | 4015082660277 |  | 678 | PDC | 1
266028 | N4-1600 | 266028 | Separator sarcina 3p 1600A | 17 | cerere oferta | N | 1 | 0 | 1 | 19.2 | KG | 401X210X207 | 4015082660284 |  | 678 | PDC | 1
60615 | N434AE | 60615 | ACC.INS.ENCLOSURE CI3-CI49 | 94 | cerere oferta | N | 1 | 0 | 1 | 0.216 | KG | 30X400X30 | 4015080606154 |  | 279 | PDC | 1
67735 | N43RS18 | 67735 | ACC.INS.ENCLOSURE CI3-CI49 | 94 | cerere oferta | N | 1 | 0 | 1 | 0.28 | KG | 30X400X30 | 4015080677352 |  | 279 | PDC | 1
65362 | N43RS27 | 65362 | ACC.INS.ENCLOSURE CI3-CI49 | 94 | cerere oferta | N | 1 | 0 | 1 | 0.258 | KG | 30X400X30 | 4015080653622 |  | 279 | PDC | 1
62989 | N43RS33 | 62989 | ACC.INS.ENCLOSURE CI3-CI49 | 94 | cerere oferta | N | 1 | 0 | 1 | 0.121 | KG | 30X400X30 | 4015080629894 |  | 279 | PDC | 1
266030 | N4-4-1000 | 266030 | Separator sarcina 4p 1000A | 17 | cerere oferta | N | 1 | 0 | 1 | 22.656 | KG | 401X280X207 | 4015082660307 |  | 678 | PDC | 1
266031 | N4-4-1250 | 266031 | Separator sarcina 4p 1250A | 17 | cerere oferta | N | 1 | 0 | 1 | 22 | KG | 401X280X207 | 4015082660314 |  | 678 | PDC | 1
266032 | N4-4-1600 | 266032 | Separator sarcina 4p 1600A | 17 | cerere oferta | N | 1 | 0 | 1 | 22 | KG | 401X280X207 | 4015082660321 |  | 678 | PDC | 1
266029 | N4-4-800 | 266029 | Separator sarcina 4p 800A | 17 | cerere oferta | N | 1 | 0 | 1 | 22.723 | KG | 401X280X207 | 4015082660291 |  | 678 | PDC | 1
119890 | N4-4-800-S1-DC | 119890 | Switch-disconnector 4p 800A 1000VDC | 17 | cerere oferta | N | 1 | 0 | 1 | 22.723 | KG | 401X280X207 | 4015081177387 |  | 678 | PDC | 1
266025 | N4-800 | 266025 | Separator sarcina 3p 800A | 17 | cerere oferta | N | 1 | 0 | 1 | 17.248 | KG | 401X210X207 | 4015082660253 |  | 678 | PDC | 1
285609 | N4-XAS12-1000 | 285609 | Adaptor bare de la NZM12 la NZM4 | 18 | cerere oferta | S | 1 | 0 | 1 | 1.9 | KG | 475X210X186 5 | 4015082856090 |  | 681 | PDC | 1
285610 | N4-XAS12-1250 | 285610 | Adaptor bare de la NZM12 la NZM4 | 18 | cerere oferta | S | 1 | 0 | 1 | 2.03 | KG | 475X210X186 5 | 4015082856106 |  | 681 | PDC | 1
285611 | N4-XAS12-1600 | 285611 | Adaptor bare de la NZM12 la NZM4 | 18 | cerere oferta | S | 1 | 0 | 1 | 3.595 | KG | 515X210X186 5 | 4015082856113 |  | 681 | PDC | 1
275413 | NBP-1000 | 275413 | Xboard ProfiPlus NBP-1000 | 85 | cerere oferta | S | 1 | 1 | 1 | 0.14 | KG | 0 001X0 001X0 001 | 4015082754136 |  | 273 | PDC | 1
101666 | NBP-1000-W | 101666 | Blanking Strip, white, 1m long | 85 | cerere oferta | S | 1 | 1 | 1 | 0.15 | KG | 0 001X0 001X0 001 | 4015081015580 |  | 273 | PDC | 1
NXL100 | NEXILITE 100lm 1H NM | NXL100 | Aparat de Iluminat de Siguranta LED Aplicabilitate indicator de securitate & ambiental Montaj aplicat pe perete/ aparent pe tavan Carcasa & dispersor policarbonat, IP40 / IP65 prin utilizare acc. Nexi-IP Dimensiuni (mm): 292x111x40 mm; Sursa LED 100Lm 1,2W Alimentare 230V AC Functionare nepermanent, Baterie NiCd HT, Autonomie 60 min Set universal pictograme indicare evacuare 20M Produs de Cooper Industries Romania SRL | 732 | cerere oferta | N | 1 | 0 | 1 | 0.001 | Kg | 0 001X0 001X0 001 | 3660191600884 |  | EML | Safety | 1
NXL150 | NEXILITE 150lm 1H NM | NXL150 | Aparat de Iluminat de Siguranta LED Aplicabilitate indicator de securitate & ambiental Montaj aplicat pe perete/ aparent pe tavan Carcasa & dispersor policarbonat, IP40 / IP65 prin utilizare acc. Nexi-IP Dimensiuni (mm): 292x111x40 mm; Sursa LED 150Lm 1,2W Alimentare 230V AC Functionare nepermanent, Baterie NiCd HT, Autonomie 60 min Set universal pictograme indicare evacuare 20M Produs de Cooper Industries Romania SRL | 732 | cerere oferta | N | 1 | 0 | 1 | 0.001 | Kg | 0 001X0 001X0 001 | 3660191600907 |  | EML | Safety | 1
NXL150-3H | NEXILITE 150lm 3H NM/M | NXL150-3H | Aparat de Iluminat de Siguranta LED Aplicabilitate indicator de securitate & ambiental Montaj aplicat pe perete/ aparent pe tavan Carcasa & dispersor policarbonat, IP40 / IP65 prin utilizare acc. Nexi-IP Dimensiuni (mm): 292x111x40 mm; Sursa LED 60/150Lm 1,2W Alimentare 230V AC Functionare permanent/nepermanent, Baterie NiCd HT, Autonomie 180 min, Functie ECO Set universal pictograme indicare evacuare 20M Produs de Cooper Industries Romania SRL | 732 | cerere oferta | N | 1 | 0 | 1 | 0.001 | Kg | 0 001X0 001X0 001 | 3660191600945 |  | EML | Safety | 1
NXL250 | NEXILITE 250lm 1H NM | NXL250 | Aparat de Iluminat de Siguranta LED Aplicabilitate indicator de securitate & ambiental Montaj aplicat pe perete/ aparent pe tavan Carcasa & dispersor policarbonat, IP40 / IP65 prin utilizare acc. Nexi-IP Dimensiuni (mm): 292x111x40 mm; Sursa LED 250Lm 1,4W Alimentare 230V AC Functionare nepermanent, Baterie NiCd HT, Autonomie 60 min Set universal pictograme indicare evacuare 20M Produs de Cooper Industries Romania SRL | 732 | cerere oferta | N | 1 | 0 | 1 | 0.001 | Kg | 0 001X0 001X0 001 | 3660191600921 |  | EML | Safety | 1
NXL250-3H | NEXILITE 250lm 3H NM/M | NXL250-3H | Aparat de Iluminat de Siguranta LED Aplicabilitate indicator de securitate & ambiental Montaj aplicat pe perete/ aparent pe tavan Carcasa & dispersor policarbonat, IP40 / IP65 prin utilizare acc. Nexi-IP Dimensiuni (mm): 292x111x40 mm; Sursa LED 60/250Lm 1,4W Alimentare 230V AC Functionare permanent/nepermanent, Baterie NiCd HT, Autonomie 180 min, Functie ECO Set universal pictograme indicare evacuare 20M Produs de Cooper Industries Romania SRL | 732 | cerere oferta | N | 1 | 0 | 1 | 0.001 | Kg | 0 001X0 001X0 001 | 3660191600969 |  | EML | Safety | 1
NEXI100-AT | NEXITECH LED 100 1H30 AT | NEXI100-AT | Aparat de Iluminat de Siguranta LED Aplicabilitate indicator de securitate & ambiental Montaj aplicat pe perete/ aparent pe tavan Carcasa & dispersor policarbonat, IP40 / IP65 prin utilizare acc. Nexi-IP Dimensiuni (mm): 292x111x40 mm; Sursa LED 100Lm 1,2W Alimentare 230V AC Functionare nepermanent, Baterie NiCd HT, Autonomie 90 min, Autotest Pictograme indicare evacuare optional Produs de Cooper Industries Romania SRL | 732 | cerere oferta | N | 1 | 0 | 1 | 0.6 | Kg | 292X111X40 | 3660191600150 |  | EML | Safety | 1
NEXI100-3H-AT | NEXITECH LED 100 3H AT | NEXI100-3H-AT | Aparat de Iluminat de Siguranta LED Aplicabilitate indicator de securitate & ambiental Montaj aplicat pe perete/ aparent pe tavan Carcasa & dispersor policarbonat, IP40 / IP65 prin utilizare acc. Nexi-IP Dimensiuni (mm): 292x111x40 mm; Sursa LED 100Lm 1,2W Alimentare 230V AC Functionare nepermanent, Baterie NiCd HT, Autonomie 180min, Autotest Pictograme indicare evacuare optional Produs de Cooper Industries Romania SRL | 732 | cerere oferta | N | 1 | 0 | 1 | 0.7 | Kg | 292X111X40 | 3660191600174 |  | EML | Safety | 1
NEXI150-AT | NEXITECH LED 150 1H AT | NEXI150-AT | Aparat de Iluminat de Siguranta LED Aplicabilitate indicator de securitate & ambiental Montaj aplicat pe perete/ aparent pe tavan Carcasa & dispersor policarbonat, IP40 / IP65 prin utilizare acc. Nexi-IP Dimensiuni (mm): 292x111x40 mm; Sursa LED 60Lm/150Lm 1,2W Alimentare 230V AC Functionare permanent/nepermanent, Baterie NiCd HT, Autonomie 60 min, Autotest Pictograme indicare evacuare optional Produs de Cooper Industries Romania SRL | 732 | cerere oferta | N | 1 | 0 | 1 | 0.6 | Kg | 292X111X40 | 3660191600235 |  | EML | Safety | 1
NEXI150-3H-AT | NEXITECH LED 150 3H AT | NEXI150-3H-AT | Aparat de Iluminat de Siguranta LED Aplicabilitate indicator de securitate & ambiental Montaj aplicat pe perete/ aparent pe tavan Carcasa & dispersor policarbonat, IP40 / IP65 prin utilizare acc. Nexi-IP Dimensiuni (mm): 292x111x40 mm; Sursa LED 60Lm/150Lm 1,2W Alimentare 230V AC Functionare permanent/nepermanent, Baterie NiCd HT, Autonomie 180 min, Autotest Pictograme indicare evacuare optional Produs de Cooper Industries Romania SRL | 732 | cerere oferta | N | 1 | 0 | 1 | 0.7 | Kg | 292X111X40 | 3660191600259 |  | EML | Safety | 1
NEXI250-AT | NEXITECH LED 250 1H30 AT | NEXI250-AT | Aparat de Iluminat de Siguranta LED Aplicabilitate indicator de securitate & ambiental Montaj aplicat pe perete/ aparent pe tavan Carcasa & dispersor policarbonat, IP40 / IP65 prin utilizare acc. Nexi-IP Dimensiuni (mm): 292x111x40 mm; Sursa LED 60Lm/150Lm 1,2W Alimentare 230V AC Functionare permanent/nepermanent, Baterie NiCd HT, Autonomie 90 min, Functie ECO, Autotest Pictograme indicare evacuare optional Produs de Cooper Industries Romania SRL | 732 | cerere oferta | N | 1 | 0 | 1 | 0.7 | Kg | 292X111X40 | 3660191600198 |  | EML | Safety | 1
NEXI250-3H-AT | NEXITECH LED 250 3H AT | NEXI250-3H-AT | Aparat de Iluminat de Siguranta LED Aplicabilitate indicator de securitate & ambiental Montaj aplicat pe perete/ aparent pe tavan Carcasa & dispersor policarbonat, IP40 / IP65 prin utilizare acc. Nexi-IP Dimensiuni (mm): 292x111x40 mm; Sursa LED 60Lm/150Lm 1,2W Alimentare 230V AC Functionare permanent/nepermanent, Baterie NiCd HT, Autonomie 180 min, Functie ECO, Autotest Pictograme indicare evacuare optional Produs de Cooper Industries Romania SRL | 732 | cerere oferta | N | 1 | 0 | 1 | 0.7 | Kg | 292X111X40 | 3660191600211 |  | EML | Safety | 1
NEXI400-AT | NEXITECH LED 400 1H30 AT | NEXI400-AT | Aparat de Iluminat de Siguranta LED Aplicabilitate indicator de securitate & ambiental Montaj aplicat pe perete/ aparent pe tavan Carcasa & dispersor policarbonat, IP40 / IP65 prin utilizare acc. Nexi-IP Dimensiuni (mm): 292x111x40 mm; Sursa LED 60Lm/400Lm 1,4W Alimentare 230V AC Functionare permanent/nepermanent, Baterie NiCd HT, Autonomie 90 min, Functie ECO, Autotest Pictograme indicare evacuare optional Produs de Cooper Industries Romania SRL | 732 | cerere oferta | N | 1 | 0 | 1 | 0.7 | Kg | 292X111X40 | 3660191600273 |  | EML | Safety | 1
NEXI-D-AT | NEXITECH LED DOOR 1H30 AT | NEXI-D-AT | Aparat de Iluminat de Siguranta LED Aplicabilitate indicator de securitate & ambiental Montaj aplicat pe perete/ aparent pe tavan Carcasa & dispersor policarbonat, IP40 / IP65 prin utilizare acc. Nexi-IP Dimensiuni (mm): 292x111x40 mm; Sursa LED 60/250Lm 1,4W Iluminat ambiental 2x LED 30Lm Alimentare 230V AC Functionare permanent/nepermanent, Baterie NiCd HT, Autonomie 90 min, Functie ECO, Autotest Set universal pictograme indicare evacuare 20M Produs de Cooper Industries Romania SRL | 732 | cerere oferta | N | 1 | 0 | 1 | 0.001 | Kg | 0 001X0 001X0 001 | 3660191600297 |  | EML | Safety | 1
NEXI-FC | NEXITECH LED FALSE CEILING KIT | NEXI-FC | Accesoriu NEXI Aplicabilitate montaj incastrat tavan fals Produs de Cooper Industries Romania SRL | 732 | cerere oferta | N | 1 | 0 | 1 | 0.34 | Kg | 150X150X80 | 3660191600549 |  | EML | Safety | 1
NEXI-IP | NEXITECH LED IP65 KIT | NEXI-IP | Accesoriu NEXI Aplicabilitate IP65 Produs de Cooper Industries Romania SRL | 732 | cerere oferta | N | 1 | 0 | 1 | 0.42 | Kg | 310X127X55 | 3660191600501 |  | EML | Safety | 1
NEXI-PLEX-DB | NEXITECH LED PANEL 30 D-B ISO EN1838 | NEXI-PLEX-DB | Accesoriu NEXI Pictograma dubla fata , sageata jos/- Uniformitate crescuta, ISO 7010, 30M Produs de Cooper Industries Romania SRL | 732 | cerere oferta | N | 1 | 0 | 1 | 0.5 | Kg | 320X390X25 | 3660191600723 |  | EML | Safety | 1
NEXI-PLEXL-DB | NEXITECH LED PANEL 30 D-B ISO LITE | NEXI-PLEXL-DB | Accesoriu NEXI Pictograma dubla fata LITE , sageata jos/- ISO 7010, 30M Produs de Cooper Industries Romania SRL | 732 | cerere oferta | N | 1 | 0 | 1 | 0.5 | Kg | 320X390X25 | 3660191600662 |  | EML | Safety | 1
NEXI-PLEX-DD | NEXITECH LED PANEL 30 D-D ISO EN1838 | NEXI-PLEX-DD | Accesoriu NEXI Pictograma dubla fata , sageata jos/jos Uniformitate crescuta, ISO7010, 30M Produs de Cooper Industries Romania SRL | 732 | cerere oferta | N | 1 | 0 | 1 | 0.5 | Kg | 320X390X25 | 3660191600686 |  | EML | Safety | 1
NEXI-PLEXL-DD | NEXITECH LED PANEL 30 D-D ISO LITE | NEXI-PLEXL-DD | Accesoriu NEXI Pictograma dubla fata LITE , sageata jos/jos ISO 7010, 30M Produs de Cooper Industries Romania SRL | 732 | cerere oferta | N | 1 | 0 | 1 | 0.5 | Kg | 320X390X25 | 3660191600624 |  | EML | Safety | 1
NEXI-PLEX-LR | NEXITECH LED PANEL 30 L-R ISO EN1838 | NEXI-PLEX-LR | Accesoriu NEXI Pictograma dubla fata , sageata stanga/dreapta Uniformitate crescuta, ISO 7010, 30M Produs de Cooper Industries Romania SRL | 732 | cerere oferta | N | 1 | 0 | 1 | 0.5 | Kg | 320X390X25 | 3660191600709 |  | EML | Safety | 1
NEXI-PLEXL-LR | NEXITECH LED PANEL 30 L-R ISO LITE | NEXI-PLEXL-LR | Accesoriu NEXI Pictograma dubla fata LITE , sageata stanga/dreapta ISO 7010, 30M Produs de Cooper Industries Romania SRL | 732 | cerere oferta | N | 1 | 0 | 1 | 0.5 | Kg | 320X390X25 | 3660191600648 |  | EML | Safety | 1
NEXI-PICTO-D | NEXITECH LED PICTO DOWN | NEXI-PICTO-D | Accesoriu NEXI Pictograma ISO 7010 folie, sageata jos, 20M Produs de Cooper Industries Romania SRL | 732 | cerere oferta | N | 1 | 0 | 1 | 0.03 | Kg | 287X105X10 | 3660191600563 |  | EML | Safety | 1
NEXI-PICTO-L | NEXITECH LED PICTO LEFT | NEXI-PICTO-L | Accesoriu NEXI Pictograma ISO 7010 folie, sageata stanga, 20M Produs de Cooper Industries Romania SRL | 732 | cerere oferta | N | 1 | 0 | 1 | 0.03 | Kg | 287X105X10 | 3660191600587 |  | EML | Safety | 1
NEXI-PICTO-R | NEXITECH LED PICTO RIGHT | NEXI-PICTO-R | Accesoriu NEXI Pictograma ISO 7010 folie, sageata dreapta, 20M Produs de Cooper Industries Romania SRL | 732 | cerere oferta | N | 1 | 0 | 1 | 0.03 | Kg | 287X105X10 | 3660191600600 |  | EML | Safety | 1
NEXI-PICTO-U | NEXITECH LED PICTO UP | NEXI-PICTO-U | Accesoriu NEXI Pictograma ISO 7010 folie, sageata sus, 20M Produs de Cooper Industries Romania SRL | 732 | cerere oferta | N | 1 | 0 | 1 | 0.03 | Kg | 287X105X10 | 3660191600754 |  | EML | Safety | 1
NEXI-RB | NEXITECH LED RECESSED BASE | NEXI-RB | Accesoriu NEXI Aplicabilitate montaj incastrat perete caramida Produs de Cooper Industries Romania SRL | 732 | cerere oferta | N | 1 | 0 | 1 | 0.22 | Kg | 277X100X50 | 3660191600525 |  | EML | Safety | 1
178911 | N-FI-KLV | 178911 | N-FI-KLV | 84 | cerere oferta | S | 1 | 0 | 1 | 0.05 | KG | 0 001X0 001X0 001 | 4015081742288 |  | 272 | PDC | 1
ROMZ35 | NGT-MU(0-20MA/4-20MA,0-10V/230VAC) | ROMZ35 | convertor semnal unificat | 701 | cerere oferta | N | 1 | 0 | 1 | 1 | KG | 0 001X0 001X0 001 | 9008790083365 |  | 393 | ICD | 1
125NHG01BI | NH FUSE 125A 500V GL/GG SIZE 01 | 125NHG01BI | NH FUSE 125A 500V GL/GG SIZE 01 | 82 | cerere oferta | N | 3 | 0 | 36 | 0.295 | KG | 0 001X0 001X0 001 | 5027590145930 |  | 951 | BUSSMAN | 1
100NHG0B | NH FUSE 100A 500V GL/GG SIZE 0 DUAL IN | 100NHG0B | NH FUSE 100A 500V GL/GG SIZE 0 DUAL IN | 82 | cerere oferta | N | 3 | 0 | 36 | 0.27 | KG | 0 001X0 001X0 001 | 5027590187251 |  | 951 | BUSSMAN | 1
100NHG000B | NH FUSE 100A 500V GL/GG SIZE 000 DUAL IN | 100NHG000B | NH000 fuse-link 100A 500V gL/gG | 82 | cerere oferta | N | 3 | 0 | 60 | 0.133 | KG | 0 001X0 001X0 001 | 5027590187268 |  | 951 | BUSSMAN | 3
100NHG01B | NH FUSE 100A 500V GL/GG SIZE 01 DUAL | 100NHG01B | NH01 fuse-link 100A 500V gL/gG | 82 | cerere oferta | N | 3 | 0 | 36 | 0.296 | KG | 0 001X0 001X0 001 | 5027590187275 |  | 951 | BUSSMAN | 3
100NHG02B | NH FUSE 100A 500V GL/GG SIZE 02 DUAL IN | 100NHG02B | NH02 fuse-link 100A 500V gL/gG | 82 | cerere oferta | N | 3 | 0 | 36 | 0.42 | KG | 0 001X0 001X0 001 | 5027590187282 |  | 951 | BUSSMAN | 3
10NHG000B | NH FUSE 10A 500V GL/GG SIZE 000 DUAL IN | 10NHG000B | NH FUSE 10A 500V GL/GG SIZE 000 DUAL IN | 82 | cerere oferta | N | 3 | 0 | 60 | 0.131 | KG | 0 001X0 001X0 001 | 5027590186964 |  | 951 | BUSSMAN | 3
10NHG01B | NH FUSE 10A 500V GL/GG SIZE 01 DUAL IN | 10NHG01B | NH FUSE 10A 500V GL/GG SIZE 01 DUAL IN | 82 | cerere oferta | N | 3 | 0 | 36 | 0.294 | KG | 0 001X0 001X0 001 | 5027590147736 |  | 951 | BUSSMAN | 1
125NHG00BI | NH FUSE 125 500V GL/GG SIZE 00 | 125NHG00BI | NH FUSE 125 500V GL/GG SIZE 00 | 82 | cerere oferta | N | 3 | 0 | 72 | 0.2 | KG | 0 001X0 001X0 001 | 5027590145831 |  | 951 | BUSSMAN | 1
125NHG0B | NH FUSE 125A 500V GL/GG SIZE 0 DUAL IN | 125NHG0B | NH FUSE 125A 500V GL/GG SIZE 0 DUAL IN | 82 | cerere oferta | N | 3 | 0 | 36 | 0.273 | KG | 0 001X0 001X0 001 | 5027590147705 |  | 951 | BUSSMAN | 1
125NHG00B | NH FUSE 125A 500V GL/GG SIZE 00 DUAL IN | 125NHG00B | NH00 fuse-link 125A 500V gL/gG | 82 | cerere oferta | N | 3 | 0 | 72 | 0.2 | KG | 0 001X0 001X0 001 | 5027590190039 |  | 951 | BUSSMAN | 3
125NHG01B | NH FUSE 125A 500V GL/GG SIZE 01 DUAL IN | 125NHG01B | NH01 fuse-link 125A 500V gL/gG | 82 | cerere oferta | N | 3 | 0 | 36 | 0.302 | KG | 0 001X0 001X0 001 | 5027590190046 |  | 951 | BUSSMAN | 3
125NHG02B | NH FUSE 125A 500V GL/GG SIZE 02 DUAL IN | 125NHG02B | NH FUSE 125A 500V GL/GG SIZE 02 DUAL IN | 82 | cerere oferta | N | 3 | 0 | 36 | 0.427 | KG | 0 001X0 001X0 001 | 5027590190053 |  | 951 | BUSSMAN | 3
125NHG00B-690 | NH FUSE 125AMP 690V gG SIZE 00 DUAL IND | 125NHG00B-690 | NH FUSE 125AMP 690V gG SIZE 00 DUAL IND | 82 | cerere oferta | N | 3 | 0 | 72 | 0.2 | KG | 0 001X0 001X0 001 | 5027590278126 |  | 951 | BUSSMAN | 1
160NHG0B | NH FUSE 160A 500V GL/GG SIZE 0 DUAL IN | 160NHG0B | NH FUSE 160A 500V GL/GG SIZE 0 DUAL IN | 82 | cerere oferta | N | 3 | 0 | 36 | 0.272 | KG | 0 001X0 001X0 001 | 5027590147712 |  | 951 | BUSSMAN | 3
160NHG00B | NH FUSE 160A 500V GL/GG SIZE 00 DUAL IN | 160NHG00B | NH00 fuse-link 160A 500V gL/gG | 82 | cerere oferta | N | 3 | 0 | 72 | 0.202 | KG | 0 001X0 001X0 001 | 5027590191241 |  | 951 | BUSSMAN | 3
160NHG01B | NH FUSE 160A 500V GL/GG SIZE 01 DUAL IN | 160NHG01B | NH01 fuse-link 160A 500V gL/gG | 82 | cerere oferta | N | 3 | 0 | 36 | 0.293 | KG | 0 001X0 001X0 001 | 5027590191258 |  | 951 | BUSSMAN | 3
160NHG02B | NH FUSE 160A 500V GL/GG SIZE 02 DUAL IN | 160NHG02B | NH02 fuse-link 160A 500V gL/gG | 82 | cerere oferta | N | 3 | 0 | 36 | 0.425 | KG | 0 001X0 001X0 001 | 5027590191265 |  | 951 | BUSSMAN | 3
160NHG1B-690 | NH FUSE 160AMP 690V gG SIZE 1 DUAL IND | 160NHG1B-690 | NH FUSE 160AMP 690V gG SIZE 1 DUAL IND | 82 | cerere oferta | N | 3 | 0 | 36 | 0.416 | KG | 0 001X0 001X0 001 | 5027590248327 |  | 951 | BUSSMAN | 3
16NHG000B | NH FUSE 16A 500V GL/GG SIZE 000 DUAL IN | 16NHG000B | NH FUSE 16A 500V GL/GG SIZE 000 DUAL IN | 82 | cerere oferta | N | 3 | 0 | 60 | 0.131 | KG | 0 001X0 001X0 001 | 5027590190985 |  | 951 | BUSSMAN | 3
200NHG1B | NH FUSE 200A 500V GL/GG SIZE 1 DUAL IN | 200NHG1B | NH1 fuse-link 200A 500V gL/gG | 82 | cerere oferta | N | 3 | 0 | 36 | 0.407 | KG | 0 001X0 001X0 001 | 5027590194587 |  | 951 | BUSSMAN | 3
200NHG02B | NH FUSE 200A 500V GL/GG SIZE02 | 200NHG02B | NH02 fuse-link 200A 500V gL/gG | 82 | cerere oferta | N | 3 | 0 | 36 | 0.426 | KG | 0 001X0 001X0 001 | 5027590194570 |  | 951 | BUSSMAN | 3
20NHG000BI | NH FUSE 20A 500V GL/GG SIZE 000 | 20NHG000BI | NH FUSE 20A 500V GL/GG SIZE 000 | 82 | cerere oferta | N | 3 | 0 | 60 | 0.131 | KG | 0 001X0 001X0 001 | 5027590145756 |  | 951 | BUSSMAN | 1
20NHG000B | NH FUSE 20A 500V GL/GG SIZE 000 DUAL IN | 20NHG000B | NH000 fuse-link 20A 500V gL/gG | 82 | cerere oferta | N | 3 | 0 | 60 | 0.13 | KG | 0 001X0 001X0 001 | 5027590194341 |  | 951 | BUSSMAN | 3
224NHG02B | NH FUSE 224A 500V GL/GG SIZE 02 DUAL IN | 224NHG02B | NH FUSE 224A 500V GL/GG SIZE 02 DUAL IN | 82 | cerere oferta | N | 3 | 0 | 36 | 0.424 | KG | 0 001X0 001X0 001 | 5027590194860 |  | 951 | BUSSMAN | 3
224NHG1B | NH FUSE 224A 500V GL/GG SIZE 1 DUAL IN | 224NHG1B | NH FUSE 224A 500V GL/GG SIZE 1 DUAL IN | 82 | cerere oferta | N | 3 | 0 | 36 | 0.406 | KG | 0 001X0 001X0 001 | 5027590194877 |  | 951 | BUSSMAN | 3
250NHG1BI | NH FUSE 250A 500V GL/GG | 250NHG1BI | NH FUSE 250A 500V GL/GG | 82 | cerere oferta | N | 3 | 0 | 36 | 0.413 | KG | 0 001X0 001X0 001 | 5027590132459 |  | 951 | BUSSMAN | 1
250NHG02B | NH FUSE 250A 500V GL/GG SIZE 02 DUAL IND | 250NHG02B | NH02 fuse-link 250A 500V gL/gG | 82 | cerere oferta | N | 3 | 0 | 36 | 0.427 | KG | 0 001X0 001X0 001 | 5027590196734 |  | 951 | BUSSMAN | 3
250NHG03B | NH FUSE 250A 500V GL/GG SIZE 03 DUAL IN | 250NHG03B | NH FUSE 250A 500V GL/GG SIZE 03 DUAL IN | 82 | cerere oferta | N | 3 | 0 | 24 | 0.661 | KG | 0 001X0 001X0 001 | 5027590196741 |  | 951 | BUSSMAN | 1
250NHG1B | NH FUSE 250A 500V GL/GG SIZE 1 DUAL IN | 250NHG1B | NH1 fuse-link 250A 500V gL/gG | 82 | cerere oferta | N | 3 | 0 | 36 | 0.399 | KG | 0 001X0 001X0 001 | 5027590196758 |  | 951 | BUSSMAN | 3
25NHG0B | NH FUSE 25A 500V GL/GG SIZE 0 DUAL IN | 25NHG0B | NH FUSE 25A 500V GL/GG SIZE 0 DUAL IN | 82 | cerere oferta | N | 3 | 0 | 36 | 0.05 | KG | 0 001X0 001X0 001 | 5027590196390 |  | 951 | BUSSMAN | 1
25NHG000B | NH FUSE 25A 500V GL/GG SIZE 000 DUAL IN | 25NHG000B | NH000 fuse-link 25A 500V gL/gG | 82 | cerere oferta | N | 3 | 0 | 60 | 0.133 | KG | 0 001X0 001X0 001 | 5027590196406 |  | 951 | BUSSMAN | 3
315NHG03B | NH FUSE 315A 500V GL/GG SIZE 03 DUAL I | 315NHG03B | NH03 fuse-link 315A 500V gL/gG | 82 | cerere oferta | N | 3 | 0 | 24 | 0.655 | KG | 0 001X0 001X0 001 | 5027590199315 |  | 951 | BUSSMAN | 3
315NHG2B | NH FUSE 315A 500V GL/GG SIZE 2 DUAL IN | 315NHG2B | NH2 fuse-link 315A 500V gL/gG | 82 | cerere oferta | N | 3 | 0 | 24 | 0.65 | KG | 0 001X0 001X0 001 | 5027590199322 |  | 951 | BUSSMAN | 3
32NHG000B | NH FUSE 32A 500V GL/GG SIZE 000 DUAL IN | 32NHG000B | NH FUSE 32A 500V GL/GG SIZE 000 DUAL IN | 82 | cerere oferta | N | 3 | 0 | 60 | 0.131 | KG | 0 001X0 001X0 001 | 5027590199803 |  | 951 | BUSSMAN | 3
355NHG2B | NH FUSE 355A 500V GL/GG SIZE 2 DUAL IN | 355NHG2B | NH FUSE 355A 500V GL/GG SIZE 2 DUAL IN | 82 | cerere oferta | N | 3 | 0 | 24 | 0.227 | KG | 0 001X0 001X0 001 | 5027590200271 |  | 951 | BUSSMAN | 3
35NHG000B | NH FUSE 35A 500V GL/GG SIZE 000 DUAL IN | 35NHG000B | NH000 fuse-link 35A 500V gL/gG | 82 | cerere oferta | N | 3 | 0 | 60 | 0.131 | KG | 0 001X0 001X0 001 | 5027590200097 |  | 951 | BUSSMAN | 3
35NHG01B | NH FUSE 35A 500V GL/GG SIZE 01 DUAL IN | 35NHG01B | NH FUSE 35A 500V GL/GG SIZE 01 DUAL IN | 82 | cerere oferta | N | 3 | 0 | 36 | 0.293 | KG | 0 001X0 001X0 001 | 5027590147781 |  | 951 | BUSSMAN | 3
400NHG03BI | NH FUSE 400A 500V GL/GG SIZE 03 | 400NHG03BI | NH FUSE 400A 500V GL/GG SIZE 03 | 82 | cerere oferta | N | 3 | 0 | 24 | 0.682 | KG | 0 001X0 001X0 001 | 5027590132480 |  | 951 | BUSSMAN | 1
400NHG03B | NH FUSE 400A 500V GL/GG SIZE 03 DUAL IN | 400NHG03B | NH03 fuse-link 400A 500V gL/gG | 82 | cerere oferta | N | 3 | 0 | 24 | 0.658 | KG | 0 001X0 001X0 001 | 5027590201506 |  | 951 | BUSSMAN | 3
400NHG2BI | NH FUSE 400A 500V GL/GG SIZE 2 | 400NHG2BI | NH FUSE 400A 500V GL/GG SIZE 2 | 82 | cerere oferta | N | 3 | 0 | 24 | 0.659 | KG | 0 001X0 001X0 001 | 5027590132473 |  | 951 | BUSSMAN | 1
400NHG2B | NH FUSE 400A 500V GL/GG SIZE 2 DUAL IN | 400NHG2B | NH2 fuse-link 400A 500V gL/gG | 82 | cerere oferta | N | 3 | 0 | 24 | 0.659 | KG | 0 001X0 001X0 001 | 5027590201513 |  | 951 | BUSSMAN | 3
400NHM3B-690 | NH FUSE 400AMP 690V AM SIZE 3 DUAL IND | 400NHM3B-690 | NH FUSE 400AMP 690V AM SIZE 3 DUAL IND | 82 | cerere oferta | N | 3 | 0 | 12 | 1.102 | KG | 0 001X0 001X0 001 | 5027590255387 |  | 951 | BUSSMAN | 1
400NHG3B-690 | NH FUSE 400AMP 690V gG SIZE 3 DUAL IND | 400NHG3B-690 | NH FUSE 400AMP 690V gG SIZE 3 DUAL IND | 82 | cerere oferta | N | 3 | 0 | 12 | 1.1 | KG | 0 001X0 001X0 001 | 5027590248617 |  | 951 | BUSSMAN | 1
40NHG000B | NH FUSE 40A 500V GL/GG SIZE 000 DUAL IN | 40NHG000B | NH000 fuse-link 40A 500V gL/gG | 82 | cerere oferta | N | 3 | 0 | 60 | 0.131 | KG | 0 001X0 001X0 001 | 5027590201391 |  | 951 | BUSSMAN | 3
40NHG01B | NH FUSE 40A 500V GL/GG SIZE 01 DUAL IN | 40NHG01B | NH FUSE 40A 500V GL/GG SIZE 01 DUAL IN | 82 | cerere oferta | N | 3 | 0 | 36 | 0.293 | KG | 0 001X0 001X0 001 | 5027590147798 |  | 951 | BUSSMAN | 1
500NHG3B | NH FUSE 500A 500V GL/GG SIZE 3 DUAL IN | 500NHG3B | NH3 fuse-link 500A 500V gL/gG | 82 | cerere oferta | N | 3 | 0 | 12 | 1.1 | KG | 0 001X0 001X0 001 | 5027590202718 |  | 951 | BUSSMAN | 3
50NHG000B | NH FUSE 50A 500V GL/GG SIZE 000 DUAL IN | 50NHG000B | NH000 fuse-link 50A 500V gL/gG | 82 | cerere oferta | N | 3 | 0 | 60 | 0.132 | KG | 0 001X0 001X0 001 | 5027590202596 |  | 951 | BUSSMAN | 3
50NHG01B | NH FUSE 50A 500V GL/GG SIZE 01 DUAL IN | 50NHG01B | NH FUSE 50A 500V GL/GG SIZE 01 DUAL IN | 82 | cerere oferta | N | 3 | 0 | 36 | 0.296 | KG | 0 001X0 001X0 001 | 5027590202602 |  | 951 | BUSSMAN | 3
63NHG000BI | NH FUSE 63 500V GL/GG SIZE 000 | 63NHG000BI | NH FUSE 63 500V GL/GG SIZE 000 | 82 | cerere oferta | N | 3 | 0 | 60 | 0.135 | KG | 0 001X0 001X0 001 | 5027590145817 |  | 951 | BUSSMAN | 1
630NHG3B | NH FUSE 630A 500V GL/GG SIZE 3 DUAL IN | 630NHG3B | NH3 fuse-link 630A 500V gL/gG | 82 | cerere oferta | N | 3 | 0 | 12 | 1.1 | KG | 0 001X0 001X0 001 | 5027590204118 |  | 951 | BUSSMAN | 3
63NHG0B | NH FUSE 63A 500V GL/GG SIZE 0 DUAL IN | 63NHG0B | NH FUSE 63A 500V GL/GG SIZE 0 DUAL IN | 82 | cerere oferta | N | 3 | 0 | 36 | 0.271 | KG | 0 001X0 001X0 001 | 5027590203937 |  | 951 | BUSSMAN | 3
63NHG000B | NH FUSE 63A 500V GL/GG SIZE 000 DUAL IN | 63NHG000B | NH000 fuse-link 63A 500V gL/gG | 82 | cerere oferta | N | 3 | 0 | 60 | 0.131 | KG | 0 001X0 001X0 001 | 5027590203944 |  | 951 | BUSSMAN | 3
63NHG01B | NH FUSE 63A 500V GL/GG SIZE 01 DUAL IN | 63NHG01B | NH01 fuse-link 63A 500V gL/gG | 82 | cerere oferta | N | 3 | 0 | 36 | 0.294 | KG | 0 001X0 001X0 001 | 5027590203951 |  | 951 | BUSSMAN | 3
63NHG000B-690 | NH FUSE 63A 690V gG SIZE 000 | 63NHG000B-690 | NH FUSE 63A 690V gG SIZE 000 | 82 | cerere oferta | N | 3 | 0 | 60 | 0.131 | KG | 0 001X0 001X0 001 | 5027590290012 |  | 951 | BUSSMAN | 1
80NHG0B | NH FUSE 80A 500V GL/GG SIZE 0 DUAL IN | 80NHG0B | NH FUSE 80A 500V GL/GG SIZE 0 DUAL IN | 82 | cerere oferta | N | 3 | 0 | 36 | 0.271 | KG | 0 001X0 001X0 001 | 5027590206136 |  | 951 | BUSSMAN | 3
80NHG000B | NH FUSE 80A 500V GL/GG SIZE 000 DUAL IN | 80NHG000B | NH000 fuse-link 80A 500V gL/gG | 82 | cerere oferta | N | 3 | 0 | 60 | 0.132 | KG | 0 001X0 001X0 001 | 5027590206143 |  | 951 | BUSSMAN | 3
80NHG01B | NH FUSE 80A 500V GL/GG SIZE 01 DUAL IN | 80NHG01B | NH FUSE 80A 500V GL/GG SIZE 01 DUAL IN | 82 | cerere oferta | N | 3 | 0 | 36 | 0.293 | KG | 0 001X0 001X0 001 | 5027590206150 |  | 951 | BUSSMAN | 3
80NHG02B | NH FUSE 80A 500V GL/GG SIZE 02 DUAL IN | 80NHG02B | NH FUSE 80A 500V GL/GG SIZE 02 DUAL IN | 82 | cerere oferta | N | 3 | 0 | 36 | 0.427 | KG | 0 001X0 001X0 001 | 5027590206167 |  | 951 | BUSSMAN | 1
72896 | NHI11-PKZ0 | 72896 | bloc contacte auxiliare | 33 | cerere oferta | S | 5 | 0.9 | 1 | 0.033 | KG | 68X15X90 | 4015080728962 |  | 701 | ICD | 5
229680 | NHI11-PKZ0-C | 229680 | bloc contacte auxiliare | 33 | cerere oferta | S | 5 | 0.9 | 1 | 0.028 | KG | 68X15X92 | 4015082296803 |  | 701 | ICD | 5
72895 | NHI12-PKZ0 | 72895 | bloc contacte auxiliare | 33 | cerere oferta | S | 5 | 0.9 | 1 | 0.038 | KG | 68X15X90 | 4015080728955 |  | 701 | ICD | 1
72894 | NHI21-PKZ0 | 72894 | bloc contacte auxiliare | 33 | cerere oferta | S | 5 | 0.9 | 1 | 0.038 | KG | 68X15X90 | 4015080728948 |  | 701 | ICD | 1
208277 | NHI-B-11-PKZ0 | 208277 | bloc contacte auxiliare | 33 | cerere oferta | S | 5 | 2.5 | 1 | 0.015 | KG | 12X45X35 | 4015082082772 |  | 701 | ICD | 1
107040 | NHI-E-10L-PKZ0 | 107040 | bloc contacte auxiliare | 33 | cerere oferta | S | 5 | 2.5 | 1 | 0.019 | KG | 12X45X35 | 4015081068081 |  | 701 | ICD | 1
82884 | NHI-E-10-PKZ0 | 82884 | bloc contacte auxiliare | 33 | cerere oferta | S | 5 | 2.5 | 1 | 0.011 | KG | 12X45X35 | 4015080828846 |  | 701 | ICD | 1
82882 | NHI-E-11-PKZ0 | 82882 | bloc contacte auxiliare | 33 | cerere oferta | S | 5 | 2.5 | 1 | 0.016 | KG | 12X45X35 | 4015080828822 |  | 701 | ICD | 5
106210 | NH-SLS-00/160 | 106210 | separator vertical cu siguranta fuzibil | 82 | cerere oferta | N | 1 | 2.9 | 182 | 1.43 | KG | 455,000X50,000X120,000 | 4015081059805 |  | 279 | PDC | 1
106211 | NH-SLS-00/160-60 | 106211 | Fuse switch disconnector | 33 | cerere oferta | N | 1 | 2.9 | 182 | 1.46 | KG | 455,000X50,000X136,000 | 4015081059812 |  | 279 | PDC | 1
178942 | NL-KLV | 178942 | NL-KLV | 84 | cerere oferta | S | 1 | 0 | 1 | 0.05 | KG | 0 001X0 001X0 001 | 4015081742592 |  | 272 | PDC | 1
HPLED3H | Non-Maintained 3 Hour | HPLED3H | Aparat de Iluminat de Siguranta LED Aplicabilitate iluminat ambiental Montaj incastrat in tavan fals Carcasa ABS, IP20, Dimensiuni (mm): ф 120/85 mm; Sursa LED 3W, 170Lm Alimentare 230V AC Functionare nepermanent, Baterie NiMH, Autonomie 180 min Produs de Cooper Lighting & Safety UK | 732 | cerere oferta | N | 1 | 0 | 1 | 1 | Kg | 270X140X50 | 5018987108119 |  | EML | Safety | 1
651 | N-P1E | 651 | SWITCHED NEUTRAL N (4p)(UK | 54 | cerere oferta | S | 5 | 0 | 1 | 0.03 | KG | 32X15X70 | 4015080006510 |  | 291 | ICD | 1
652 | N-P1Z | 652 | SWITCHED NEUTRAL N (4p)(UK | 54 | cerere oferta | S | 5 | 0 | 1 | 0.03 | KG | 32X15X70 | 4015080006527 |  | 291 | ICD | 1
62432 | N-P3E | 62432 | Acc. Circuit Interrupter (UK) | 54 | cerere oferta | S | 5 | 0 | 1 | 0.07 | KG | 50X50X50 | 4015080624325 |  | 291 | ICD | 1
64805 | N-P3Z | 64805 | Acc. Circuit Interrupter (UK) | 54 | cerere oferta | S | 5 | 0 | 1 | 0.07 | KG | 50X50X50 | 4015080648055 |  | 291 | ICD | 1
280969 | N-P5-125/160E | 280969 | Neutral terminal P5-125/160,Form E | 54 | cerere oferta | S | 1 | 0 | 1 | 0.251 | KG | 50X130X75 | 4015082809690 |  | 291 | ICD | 1
280970 | N-P5-125/160Z | 280970 | Neutral terminal P5-125/160,Form Z | 54 | cerere oferta | S | 1 | 0 | 1 | 0.291 | KG | 50X130X75 | 4015082809706 |  | 291 | ICD | 1
280971 | N-P5-250/315E | 280971 | Neutral terminal P5-250/315,Form E | 54 | cerere oferta | S | 1 | 0 | 1 | 0.478 | KG | 50X130X75 | 4015082809713 |  | 291 | ICD | 1
280972 | N-P5-250/315Z | 280972 | Neutral terminal P5-250/315,Form Z | 54 | cerere oferta | S | 1 | 0 | 1 | 0.524 | KG | 50X130X75 | 4015082809720 |  | 291 | ICD | 1
ROMZ0000000068 | NP72-60A | ROMZ0000000068 | NP72-60A | 701 | cerere oferta | N | 1 | 0 | 1 | 1 | KG | 0 001X0 001X0 001 | 9008790593246 |  | 393 | ICD | 1
82160 | N-PKZ0 | 82160 | accesorii PKZ0 | 33 | cerere oferta | S | 20 | 0.6 | 1 | 0.007 | KG | 10X10X50 | 4015080821601 |  | 701 | ICD | 1
240130 | NWE-2SL/GS/WG/ZS | 240130 | 2x spare keys | 87 | cerere oferta | N | 1 | 1 | 1 | 0.02 | KG | 170X100X8 | 4015082401306 |  | 275 | PDC | 1
285163 | NWE-3A06/GL/SH | 285163 | Rack 19", montaj pe perete, 2 parti, usa | 87 | cerere oferta | N | 1 | 0 | 1 | 12.5 | KG | 310X570X346,6 | 4015082851637 |  | 275 | PDC | 1
285152 | NWE-3A06/GL/ZS | 285152 | Rack 19", montaj pe perete, 2 parti, usa | 87 | cerere oferta | N | 1 | 0 | 1 | 12.5 | KG | 310X570X346,6 | 4015082851521 |  | 275 | PDC | 1
285756 | NWE-3A06/GL/ZS/BUE/LEI | 285756 | Rack 19", montaj pe perete, 2 parti, usa | 87 | cerere oferta | N | 1 | 0 | 1 | 12.5 | KG | 310X570X346,6 | 4015082857561 |  | 275 | PDC | 1
285164 | NWE-3A09/GL/SH | 285164 | Rack 19", montaj pe perete, 2 parti, usa | 87 | cerere oferta | N | 1 | 0 | 1 | 14.5 | KG | 310X570X480 | 4015082851644 |  | 275 | PDC | 1
285153 | NWE-3A09/GL/ZS | 285153 | Rack 19", montaj pe perete, 2 parti, usa | 87 | cerere oferta | N | 1 | 0 | 1 | 14.5 | KG | 310X570X480 | 4015082851538 |  | 275 | PDC | 1
285165 | NWE-4A06/GL/SH | 285165 | Rack 19", montaj pe perete, 2 parti, usa | 87 | cerere oferta | N | 1 | 0 | 1 | 15 | KG | 410X570X346,6 | 4015082851651 |  | 275 | PDC | 1
285154 | NWE-4A06/GL/ZS | 285154 | Rack 19", montaj pe perete, 2 parti, usa | 87 | cerere oferta | N | 1 | 0 | 1 | 15 | KG | 410X570X346,6 | 4015082851545 |  | 275 | PDC | 1
285757 | NWE-4A06/GL/ZS/BUE/LEI | 285757 | Rack 19", montaj pe perete, 2 parti, usa | 87 | cerere oferta | N | 1 | 0 | 1 | 15 | KG | 410X570X346,6 | 4015082857578 |  | 275 | PDC | 1
285166 | NWE-4A09/GL/SH | 285166 | Rack 19", montaj pe perete, 2 parti, usa | 87 | cerere oferta | N | 1 | 0 | 1 | 17 | KG | 410X570X480 | 4015082851668 |  | 275 | PDC | 1
285155 | NWE-4A09/GL/ZS | 285155 | Rack 19", montaj pe perete, 2 parti, usa | 87 | cerere oferta | N | 1 | 0 | 1 | 17 | KG | 410X570X480 | 4015082851552 |  | 275 | PDC | 1
285758 | NWE-4A09/GL/ZS/BUE/LEI | 285758 | Rack 19", montaj pe perete, 2 parti, usa | 87 | cerere oferta | N | 1 | 0 | 1 | 17 | KG | 410X570X480 | 4015082857585 |  | 275 | PDC | 1
285167 | NWE-4A12/GL/SH | 285167 | Rack 19", montaj pe perete, 2 parti, usa | 87 | cerere oferta | N | 1 | 0 | 1 | 19 | KG | 410X570X613,4 | 4015082851675 |  | 275 | PDC | 1
285156 | NWE-4A12/GL/ZS | 285156 | Rack 19", montaj pe perete, 2 parti, usa | 87 | cerere oferta | N | 1 | 0 | 1 | 19 | KG | 410X570X613,4 | 4015082851569 |  | 275 | PDC | 1
285759 | NWE-4A12/GL/ZS/BUE/LEI | 285759 | Rack 19", montaj pe perete, 2 parti, usa | 87 | cerere oferta | N | 1 | 0 | 1 | 19 | KG | 410X570X613,4 | 4015082857592 |  | 275 | PDC | 1
285168 | NWE-4A15/GL/SH | 285168 | Rack 19", montaj pe perete, 2 parti, usa | 87 | cerere oferta | N | 1 | 0 | 1 | 21 | KG | 410X570X746,8 | 4015082851682 |  | 275 | PDC | 1
285157 | NWE-4A15/GL/ZS | 285157 | Rack 19", montaj pe perete, 2 parti, usa | 87 | cerere oferta | N | 1 | 0 | 1 | 21 | KG | 410X570X746,8 | 4015082851576 |  | 275 | PDC | 1
285169 | NWE-4A18/GL/SH | 285169 | Rack 19", montaj pe perete, 2 parti, usa | 87 | cerere oferta | N | 1 | 0 | 1 | 23 | KG | 410X570X880,2 | 4015082851699 |  | 275 | PDC | 1
285158 | NWE-4A18/GL/ZS | 285158 | Rack 19", montaj pe perete, 2 parti, usa | 87 | cerere oferta | N | 1 | 0 | 1 | 23 | KG | 410X570X880,2 | 4015082851583 |  | 275 | PDC | 1
285185 | NWE-4B06/GL/SH | 285185 | Rack 19", montaj pe perete, 3 parti, usa | 87 | cerere oferta | N | 1 | 0 | 1 | 16.1 | KG | 410X570X346,6 | 4015082851859 |  | 275 | PDC | 1
285174 | NWE-4B06/GL/ZS | 285174 | Rack 19", montaj pe perete, 3 parti, usa | 87 | cerere oferta | N | 1 | 0 | 1 | 16.1 | KG | 410X570X346,6 | 4015082851743 |  | 275 | PDC | 1
285186 | NWE-4B09/GL/SH | 285186 | Rack 19", montaj pe perete, 3 parti, usa | 87 | cerere oferta | N | 1 | 0 | 1 | 18.3 | KG | 410X570X480 | 4015082851866 |  | 275 | PDC | 1
285175 | NWE-4B09/GL/ZS | 285175 | Rack 19", montaj pe perete, 3 parti, usa | 87 | cerere oferta | N | 1 | 0 | 1 | 18.3 | KG | 410X570X480 | 4015082851750 |  | 275 | PDC | 1
285170 | NWE-5A09/GL/SH | 285170 | Rack 19", montaj pe perete, 2 parti, usa | 87 | cerere oferta | N | 1 | 0 | 1 | 19.5 | KG | 510X570X480 | 4015082851705 |  | 275 | PDC | 1
285159 | NWE-5A09/GL/ZS | 285159 | Rack 19", montaj pe perete, 2 parti, usa | 87 | cerere oferta | N | 1 | 0 | 1 | 19.5 | KG | 510X570X480 | 4015082851590 |  | 275 | PDC | 1
285171 | NWE-5A12/GL/SH | 285171 | Rack 19", montaj pe perete, 2 parti, usa | 87 | cerere oferta | N | 1 | 0 | 1 | 21.5 | KG | 510X570X613,4 | 4015082851712 |  | 275 | PDC | 1
285160 | NWE-5A12/GL/ZS | 285160 | Rack 19", montaj pe perete, 2 parti, usa | 87 | cerere oferta | N | 1 | 0 | 1 | 21.5 | KG | 510X570X613,4 | 4015082851606 |  | 275 | PDC | 1
285172 | NWE-5A15/GL/SH | 285172 | Rack 19", montaj pe perete, 2 parti, usa | 87 | cerere oferta | N | 1 | 0 | 1 | 23.5 | KG | 510X570X746,8 | 4015082851729 |  | 275 | PDC | 1
285161 | NWE-5A15/GL/ZS | 285161 | Rack 19", montaj pe perete, 2 parti, usa | 87 | cerere oferta | N | 1 | 0 | 1 | 23.5 | KG | 510X570X746,8 | 4015082851613 |  | 275 | PDC | 1
285800 | NWE-5A15/GL/ZS/BUE/LEI | 285800 | Rack 19", montaj pe perete, 2 parti, usa | 87 | cerere oferta | N | 1 | 0 | 1 | 23.5 | KG | 510X570X746,8 | 4015082858001 |  | 275 | PDC | 1
285173 | NWE-5A18/GL/SH | 285173 | Rack 19", montaj pe perete, 2 parti, usa | 87 | cerere oferta | N | 1 | 0 | 1 | 25.5 | KG | 510X570X880,2 | 4015082851736 |  | 275 | PDC | 1
285162 | NWE-5A18/GL/ZS | 285162 | Rack 19", montaj pe perete, 2 parti, usa | 87 | cerere oferta | N | 1 | 0 | 1 | 25.5 | KG | 510X570X880,2 | 4015082851620 |  | 275 | PDC | 1
285801 | NWE-5A18/GL/ZS/BUE/LEI | 285801 | Rack 19", montaj pe perete, 2 parti, usa | 87 | cerere oferta | N | 1 | 0 | 1 | 26.25 | KG | 0 001X0 001X0 001 | 4015082858018 |  | 275 | PDC | 1
285187 | NWE-5B06/GL/SH | 285187 | Rack 19", montaj pe perete, 3 parti, usa | 87 | cerere oferta | N | 1 | 0 | 1 | 18.4 | KG | 510X570X346,6 | 4015082851873 |  | 275 | PDC | 1
285176 | NWE-5B06/GL/ZS | 285176 | Rack 19", montaj pe perete, 3 parti, usa | 87 | cerere oferta | N | 1 | 0 | 1 | 18.4 | KG | 510X570X346,6 | 4015082851767 |  | 275 | PDC | 1
285188 | NWE-5B09/GL/SH | 285188 | Rack 19", montaj pe perete, 3 parti, usa | 87 | cerere oferta | N | 1 | 0 | 1 | 20.6 | KG | 510X570X480 | 4015082851880 |  | 275 | PDC | 1
285177 | NWE-5B09/GL/ZS | 285177 | Rack 19", montaj pe perete, 3 parti, usa | 87 | cerere oferta | N | 1 | 0 | 1 | 19.2 | KG | 0 001X0 001X0 001 | 4015082851774 |  | 275 | PDC | 1
285189 | NWE-5B12/GL/SH | 285189 | Rack 19", montaj pe perete, 3 parti, usa | 87 | cerere oferta | N | 1 | 0 | 1 | 22.8 | KG | 510X570X613,4 | 4015082851897 |  | 275 | PDC | 1
285178 | NWE-5B12/GL/ZS | 285178 | Rack 19", montaj pe perete, 3 parti, usa | 87 | cerere oferta | N | 1 | 0 | 1 | 22.8 | KG | 510X570X613,4 | 4015082851781 |  | 275 | PDC | 1
285190 | NWE-5B15/GL/SH | 285190 | Rack 19", montaj pe perete, 3 parti, usa | 87 | cerere oferta | N | 1 | 0 | 1 | 25 | KG | 510X570X746,8 | 4015082851903 |  | 275 | PDC | 1
285179 | NWE-5B15/GL/ZS | 285179 | Rack 19", montaj pe perete, 3 parti, usa | 87 | cerere oferta | N | 1 | 0 | 1 | 25 | KG | 510X570X746,8 | 4015082851798 |  | 275 | PDC | 1
285191 | NWE-5B18/GL/SH | 285191 | Rack 19", montaj pe perete, 3 parti, usa | 87 | cerere oferta | N | 1 | 0 | 1 | 27.2 | KG | 510X570X880,2 | 4015082851910 |  | 275 | PDC | 1
285180 | NWE-5B18/GL/ZS | 285180 | Rack 19", montaj pe perete, 3 parti, usa | 87 | cerere oferta | N | 1 | 0 | 1 | 27.2 | KG | 510X570X880,2 | 4015082851804 |  | 275 | PDC | 1
285192 | NWE-6B09/GL/SH | 285192 | Rack 19", montaj pe perete, 3 parti, usa | 87 | cerere oferta | N | 1 | 0 | 1 | 23.1 | KG | 610X570X480 | 4015082851927 |  | 275 | PDC | 1
285181 | NWE-6B09/GL/ZS | 285181 | Rack 19", montaj pe perete, 3 parti, usa | 87 | cerere oferta | N | 1 | 0 | 1 | 21.6 | KG | 0 001X0 001X0 001 | 4015082851811 |  | 275 | PDC | 1
285193 | NWE-6B12/GL/SH | 285193 | Rack 19", montaj pe perete, 3 parti, usa | 87 | cerere oferta | N | 1 | 0 | 1 | 25.3 | KG | 610X570X613,4 | 4015082851934 |  | 275 | PDC | 1
285182 | NWE-6B12/GL/ZS | 285182 | Rack 19", montaj pe perete, 3 parti, usa | 87 | cerere oferta | N | 1 | 0 | 1 | 25.3 | KG | 610X570X613,4 | 4015082851828 |  | 275 | PDC | 1
285194 | NWE-6B15/GL/SH | 285194 | Rack 19", montaj pe perete, 3 parti, usa | 87 | cerere oferta | N | 1 | 0 | 1 | 27.5 | KG | 610X570X746,8 | 4015082851941 |  | 275 | PDC | 1
285183 | NWE-6B15/GL/ZS | 285183 | Rack 19", montaj pe perete, 3 parti, usa | 87 | cerere oferta | N | 1 | 0 | 1 | 27.5 | KG | 610X570X746,8 | 4015082851835 |  | 275 | PDC | 1
285195 | NWE-6B18/GL/SH | 285195 | Rack 19", montaj pe perete, 3 parti, usa | 87 | cerere oferta | N | 1 | 0 | 1 | 29.7 | KG | 610X570X880,2 | 4015082851958 |  | 275 | PDC | 1
285184 | NWE-6B18/GL/ZS | 285184 | Rack 19", montaj pe perete, 3 parti, usa | 87 | cerere oferta | N | 1 | 0 | 1 | 32 | KG | 0 001X0 001X0 001 | 4015082851842 |  | 275 | PDC | 1
285196 | NWE-S/19/06 | 285196 | Sine 19" 6U | 87 | cerere oferta | N | 1 | 1 | 1 | 0.32 | KG | 267X58X28,5 | 4015082851965 |  | 275 | PDC | 1
285197 | NWE-S/19/09 | 285197 | Sine 19" 9U | 87 | cerere oferta | N | 1 | 1 | 1 | 0.48 | KG | 400X58X28,5 | 4015082851972 |  | 275 | PDC | 1
285198 | NWE-S/19/12 | 285198 | Sine 19" 12U | 87 | cerere oferta | N | 1 | 1 | 1 | 0.64 | KG | 534X58X28,5 | 4015082851989 |  | 275 | PDC | 1
285199 | NWE-S/19/15 | 285199 | Sine 19" 15U | 87 | cerere oferta | N | 1 | 1 | 1 | 0.8 | KG | 667X58X28,5 | 4015082851996 |  | 275 | PDC | 1
285200 | NWE-S/19/18 | 285200 | Sine 19" 18U | 87 | cerere oferta | N | 1 | 0 | 1 | 0.96 | KG | 800X58X28,5 | 4015082852009 |  | 275 | PDC | 1
254850 | NWS-12HE/MO/LEI | 254850 | Sine montaj spate 12U | 87 | cerere oferta | N | 1 | 0 | 1 | 0.6 | KG | 0 001X0 001X0 001 | 4015082548506 |  | 275 | PDC | 1
254851 | NWS-15HE/MO/LEI | 254851 | Sine montaj spate 15U | 87 | cerere oferta | N | 1 | 0 | 1 | 0.73 | KG | 0X0X0 | 4015082548513 |  | 275 | PDC | 1
258865 | NWS-18HE/MO/LEI | 258865 | Sine montaj spate 18U | 87 | cerere oferta | N | 1 | 0 | 1 | 1 | KG | 0 001X0 001X0 001 | 4015082588656 |  | 275 | PDC | 1
254852 | NWS-19/S/RGB/V/VD | 254852 | Eclise rutare verticala rack 600mm | 87 | cerere oferta | N | 1 | 1 | 1 | 0.05 | KG | 0 001X0 001X0 001 | 4015082548520 |  | 275 | PDC | 1
254853 | NWS-2/BUE/LEI/KF | 254853 | Banda cu perii pentru intrare cabluri | 87 | cerere oferta | N | 1 | 1 | 1 | 0.092 | KG | 0 001X0 001X0 001 | 4015082548537 |  | 275 | PDC | 1
254854 | NWS-3A06/BL/SH | 254854 | Rack 19", montaj pe perete, 2 parti, usa | 87 | cerere oferta | N | 1 | 0 | 1 | 13.5 | KG | 300X600X367 | 4015082548544 |  | 275 | PDC | 1
254855 | NWS-3A06/BL/ZS | 254855 | Rack 19", montaj pe perete, 2 parti, usa | 87 | cerere oferta | N | 1 | 0 | 1 | 13.5 | KG | 300X600X367 | 4015082548551 |  | 275 | PDC | 1
254856 | NWS-3A06/GL/SH | 254856 | Rack 19", montaj pe perete, 2 parti, usa | 87 | cerere oferta | N | 1 | 0 | 1 | 13.5 | KG | 300X600X367 | 4015082548568 |  | 275 | PDC | 1
254857 | NWS-3A06/GL/ZS | 254857 | Rack 19", montaj pe perete, 2 parti, usa | 87 | cerere oferta | N | 1 | 0 | 1 | 13.5 | KG | 300X600X367 | 4015082548575 |  | 275 | PDC | 1
254858 | NWS-3A09/BL/SH | 254858 | Rack 19", montaj pe perete, 2 parti, usa | 87 | cerere oferta | N | 1 | 0 | 1 | 16 | KG | 300X600X500 | 4015082548582 |  | 275 | PDC | 1
254859 | NWS-3A09/BL/ZS | 254859 | Rack 19", montaj pe perete, 2 parti, usa | 87 | cerere oferta | N | 1 | 0 | 1 | 16 | KG | 300X600X500 | 4015082548599 |  | 275 | PDC | 1
254860 | NWS-3A09/GL/SH | 254860 | Rack 19", montaj pe perete, 2 parti, usa | 87 | cerere oferta | N | 1 | 0 | 1 | 16 | KG | 300X600X500 | 4015082548605 |  | 275 | PDC | 1
254861 | NWS-3A09/GL/ZS | 254861 | Rack 19", montaj pe perete, 2 parti, usa | 87 | cerere oferta | N | 1 | 0 | 1 | 16 | KG | 300X600X500 | 4015082548612 |  | 275 | PDC | 1
254862 | NWS-3A12/BL/SH | 254862 | Rack 19", montaj pe perete, 2 parti, usa | 87 | cerere oferta | N | 1 | 0 | 1 | 19 | KG | 300X600X634 | 4015082548629 |  | 275 | PDC | 1
254863 | NWS-3A12/BL/ZS | 254863 | Rack 19", montaj pe perete, 2 parti, usa | 87 | cerere oferta | N | 1 | 0 | 1 | 19 | KG | 300X600X634 | 4015082548636 |  | 275 | PDC | 1
254864 | NWS-3A12/GL/SH | 254864 | Rack 19", montaj pe perete, 2 parti, usa | 87 | cerere oferta | N | 1 | 0 | 1 | 19 | KG | 300X600X634 | 4015082548643 |  | 275 | PDC | 1
254865 | NWS-3A12/GL/ZS | 254865 | Rack 19", montaj pe perete, 2 parti, usa | 87 | cerere oferta | N | 1 | 0 | 1 | 19 | KG | 300X600X634 | 4015082548650 |  | 275 | PDC | 1
254866 | NWS-3A15/BL/SH | 254866 | Rack 19", montaj pe perete, 2 parti, usa | 87 | cerere oferta | N | 1 | 0 | 1 | 21.5 | KG | 300X600X767 | 4015082548667 |  | 275 | PDC | 1
254867 | NWS-3A15/BL/ZS | 254867 | Rack 19", montaj pe perete, 2 parti, usa | 87 | cerere oferta | N | 1 | 0 | 1 | 21.5 | KG | 300X600X767 | 4015082548674 |  | 275 | PDC | 1
254868 | NWS-3A15/GL/SH | 254868 | Rack 19", montaj pe perete, 2 parti, usa | 87 | cerere oferta | N | 1 | 0 | 1 | 21.5 | KG | 300X600X767 | 4015082548681 |  | 275 | PDC | 1
254869 | NWS-3A15/GL/ZS | 254869 | Rack 19", montaj pe perete, 2 parti, usa | 87 | cerere oferta | N | 1 | 0 | 1 | 21.5 | KG | 300X600X767 | 4015082548698 |  | 275 | PDC | 1
258844 | NWS-3A18/BL/SH | 258844 | Rack 19", montaj pe perete, 2 parti, usa | 87 | cerere oferta | N | 1 | 0 | 1 | 25 | KG | 303X600X900 | 4015082588441 |  | 275 | PDC | 1
258841 | NWS-3A18/BL/ZS | 258841 | Rack 19", montaj pe perete, 2 parti, usa | 87 | cerere oferta | N | 1 | 0 | 1 | 25 | KG | 303X600X900 | 4015082588410 |  | 275 | PDC | 1
258850 | NWS-3A18/GL/SH | 258850 | Rack 19", montaj pe perete, 2 parti, usa | 87 | cerere oferta | N | 1 | 0 | 1 | 25 | KG | 303X600X900 | 4015082588502 |  | 275 | PDC | 1
258847 | NWS-3A18/GL/ZS | 258847 | Rack 19", montaj pe perete, 2 parti, usa | 87 | cerere oferta | N | 1 | 0 | 1 | 22.3 | KG | 303X600X900 | 4015082588472 |  | 275 | PDC | 1
254870 | NWS-3HE/MO/PL | 254870 | Placa montaj 19", 3U | 87 | cerere oferta | N | 1 | 0 | 1 | 1.13 | KG | 0 001X0 001X0 001 | 4015082548704 |  | 275 | PDC | 1
254871 | NWS-440/KAS/WG/C | 254871 | Sina profil C rigidizare cabluri | 87 | cerere oferta | N | 1 | 0 | 1 | 0.54 | KG | 0X0X0 | 4015082548711 |  | 275 | PDC | 1
254872 | NWS-4A06/BL/SH | 254872 | Rack 19", montaj pe perete, 2 parti, usa | 87 | cerere oferta | N | 1 | 0 | 1 | 16 | KG | 400X600X367 | 4015082548728 |  | 275 | PDC | 1
254873 | NWS-4A06/BL/ZS | 254873 | Rack 19", montaj pe perete, 2 parti, usa | 87 | cerere oferta | N | 1 | 0 | 1 | 16 | KG | 400X600X367 | 4015082548735 |  | 275 | PDC | 1
254874 | NWS-4A06/GL/SH | 254874 | Rack 19", montaj pe perete, 2 parti, usa | 87 | cerere oferta | N | 1 | 0 | 1 | 16 | KG | 400X600X367 | 4015082548742 |  | 275 | PDC | 1
254875 | NWS-4A06/GL/ZS | 254875 | Rack 19", montaj pe perete, 2 parti, usa | 87 | cerere oferta | N | 1 | 0 | 1 | 16 | KG | 400X600X367 | 4015082548759 |  | 275 | PDC | 1
263781 | NWS-4A06/GL/ZS/BUE/LEI | 263781 | Rack 19", montaj pe perete, 2 parti, usa | 87 | cerere oferta | N | 1 | 0 | 1 | 50 | KG | 0 001X0 001X0 001 | 4015082637811 |  | 275 | PDC | 1
254876 | NWS-4A09/BL/SH | 254876 | Rack 19", montaj pe perete, 2 parti, usa | 87 | cerere oferta | N | 1 | 0 | 1 | 19 | KG | 400X600X500 | 4015082548766 |  | 275 | PDC | 1
254877 | NWS-4A09/BL/ZS | 254877 | Rack 19", montaj pe perete, 2 parti, usa | 87 | cerere oferta | N | 1 | 0 | 1 | 19 | KG | 400X600X500 | 4015082548773 |  | 275 | PDC | 1
254878 | NWS-4A09/GL/SH | 254878 | Rack 19", montaj pe perete, 2 parti, usa | 87 | cerere oferta | N | 1 | 0 | 1 | 19 | KG | 400X600X500 | 4015082548780 |  | 275 | PDC | 1
254879 | NWS-4A09/GL/ZS | 254879 | Rack 19", montaj pe perete, 2 parti, usa | 87 | cerere oferta | N | 1 | 0 | 1 | 19 | KG | 400X600X500 | 4015082548797 |  | 275 | PDC | 1
263782 | NWS-4A09/GL/ZS/BUE/LEI | 263782 | Rack 19", montaj pe perete, 2 parti, usa | 87 | cerere oferta | N | 1 | 0 | 1 | 19 | KG | 0 001X0 001X0 001 | 4015082637828 |  | 275 | PDC | 1
254880 | NWS-4A12/BL/SH | 254880 | Rack 19", montaj pe perete, 2 parti, usa | 87 | cerere oferta | N | 1 | 0 | 1 | 21.5 | KG | 400X600X634 | 4015082548803 |  | 275 | PDC | 1
254881 | NWS-4A12/BL/ZS | 254881 | Rack 19", montaj pe perete, 2 parti, usa | 87 | cerere oferta | N | 1 | 0 | 1 | 21.5 | KG | 400X600X634 | 4015082548810 |  | 275 | PDC | 1
254882 | NWS-4A12/GL/SH | 254882 | Rack 19", montaj pe perete, 2 parti, usa | 87 | cerere oferta | N | 1 | 0 | 1 | 21.5 | KG | 400X600X634 | 4015082548827 |  | 275 | PDC | 1
254883 | NWS-4A12/GL/ZS | 254883 | Rack 19", montaj pe perete, 2 parti, usa | 87 | cerere oferta | N | 1 | 0 | 1 | 21.5 | KG | 400X600X634 | 4015082548834 |  | 275 | PDC | 1
263783 | NWS-4A12/GL/ZS/BUE/LEI | 263783 | Rack 19", montaj pe perete, 2 parti, usa | 87 | cerere oferta | N | 1 | 0 | 1 | 22.1 | KG | 0 001X0 001X0 001 | 4015082637835 |  | 275 | PDC | 1
254884 | NWS-4A15/BL/SH | 254884 | Rack 19", montaj pe perete, 2 parti, usa | 87 | cerere oferta | N | 1 | 0 | 1 | 25 | KG | 400X600X767 | 4015082548841 |  | 275 | PDC | 1
254885 | NWS-4A15/BL/ZS | 254885 | Rack 19", montaj pe perete, 2 parti, usa | 87 | cerere oferta | N | 1 | 0 | 1 | 25 | KG | 400X600X767 | 4015082548858 |  | 275 | PDC | 1
254886 | NWS-4A15/GL/SH | 254886 | Rack 19", montaj pe perete, 2 parti, usa | 87 | cerere oferta | N | 1 | 0 | 1 | 25 | KG | 400X600X767 | 4015082548865 |  | 275 | PDC | 1
254887 | NWS-4A15/GL/ZS | 254887 | Rack 19", montaj pe perete, 2 parti, usa | 87 | cerere oferta | N | 1 | 0 | 1 | 25 | KG | 400X600X767 | 4015082548872 |  | 275 | PDC | 1
258845 | NWS-4A18/BL/SH | 258845 | Rack 19", montaj pe perete, 2 parti, usa | 87 | cerere oferta | N | 1 | 0 | 1 | 29 | KG | 403X600X900 | 4015082588458 |  | 275 | PDC | 1
258842 | NWS-4A18/BL/ZS | 258842 | Rack 19", montaj pe perete, 2 parti, usa | 87 | cerere oferta | N | 1 | 0 | 1 | 29 | KG | 403X600X900 | 4015082588427 |  | 275 | PDC | 1
258851 | NWS-4A18/GL/SH | 258851 | Rack 19", montaj pe perete, 2 parti, usa | 87 | cerere oferta | N | 1 | 0 | 1 | 29 | KG | 403X600X900 | 4015082588519 |  | 275 | PDC | 1
258848 | NWS-4A18/GL/ZS | 258848 | Rack 19", montaj pe perete, 2 parti, usa | 87 | cerere oferta | N | 1 | 0 | 1 | 29 | KG | 403X600X900 | 4015082588489 |  | 275 | PDC | 1
254888 | NWS-4B06/BL/SH | 254888 | Rack 19", montaj pe perete, 3 parti, usa | 87 | cerere oferta | N | 1 | 0 | 1 | 16.2 | KG | 400X600X367 | 4015082548889 |  | 275 | PDC | 1
254889 | NWS-4B06/BL/ZS | 254889 | Rack 19", montaj pe perete, 3 parti, usa | 87 | cerere oferta | N | 1 | 0 | 1 | 16.2 | KG | 400X600X367 | 4015082548896 |  | 275 | PDC | 1
254890 | NWS-4B06/GL/SH | 254890 | Rack 19", montaj pe perete, 3 parti, usa | 87 | cerere oferta | N | 1 | 0 | 1 | 16.2 | KG | 400X600X367 | 4015082548902 |  | 275 | PDC | 1
254891 | NWS-4B06/GL/ZS | 254891 | Rack 19", montaj pe perete, 3 parti, usa | 87 | cerere oferta | N | 1 | 0 | 1 | 16.2 | KG | 400X600X367 | 4015082548919 |  | 275 | PDC | 1
254892 | NWS-4B09/BL/SH | 254892 | Rack 19", montaj pe perete, 3 parti, usa | 87 | cerere oferta | N | 1 | 0 | 1 | 19.7 | KG | 400X600X500 | 4015082548926 |  | 275 | PDC | 1
254893 | NWS-4B09/BL/ZS | 254893 | Rack 19", montaj pe perete, 3 parti, usa | 87 | cerere oferta | N | 1 | 0 | 1 | 19.7 | KG | 400X600X500 | 4015082548933 |  | 275 | PDC | 1
254894 | NWS-4B09/GL/SH | 254894 | Rack 19", montaj pe perete, 3 parti, usa | 87 | cerere oferta | N | 1 | 0 | 1 | 19.7 | KG | 400X600X500 | 4015082548940 |  | 275 | PDC | 1
254895 | NWS-4B09/GL/ZS | 254895 | Rack 19", montaj pe perete, 3 parti, usa | 87 | cerere oferta | N | 1 | 0 | 1 | 19.7 | KG | 400X600X500 | 4015082548957 |  | 275 | PDC | 1
254896 | NWS-4B12/BL/SH | 254896 | Rack 19", montaj pe perete, 3 parti, usa | 87 | cerere oferta | N | 1 | 0 | 1 | 24 | KG | 400X600X634 | 4015082548964 |  | 275 | PDC | 1
254897 | NWS-4B12/BL/ZS | 254897 | Rack 19", montaj pe perete, 3 parti, usa | 87 | cerere oferta | N | 1 | 0 | 1 | 24 | KG | 400X600X634 | 4015082548971 |  | 275 | PDC | 1
254898 | NWS-4B12/GL/SH | 254898 | Rack 19", montaj pe perete, 3 parti, usa | 87 | cerere oferta | N | 1 | 0 | 1 | 24 | KG | 400X600X634 | 4015082548988 |  | 275 | PDC | 1
254899 | NWS-4B12/GL/ZS | 254899 | Rack 19", montaj pe perete, 3 parti, usa | 87 | cerere oferta | N | 1 | 0 | 1 | 24 | KG | 400X600X634 | 4015082548995 |  | 275 | PDC | 1
254900 | NWS-4B15/BL/SH | 254900 | Rack 19", montaj pe perete, 3 parti, usa | 87 | cerere oferta | N | 1 | 0 | 1 | 27.5 | KG | 400X600X767 | 4015082549008 |  | 275 | PDC | 1
254901 | NWS-4B15/BL/ZS | 254901 | Rack 19", montaj pe perete, 3 parti, usa | 87 | cerere oferta | N | 1 | 0 | 1 | 27.5 | KG | 400X600X767 | 4015082549015 |  | 275 | PDC | 1
254902 | NWS-4B15/GL/SH | 254902 | Rack 19", montaj pe perete, 3 parti, usa | 87 | cerere oferta | N | 1 | 0 | 1 | 27.5 | KG | 400X600X767 | 4015082549022 |  | 275 | PDC | 1
254903 | NWS-4B15/GL/ZS | 254903 | Rack 19", montaj pe perete, 3 parti, usa | 87 | cerere oferta | N | 1 | 0 | 1 | 27.5 | KG | 400X600X767 | 4015082549039 |  | 275 | PDC | 1
258856 | NWS-4B18/BL/SH | 258856 | Rack 19", montaj pe perete, 3 parti, usa | 87 | cerere oferta | N | 1 | 0 | 1 | 31.5 | KG | 400X600X900 | 4015082588564 |  | 275 | PDC | 1
258853 | NWS-4B18/BL/ZS | 258853 | Rack 19", montaj pe perete, 3 parti, usa | 87 | cerere oferta | N | 1 | 0 | 1 | 31.5 | KG | 400X600X900 | 4015082588533 |  | 275 | PDC | 1
258862 | NWS-4B18/GL/SH | 258862 | Rack 19", montaj pe perete, 3 parti, usa | 87 | cerere oferta | N | 1 | 0 | 1 | 31.5 | KG | 400X600X900 | 4015082588625 |  | 275 | PDC | 1
258859 | NWS-4B18/GL/ZS | 258859 | Rack 19", montaj pe perete, 3 parti, usa | 87 | cerere oferta | N | 1 | 0 | 1 | 31.5 | KG | 400X600X900 | 4015082588595 |  | 275 | PDC | 1
254904 | NWS-5A09/BL/SH | 254904 | Rack 19", montaj pe perete, 2 parti, usa | 87 | cerere oferta | N | 1 | 0 | 1 | 22 | KG | 500X600X500 | 4015082549046 |  | 275 | PDC | 1
254905 | NWS-5A09/BL/ZS | 254905 | Rack 19", montaj pe perete, 2 parti, usa | 87 | cerere oferta | N | 1 | 0 | 1 | 22 | KG | 500X600X500 | 4015082549053 |  | 275 | PDC | 1
254906 | NWS-5A09/GL/SH | 254906 | Rack 19", montaj pe perete, 2 parti, usa | 87 | cerere oferta | N | 1 | 0 | 1 | 22 | KG | 500X600X500 | 4015082549060 |  | 275 | PDC | 1
254907 | NWS-5A09/GL/ZS | 254907 | Rack 19", montaj pe perete, 2 parti, usa | 87 | cerere oferta | N | 1 | 0 | 1 | 22 | KG | 500X600X500 | 4015082549077 |  | 275 | PDC | 1
254908 | NWS-5A12/BL/SH | 254908 | Rack 19", montaj pe perete, 2 parti, usa | 87 | cerere oferta | N | 1 | 0 | 1 | 25 | KG | 500X600X634 | 4015082549084 |  | 275 | PDC | 1
254909 | NWS-5A12/BL/ZS | 254909 | Rack 19", montaj pe perete, 2 parti, usa | 87 | cerere oferta | N | 1 | 0 | 1 | 25 | KG | 500X600X634 | 4015082549091 |  | 275 | PDC | 1
254910 | NWS-5A12/GL/SH | 254910 | Rack 19", montaj pe perete, 2 parti, usa | 87 | cerere oferta | N | 1 | 0 | 1 | 25 | KG | 500X600X634 | 4015082549107 |  | 275 | PDC | 1
254911 | NWS-5A12/GL/ZS | 254911 | Rack 19", montaj pe perete, 2 parti, usa | 87 | cerere oferta | N | 1 | 0 | 1 | 25 | KG | 500X600X634 | 4015082549114 |  | 275 | PDC | 1
254912 | NWS-5A15/BL/SH | 254912 | Rack 19", montaj pe perete, 2 parti, usa | 87 | cerere oferta | N | 1 | 0 | 1 | 29 | KG | 500X600X767 | 4015082549121 |  | 275 | PDC | 1
254913 | NWS-5A15/BL/ZS | 254913 | Rack 19", montaj pe perete, 2 parti, usa | 87 | cerere oferta | N | 1 | 0 | 1 | 29 | KG | 500X600X767 | 4015082549138 |  | 275 | PDC | 1
254914 | NWS-5A15/GL/SH | 254914 | Rack 19", montaj pe perete, 2 parti, usa | 87 | cerere oferta | N | 1 | 0 | 1 | 29 | KG | 500X600X767 | 4015082549145 |  | 275 | PDC | 1
254915 | NWS-5A15/GL/ZS | 254915 | Rack 19", montaj pe perete, 2 parti, usa | 87 | cerere oferta | N | 1 | 0 | 1 | 29 | KG | 500X600X767 | 4015082549152 |  | 275 | PDC | 1
263784 | NWS-5A15/GL/ZS/BUE/LEI | 263784 | Rack 19", montaj pe perete, 2 parti, usa | 87 | cerere oferta | N | 1 | 0 | 1 | 29 | KG | 0 001X0 001X0 001 | 4015082637842 |  | 275 | PDC | 1
258846 | NWS-5A18/BL/SH | 258846 | Rack 19", montaj pe perete, 2 parti, usa | 87 | cerere oferta | N | 1 | 0 | 1 | 33.5 | KG | 503X600X900 | 4015082588465 |  | 275 | PDC | 1
258843 | NWS-5A18/BL/ZS | 258843 | Rack 19", montaj pe perete, 2 parti, usa | 87 | cerere oferta | N | 1 | 0 | 1 | 33.5 | KG | 503X600X900 | 4015082588434 |  | 275 | PDC | 1
258852 | NWS-5A18/GL/SH | 258852 | Rack 19", montaj pe perete, 2 parti, usa | 87 | cerere oferta | N | 1 | 0 | 1 | 33.5 | KG | 503X600X900 | 4015082588526 |  | 275 | PDC | 1
258849 | NWS-5A18/GL/ZS | 258849 | Rack 19", montaj pe perete, 2 parti, usa | 87 | cerere oferta | N | 1 | 0 | 1 | 33.5 | KG | 503X600X900 | 4015082588496 |  | 275 | PDC | 1
269014 | NWS-5A18/GL/ZS/BUE/LEI | 269014 | Rack 19", montaj pe perete, 2 parti, usa | 87 | cerere oferta | N | 1 | 0 | 1 | 30 | KG | 502,5X600X900 | 4015082690144 |  | 275 | PDC | 1
254916 | NWS-5B06/BL/SH | 254916 | Rack 19", montaj pe perete, 3 parti, usa | 87 | cerere oferta | N | 1 | 0 | 1 | 19 | KG | 500X600X367 | 4015082549169 |  | 275 | PDC | 1
254917 | NWS-5B06/BL/ZS | 254917 | Rack 19", montaj pe perete, 3 parti, usa | 87 | cerere oferta | N | 1 | 0 | 1 | 19 | KG | 500X600X367 | 4015082549176 |  | 275 | PDC | 1
254918 | NWS-5B06/GL/SH | 254918 | Rack 19", montaj pe perete, 3 parti, usa | 87 | cerere oferta | N | 1 | 0 | 1 | 19 | KG | 500X600X367 | 4015082549183 |  | 275 | PDC | 1
254919 | NWS-5B06/GL/ZS | 254919 | Rack 19", montaj pe perete, 3 parti, usa | 87 | cerere oferta | N | 1 | 0 | 1 | 19 | KG | 500X600X367 | 4015082549190 |  | 275 | PDC | 1
254920 | NWS-5B09/BL/SH | 254920 | Rack 19", montaj pe perete, 3 parti, usa | 87 | cerere oferta | N | 1 | 0 | 1 | 23.1 | KG | 500X600X500 | 4015082549206 |  | 275 | PDC | 1
254921 | NWS-5B09/BL/ZS | 254921 | Rack 19", montaj pe perete, 3 parti, usa | 87 | cerere oferta | N | 1 | 0 | 1 | 23.1 | KG | 500X600X500 | 4015082549213 |  | 275 | PDC | 1
254922 | NWS-5B09/GL/SH | 254922 | Rack 19", montaj pe perete, 3 parti, usa | 87 | cerere oferta | N | 1 | 0 | 1 | 23.1 | KG | 500X600X500 | 4015082549220 |  | 275 | PDC | 1
254923 | NWS-5B09/GL/ZS | 254923 | Rack 19", montaj pe perete, 3 parti, usa | 87 | cerere oferta | N | 1 | 0 | 1 | 23.1 | KG | 500X600X500 | 4015082549237 |  | 275 | PDC | 1
254924 | NWS-5B12/BL/SH | 254924 | Rack 19", montaj pe perete, 3 parti, usa | 87 | cerere oferta | N | 1 | 0 | 1 | 27.5 | KG | 500X600X634 | 4015082549244 |  | 275 | PDC | 1
254925 | NWS-5B12/BL/ZS | 254925 | Rack 19", montaj pe perete, 3 parti, usa | 87 | cerere oferta | N | 1 | 0 | 1 | 27.5 | KG | 500X600X634 | 4015082549251 |  | 275 | PDC | 1
254926 | NWS-5B12/GL/SH | 254926 | Rack 19", montaj pe perete, 3 parti, usa | 87 | cerere oferta | N | 1 | 0 | 1 | 27.5 | KG | 500X600X634 | 4015082549268 |  | 275 | PDC | 1
254927 | NWS-5B12/GL/ZS | 254927 | Rack 19", montaj pe perete, 3 parti, usa | 87 | cerere oferta | N | 1 | 0 | 1 | 27.5 | KG | 500X600X634 | 4015082549275 |  | 275 | PDC | 1
254928 | NWS-5B15/BL/SH | 254928 | Rack 19", montaj pe perete, 3 parti, usa | 87 | cerere oferta | N | 1 | 0 | 1 | 31.5 | KG | 500X600X767 | 4015082549282 |  | 275 | PDC | 1
254929 | NWS-5B15/BL/ZS | 254929 | Rack 19", montaj pe perete, 3 parti, usa | 87 | cerere oferta | N | 1 | 0 | 1 | 31.5 | KG | 500X600X767 | 4015082549299 |  | 275 | PDC | 1
254930 | NWS-5B15/GL/SH | 254930 | Rack 19", montaj pe perete, 3 parti, usa | 87 | cerere oferta | N | 1 | 0 | 1 | 31.5 | KG | 500X600X767 | 4015082549305 |  | 275 | PDC | 1
254931 | NWS-5B15/GL/ZS | 254931 | Rack 19", montaj pe perete, 3 parti, usa | 87 | cerere oferta | N | 1 | 0 | 1 | 31.5 | KG | 500X600X767 | 4015082549312 |  | 275 | PDC | 1
258857 | NWS-5B18/BL/SH | 258857 | Rack 19", montaj pe perete, 3 parti, usa | 87 | cerere oferta | N | 1 | 0 | 1 | 35.5 | KG | 500X600X900 | 4015082588571 |  | 275 | PDC | 1
258854 | NWS-5B18/BL/ZS | 258854 | Rack 19", montaj pe perete, 3 parti, usa | 87 | cerere oferta | N | 1 | 0 | 1 | 35.5 | KG | 500X600X900 | 4015082588540 |  | 275 | PDC | 1
258863 | NWS-5B18/GL/SH | 258863 | Rack 19", montaj pe perete, 3 parti, usa | 87 | cerere oferta | N | 1 | 0 | 1 | 35.5 | KG | 500X600X900 | 4015082588632 |  | 275 | PDC | 1
258860 | NWS-5B18/GL/ZS | 258860 | Rack 19", montaj pe perete, 3 parti, usa | 87 | cerere oferta | N | 1 | 0 | 1 | 33.1 | KG | 500X600X900 | 4015082588601 |  | 275 | PDC | 1
285810 | NWS-5B21/GL/SH | 285810 | Rack 19", montaj pe perete, 2 parti, usa | 87 | cerere oferta | N | 1 | 0 | 1 | 49 | KG | 500X600X1033 | 4015082858100 |  | 275 | PDC | 1
254932 | NWS-6B09/BL/SH | 254932 | Rack 19", montaj pe perete, 3 parti, usa | 87 | cerere oferta | N | 1 | 0 | 1 | 26.5 | KG | 600X600X500 | 4015082549329 |  | 275 | PDC | 1
254933 | NWS-6B09/BL/ZS | 254933 | Rack 19", montaj pe perete, 3 parti, usa | 87 | cerere oferta | N | 1 | 0 | 1 | 26.5 | KG | 600X600X500 | 4015082549336 |  | 275 | PDC | 1
254934 | NWS-6B09/GL/SH | 254934 | Rack 19", montaj pe perete, 3 parti, usa | 87 | cerere oferta | N | 1 | 0 | 1 | 26.5 | KG | 600X600X500 | 4015082549343 |  | 275 | PDC | 1
254935 | NWS-6B09/GL/ZS | 254935 | Rack 19", montaj pe perete, 3 parti, usa | 87 | cerere oferta | N | 1 | 0 | 1 | 26.5 | KG | 600X600X500 | 4015082549350 |  | 275 | PDC | 1
254936 | NWS-6B12/BL/SH | 254936 | Rack 19", montaj pe perete, 3 parti, usa | 87 | cerere oferta | N | 1 | 0 | 1 | 31 | KG | 600X600X634 | 4015082549367 |  | 275 | PDC | 1
254937 | NWS-6B12/BL/ZS | 254937 | Rack 19", montaj pe perete, 3 parti, usa | 87 | cerere oferta | N | 1 | 0 | 1 | 31 | KG | 600X600X634 | 4015082549374 |  | 275 | PDC | 1
254938 | NWS-6B12/GL/SH | 254938 | Rack 19", montaj pe perete, 3 parti, usa | 87 | cerere oferta | N | 1 | 0 | 1 | 31 | KG | 600X600X634 | 4015082549381 |  | 275 | PDC | 1
254939 | NWS-6B12/GL/ZS | 254939 | Rack 19", montaj pe perete, 3 parti, usa | 87 | cerere oferta | N | 1 | 0 | 1 | 31 | KG | 600X600X634 | 4015082549398 |  | 275 | PDC | 1
254940 | NWS-6B15/BL/SH | 254940 | Rack 19", montaj pe perete, 3 parti, usa | 87 | cerere oferta | N | 1 | 0 | 1 | 35.5 | KG | 600X600X767 | 4015082549404 |  | 275 | PDC | 1
254941 | NWS-6B15/BL/ZS | 254941 | Rack 19", montaj pe perete, 3 parti, usa | 87 | cerere oferta | N | 1 | 0 | 1 | 35.5 | KG | 600X600X767 | 4015082549411 |  | 275 | PDC | 1
254942 | NWS-6B15/GL/SH | 254942 | Rack 19", montaj pe perete, 3 parti, usa | 87 | cerere oferta | N | 1 | 0 | 1 | 35.5 | KG | 600X600X767 | 4015082549428 |  | 275 | PDC | 1
254943 | NWS-6B15/GL/ZS | 254943 | Rack 19", montaj pe perete, 3 parti, usa | 87 | cerere oferta | N | 1 | 0 | 1 | 35.5 | KG | 600X600X767 | 4015082549435 |  | 275 | PDC | 1
258858 | NWS-6B18/BL/SH | 258858 | Rack 19", montaj pe perete, 3 parti, usa | 87 | cerere oferta | N | 1 | 0 | 1 | 40 | KG | 600X600X900 | 4015082588588 |  | 275 | PDC | 1
258855 | NWS-6B18/BL/ZS | 258855 | Rack 19", montaj pe perete, 3 parti, usa | 87 | cerere oferta | N | 1 | 0 | 1 | 40 | KG | 600X600X900 | 4015082588557 |  | 275 | PDC | 1
258864 | NWS-6B18/GL/SH | 258864 | Rack 19", montaj pe perete, 3 parti, usa | 87 | cerere oferta | N | 1 | 0 | 1 | 40 | KG | 600X600X900 | 4015082588649 |  | 275 | PDC | 1
258861 | NWS-6B18/GL/ZS | 258861 | Rack 19", montaj pe perete, 3 parti, usa | 87 | cerere oferta | N | 1 | 0 | 1 | 42.2 | KG | 0 001X0 001X0 001 | 4015082588618 |  | 275 | PDC | 1
285811 | NWS-6B21/GL/SH | 285811 | Rack 19", montaj pe perete, 2 parti, usa | 87 | cerere oferta | N | 1 | 0 | 1 | 53 | KG | 600X600X1033 | 4015082858117 |  | 275 | PDC | 1
254944 | NWS-6HE/MO/LEI | 254944 | Sine montaj spate 6U | 87 | cerere oferta | N | 1 | 0 | 1 | 0.29 | KG | 0X0X0 | 4015082549442 |  | 275 | PDC | 1
254945 | NWS-6HE/MO/PL | 254945 | Placa montaj 19", 6U | 87 | cerere oferta | N | 1 | 0 | 1 | 2.1 | KG | 0 001X0 001X0 001 | 4015082549459 |  | 275 | PDC | 1
254946 | NWS-9HE/MO/LEI | 254946 | Sine montaj spate 9U | 87 | cerere oferta | N | 1 | 0 | 1 | 0.44 | KG | 0X0X0 | 4015082549466 |  | 275 | PDC | 1
254947 | NWS-9HE/MO/PL | 254947 | Placa montaj 19", 9U | 87 | cerere oferta | N | 1 | 0 | 1 | 3.1 | KG | 0 001X0 001X0 001 | 4015082549473 |  | 275 | PDC | 1
259066 | NWS-AN/PF/T/H1180 | 259066 | Profil aditional usi 1180mm | 87 | cerere oferta | N | 1 | 0 | 1 | 50 | KG | 1180X55X25 | 4015082590666 |  | 275 | PDC | 1
259067 | NWS-AN/PF/T/H1625 | 259067 | Profil aditional usi 1625mm | 87 | cerere oferta | N | 1 | 0 | 1 | 50 | KG | 1625X55X25 | 4015082590673 |  | 275 | PDC | 1
254949 | NWS-AN/PF/T/H1805 | 254949 | Profil aditional usi 1805mm | 87 | cerere oferta | N | 1 | 0 | 1 | 0.001 | KG | 0X0X0 | 4015082549497 |  | 275 | PDC | 1
254950 | NWS-AN/PF/T/H2025 | 254950 | Profil aditional usi 2025mm | 87 | cerere oferta | N | 1 | 0 | 1 | 1.68 | KG | 0X0X0 | 4015082549503 |  | 275 | PDC | 1
254951 | NWS-AN/PF/T/H2205 | 254951 | Profil aditional usi 2205mm | 87 | cerere oferta | N | 1 | 0 | 1 | 2.3 | KG | 0X0X0 | 4015082549510 |  | 275 | PDC | 1
259028 | NWS-AN/VER/SET/T1000 | 259028 | Elemente conectare cabinete 1000mm | 87 | cerere oferta | N | 1 | 0 | 1 | 2 | KG | 1000X112X2 | 4015082590284 |  | 275 | PDC | 1
254954 | NWS-AN/VER/SET/T600 | 254954 | Elemente conectare cabinete 600mm | 87 | cerere oferta | N | 1 | 0 | 1 | 1.8 | KG | 0X0X0 | 4015082549541 |  | 275 | PDC | 1
254955 | NWS-AN/VER/SET/T800 | 254955 | Elemente conectare cabinete 800mm | 87 | cerere oferta | N | 1 | 0 | 1 | 1.8 | KG | 0X0X0 | 4015082549558 |  | 275 | PDC | 1
259017 | NWS-BAF/61000 | 259017 | Capac inferior cu modul filtru 600x1000 | 87 | cerere oferta | N | 1 | 0 | 1 | 50 | KG | 1000X600X10 | 4015082590178 |  | 275 | PDC | 1
259016 | NWS-BAF/61000/M | 259016 | Capac inferior cu modul filtru tip #plug | 87 | cerere oferta | N | 1 | 0 | 1 | 4.5 | KG | 1000X600X10 | 4015082590161 |  | 275 | PDC | 1
254956 | NWS-BAF/6600 | 254956 | Capac inferior cu modul filtru 600x600 | 87 | cerere oferta | N | 1 | 0 | 1 | 2.7 | KG | 0X0X0 | 4015082549565 |  | 275 | PDC | 1
254957 | NWS-BAF/6600/M | 254957 | Capac inferior cu modul filtru 600x600, | 87 | cerere oferta | N | 1 | 0 | 1 | 2.7 | KG | 0X0X0 | 4015082549572 |  | 275 | PDC | 1
258877 | NWS-BAF/6800 | 258877 | Capac inferior cu modul filtru 600x800 | 87 | cerere oferta | N | 1 | 0 | 1 | 4.1 | KG | 800X600X10 | 4015082588779 |  | 275 | PDC | 1
254958 | NWS-BAF/6800/M | 254958 | Bottom cover w. filter | 87 | cerere oferta | N | 1 | 0 | 1 | 4.1 | KG | 0X0X0 | 4015082549589 |  | 275 | PDC | 1
254959 | NWS-BAF/81000/M | 254959 | capac inferior cu modul filtru tip plug | 87 | cerere oferta | N | 1 | 0 | 1 | 8.2 | KG | 0X0X0 | 4015082549596 |  | 275 | PDC | 1
254960 | NWS-BAF/8600 | 254960 | Capac inferior cu modul filtru 800x600 | 87 | cerere oferta | N | 1 | 0 | 1 | 4.1 | KG | 0X0X0 | 4015082549602 |  | 275 | PDC | 1
254961 | NWS-BAF/8600/M | 254961 | Bottom cover w. filter | 87 | cerere oferta | N | 1 | 0 | 1 | 4.1 | KG | 0X0X0 | 4015082549619 |  | 275 | PDC | 1
254962 | NWS-BAF/8800 | 254962 | Capac inferior cu modul filtru 800x800 | 87 | cerere oferta | N | 1 | 0 | 1 | 6.3 | KG | 0X0X0 | 4015082549626 |  | 275 | PDC | 1
254963 | NWS-BAF/8800/M | 254963 | Bottom cover w. filter | 87 | cerere oferta | N | 1 | 0 | 1 | 6.3 | KG | 0X0X0 | 4015082549633 |  | 275 | PDC | 1
285134 | NWS-BDA/2/FLB/61000 | 285134 | Capac inferior/superior cu 2 deschideri | 87 | cerere oferta | N | 1 | 0 | 1 | 3.8 | KG | 475X835X22 | 4015082851347 |  | 275 | PDC | 1
285140 | NWS-BDA/2/FLB/61000/M | 285140 | Bottom/Top cover w. 2 openings mounted | 87 | cerere oferta | N | 1 | 0 | 1 | 3.8 | KG | 475X835X22 | 4015082851408 |  | 275 | PDC | 1
285146 | NWS-BDA/2/FLB/61000/OM | 285146 | Bottom/Top cover w. 2openings top mount. | 87 | cerere oferta | N | 1 | 0 | 1 | 3.8 | KG | 475X835X22 | 4015082851460 |  | 275 | PDC | 1
285132 | NWS-BDA/2/FLB/6600 | 285132 | Capac inferior/superior cu 2 deschideri | 87 | cerere oferta | N | 1 | 0 | 1 | 2 | KG | 475X435X22 | 4015082851323 |  | 275 | PDC | 1
285138 | NWS-BDA/2/FLB/6600/M | 285138 | Bottom/Top cover w. 2 openings mounted | 87 | cerere oferta | N | 1 | 0 | 1 | 2 | KG | 475X435X22 | 4015082851385 |  | 275 | PDC | 1
285144 | NWS-BDA/2/FLB/6600/OM | 285144 | Bottom/Top cover w. 2openings top mount. | 87 | cerere oferta | N | 1 | 0 | 1 | 2 | KG | 475X435X22 | 4015082851446 |  | 275 | PDC | 1
285133 | NWS-BDA/2/FLB/6800 | 285133 | Capac inferior/superior cu 2 deschideri | 87 | cerere oferta | N | 1 | 0 | 1 | 2.9 | KG | 475X635X22 | 4015082851330 |  | 275 | PDC | 1
285139 | NWS-BDA/2/FLB/6800/M | 285139 | Bottom/Top cover w. 2 openings mounted | 87 | cerere oferta | N | 1 | 0 | 1 | 2.9 | KG | 475X635X22 | 4015082851392 |  | 275 | PDC | 1
285145 | NWS-BDA/2/FLB/6800/OM | 285145 | Bottom/Top cover w. 2openings top mount. | 87 | cerere oferta | N | 1 | 0 | 1 | 2.9 | KG | 475X635X22 | 4015082851453 |  | 275 | PDC | 1
285137 | NWS-BDA/2/FLB/81000 | 285137 | Capac inferior/superior cu 2 deschideri | 87 | cerere oferta | N | 1 | 0 | 1 | 5.4 | KG | 667X835X22 | 4015082851378 |  | 275 | PDC | 1
285143 | NWS-BDA/2/FLB/81000/M | 285143 | Bottom/Top cover w. 2 openings mounted | 87 | cerere oferta | N | 1 | 0 | 1 | 5.4 | KG | 667X835X22 | 4015082851439 |  | 275 | PDC | 1
285149 | NWS-BDA/2/FLB/81000/OM | 285149 | Bottom/Top cover w. 2openings top mount. | 87 | cerere oferta | N | 1 | 0 | 1 | 5.4 | KG | 667X835X22 | 4015082851491 |  | 275 | PDC | 1
285135 | NWS-BDA/2/FLB/8600 | 285135 | Capac inferior/superior cu 2 deschideri | 87 | cerere oferta | N | 1 | 0 | 1 | 2.8 | KG | 667X435X22 | 4015082851354 |  | 275 | PDC | 1
285141 | NWS-BDA/2/FLB/8600/M | 285141 | Bottom/Top cover w. 2 openings mounted | 87 | cerere oferta | N | 1 | 0 | 1 | 2.8 | KG | 667X435X22 | 4015082851415 |  | 275 | PDC | 1
285147 | NWS-BDA/2/FLB/8600/OM | 285147 | Bottom/Top cover w. 2openings top mount. | 87 | cerere oferta | N | 1 | 0 | 1 | 2.8 | KG | 667X435X22 | 4015082851477 |  | 275 | PDC | 1
285136 | NWS-BDA/2/FLB/8800 | 285136 | Capac inferior/superior cu 2 deschideri | 87 | cerere oferta | N | 1 | 0 | 1 | 4.2 | KG | 667X635X22 | 4015082851361 |  | 275 | PDC | 1
285142 | NWS-BDA/2/FLB/8800/M | 285142 | Bottom/Top cover w. 2 openings mounted | 87 | cerere oferta | N | 1 | 0 | 1 | 4.2 | KG | 667X635X22 | 4015082851422 |  | 275 | PDC | 1
285148 | NWS-BDA/2/FLB/8800/OM | 285148 | Bottom/Top cover w. 2openings top mount. | 87 | cerere oferta | N | 1 | 0 | 1 | 4.2 | KG | 667X635X22 | 4015082851484 |  | 275 | PDC | 1
259012 | NWS-BDA/61000 | 259012 | Capac inferior/superior 600x1000 | 87 | cerere oferta | N | 1 | 0 | 1 | 3.9 | KG | 1000X600X10 | 4015082590123 |  | 275 | PDC | 1
259015 | NWS-BDA/61000/M | 259015 | Bottom/Top cover | 87 | cerere oferta | N | 1 | 0 | 1 | 3.9 | KG | 1000X600X10 | 4015082590154 |  | 275 | PDC | 1
259011 | NWS-BDA/61000/OM | 259011 | Bottom/Top cover | 87 | cerere oferta | N | 1 | 0 | 1 | 3.9 | KG | 1000X600X10 | 4015082590116 |  | 275 | PDC | 1
254964 | NWS-BDA/6600 | 254964 | Capac inferior/superior 600x600 | 87 | cerere oferta | N | 1 | 0 | 1 | 2.1 | KG | 0X0X0 | 4015082549640 |  | 275 | PDC | 1
254965 | NWS-BDA/6600/M | 254965 | Capac inferior/superior 600x600, montat | 87 | cerere oferta | N | 1 | 0 | 1 | 2.1 | KG | 0X0X0 | 4015082549657 |  | 275 | PDC | 1
258869 | NWS-BDA/6800 | 258869 | Capac inferior/superior 600x800 | 87 | cerere oferta | N | 1 | 0 | 1 | 2.8 | KG | 800X600X10 | 4015082588694 |  | 275 | PDC | 1
258875 | NWS-BDA/6800/M | 258875 | Bottom/Top cover | 87 | cerere oferta | N | 1 | 0 | 1 | 2.8 | KG | 800X600X10 | 4015082588755 |  | 275 | PDC | 1
258868 | NWS-BDA/6800/OM | 258868 | Bottom/Top cover | 87 | cerere oferta | N | 1 | 0 | 1 | 2.8 | KG | 800X600X10 | 4015082588687 |  | 275 | PDC | 1
259037 | NWS-BDA/81000 | 259037 | Capac inferior/superior 800x1000 | 87 | cerere oferta | N | 1 | 0 | 1 | 5.5 | KG | 1000X800X10 | 4015082590376 |  | 275 | PDC | 1
259039 | NWS-BDA/81000/M | 259039 | Capac inferior/superior 800x1000, montat | 87 | cerere oferta | N | 1 | 0 | 1 | 5.5 | KG | 1000X800X10 | 4015082590390 |  | 275 | PDC | 1
259036 | NWS-BDA/81000/OM | 259036 | Capac inferior/superior 800x1000, montat | 87 | cerere oferta | N | 1 | 0 | 1 | 5.5 | KG | 1000X800X10 | 4015082590369 |  | 275 | PDC | 1
254967 | NWS-BDA/8600 | 254967 | Capac inferior/superior 800x600 | 87 | cerere oferta | N | 1 | 0 | 1 | 2.8 | KG | 0X0X0 | 4015082549671 |  | 275 | PDC | 1
254968 | NWS-BDA/8600/M | 254968 | Bottom/Top cover | 87 | cerere oferta | N | 1 | 0 | 1 | 2.8 | KG | 0X0X0 | 4015082549688 |  | 275 | PDC | 1
254969 | NWS-BDA/8600/OM | 254969 | Bottom/Top cover | 87 | cerere oferta | N | 1 | 0 | 1 | 2.8 | KG | 0X0X0 | 4015082549695 |  | 275 | PDC | 1
254970 | NWS-BDA/8800 | 254970 | Capac inferior/superior 800x800 | 87 | cerere oferta | N | 1 | 0 | 1 | 4.3 | KG | 0X0X0 | 4015082549701 |  | 275 | PDC | 1
254971 | NWS-BDA/8800/M | 254971 | Capac inferior/superior 800x800, montat | 87 | cerere oferta | N | 1 | 0 | 1 | 4.3 | KG | 0X0X0 | 4015082549718 |  | 275 | PDC | 1
254972 | NWS-BDA/8800/OM | 254972 | Capac inferior/superior 800x800, montat | 87 | cerere oferta | N | 1 | 0 | 1 | 4.3 | KG | 0X0X0 | 4015082549725 |  | 275 | PDC | 1
254973 | NWS-BEL12 | 254973 | Element montaj sina in cutie alimentare | 87 | cerere oferta | N | 1 | 2 | 1 | 1 | KG | 0X0X0 | 4015082549732 |  | 275 | PDC | 1
254974 | NWS-BF/PF/3P | 254974 | Profil fixare in trei puncte | 87 | cerere oferta | N | 1 | 0 | 1 | 0.8 | KG | 0X0X0 | 4015082549749 |  | 275 | PDC | 1
254975 | NWS-BF/SRB/KSZ/6X14 | 254975 | Surub strangere combinat cu saiba | 87 | cerere oferta | N | 50 | 13 | 1 | 0.256 | KG | 0X0X0 | 4015082549756 |  | 275 | PDC | 1
254976 | NWS-BF/SRB/SZ/6X16 | 254976 | Surub strangere cu saiba | 87 | cerere oferta | N | 50 | 13 | 1 | 5.22 | G | 0X0X0 | 4015082549763 |  | 275 | PDC | 1
254977 | NWS-BP/4LUE | 254977 | Placa obturatoare deschidere ventilator | 87 | cerere oferta | N | 1 | 1 | 1 | 0.17 | KG | 0X0X0 | 4015082549770 |  | 275 | PDC | 1
254978 | NWS-BP/4LUE/M | 254978 | Placa obturatoare deschidere ventilator, | 87 | cerere oferta | N | 1 | 1 | 1 | 0.17 | KG | 0X0X0 | 4015082549787 |  | 275 | PDC | 1
254982 | NWS-DA/6600 | 254982 | Structura superioara fara sloturi 600x60 | 87 | cerere oferta | N | 1 | 0 | 1 | 4.7 | KG | 0X0X0 | 4015082549824 |  | 275 | PDC | 1
254983 | NWS-DA/6600/M | 254983 | Top structure | 87 | cerere oferta | N | 1 | 0 | 1 | 4.7 | KG | 0X0X0 | 4015082549831 |  | 275 | PDC | 1
258872 | NWS-DA/6800 | 258872 | Structura superioara fara sloturi 600x80 | 87 | cerere oferta | N | 1 | 0 | 1 | 50 | KG | 800X600X30 | 4015082588724 |  | 275 | PDC | 1
258871 | NWS-DA/6800/M | 258871 | Top structure | 87 | cerere oferta | N | 1 | 0 | 1 | 50 | KG | 800X600X30 | 4015082588717 |  | 275 | PDC | 1
254984 | NWS-DA/8600 | 254984 | Structura superioara fara sloturi 800x60 | 87 | cerere oferta | N | 1 | 0 | 1 | 5.9 | KG | 0X0X0 | 4015082549848 |  | 275 | PDC | 1
254985 | NWS-DA/8600/M | 254985 | Structura superioara fara sloturi 800x60 | 87 | cerere oferta | N | 1 | 0 | 1 | 5.9 | KG | 0X0X0 | 4015082549855 |  | 275 | PDC | 1
254986 | NWS-DA/8800 | 254986 | Structura superioara fara sloturi 800x80 | 87 | cerere oferta | N | 1 | 0 | 1 | 7.5 | KG | 0X0X0 | 4015082549862 |  | 275 | PDC | 1
254987 | NWS-DA/8800/M | 254987 | Top structure | 87 | cerere oferta | N | 1 | 0 | 1 | 7.5 | KG | 0X0X0 | 4015082549879 |  | 275 | PDC | 1
254979 | NWS-DAD/4LUE/6600 | 254979 | Top cover w. 4 Fan op. | 87 | cerere oferta | N | 1 | 0 | 1 | 1.7 | KG | 0X0X0 | 4015082549794 |  | 275 | PDC | 1
254988 | NWS-DAD/4LUE/6600/M | 254988 | Capac inferior/superior cu 4 deschideri | 87 | cerere oferta | N | 1 | 0 | 1 | 1.7 | KG | 0X0X0 | 4015082549886 |  | 275 | PDC | 1
258870 | NWS-DAD/4LUE/6800 | 258870 | Capac inferior/superior cu 4 deschideri | 87 | cerere oferta | N | 1 | 0 | 1 | 2.5 | KG | 800X600X10 | 4015082588700 |  | 275 | PDC | 1
254989 | NWS-DAD/4LUE/6800/M | 254989 | Top cover w. 4 Fan op. | 87 | cerere oferta | N | 1 | 0 | 1 | 2.5 | KG | 0X0X0 | 4015082549893 |  | 275 | PDC | 1
254980 | NWS-DAD/4LUE/8600 | 254980 | Top cover w. 4 Fan op. | 87 | cerere oferta | N | 1 | 0 | 1 | 2.5 | KG | 0X0X0 | 4015082549800 |  | 275 | PDC | 1
254991 | NWS-DAD/4LUE/8600/M | 254991 | Top cover w. 4 Fan op. | 87 | cerere oferta | N | 1 | 0 | 1 | 2.5 | KG | 0X0X0 | 4015082549916 |  | 275 | PDC | 1
254981 | NWS-DAD/4LUE/8800 | 254981 | Top cover w. 4 Fan op. | 87 | cerere oferta | N | 1 | 0 | 1 | 3.9 | KG | 0X0X0 | 4015082549817 |  | 275 | PDC | 1
254992 | NWS-DAD/4LUE/8800/M | 254992 | Top cover w. 4 Fan op. | 87 | cerere oferta | N | 1 | 0 | 1 | 3.9 | KG | 0X0X0 | 4015082549923 |  | 275 | PDC | 1
259014 | NWS-DAD/8LUE/61000 | 259014 | Capac inferior/superior cu 4 deschideri | 87 | cerere oferta | N | 1 | 0 | 1 | 50 | KG | 1000X600X10 | 4015082590147 |  | 275 | PDC | 1
259013 | NWS-DAD/8LUE/61000/M | 259013 | Capac superior cu 4 deschideri pentru ve | 87 | cerere oferta | N | 1 | 0 | 1 | 3.9 | KG | 1000X600X10 | 4015082590130 |  | 275 | PDC | 1
259038 | NWS-DAD/8LUE/81000 | 259038 | Capac inferior/superior cu 4 deschideri | 87 | cerere oferta | N | 1 | 0 | 1 | 5.5 | KG | 1000X800X10 | 4015082590383 |  | 275 | PDC | 1
254990 | NWS-DAD/8LUE/81000/M | 254990 | capac superior cu 4 deschideri pentru ve | 87 | cerere oferta | N | 1 | 0 | 1 | 6.1 | KG | 0X0X0 | 4015082549909 |  | 275 | PDC | 1
254993 | NWS-DAL/6600 | 254993 | Structura superioara cu sloturi 600x600 | 87 | cerere oferta | N | 1 | 0 | 1 | 4.7 | KG | 0X0X0 | 4015082549930 |  | 275 | PDC | 1
254994 | NWS-DAL/6600/M | 254994 | Top structure w. slots | 87 | cerere oferta | N | 1 | 0 | 1 | 4.7 | KG | 0X0X0 | 4015082549947 |  | 275 | PDC | 1
258874 | NWS-DAL/6800 | 258874 | Structura superioara cu sloturi 600x800 | 87 | cerere oferta | N | 1 | 0 | 1 | 5.9 | KG | 800X600X30 | 4015082588748 |  | 275 | PDC | 1
258873 | NWS-DAL/6800/M | 258873 | Top structure w. slots | 87 | cerere oferta | N | 1 | 0 | 1 | 5.9 | KG | 800X600X30 | 4015082588731 |  | 275 | PDC | 1
254995 | NWS-DAL/8600 | 254995 | Structura superioara cu sloturi 800x600 | 87 | cerere oferta | N | 1 | 0 | 1 | 5.9 | KG | 0X0X0 | 4015082549954 |  | 275 | PDC | 1
254996 | NWS-DAL/8600/M | 254996 | Top structure w. slots | 87 | cerere oferta | N | 1 | 0 | 1 | 5.9 | KG | 0X0X0 | 4015082549961 |  | 275 | PDC | 1
254997 | NWS-DAL/8800 | 254997 | Structura superioara cu sloturi 800x800 | 87 | cerere oferta | N | 1 | 0 | 1 | 7.5 | KG | 0X0X0 | 4015082549978 |  | 275 | PDC | 1
254998 | NWS-DAL/8800/M | 254998 | Top structure w. slots | 87 | cerere oferta | N | 1 | 0 | 1 | 7.5 | KG | 0X0X0 | 4015082549985 |  | 275 | PDC | 1
254999 | NWS-DI/BO/L25 | 254999 | Distantieri, set 4 | 87 | cerere oferta | N | 1 | 1 | 1 | 0.001 | KG | 0X0X0 | 4015082549992 |  | 275 | PDC | 1
285122 | NWS-DI/BO/L25/M | 285122 | Distantieri, set 4, montat | 87 | cerere oferta | N | 1 | 0 | 1 | 0.1 | KG | 160X100X10 | 4015082851224 |  | 275 | PDC | 1
255003 | NWS-EB/LUE | 255003 | Ventilator | 87 | cerere oferta | N | 1 | 0 | 1 | 0.64 | KG | 0 001X0 001X0 001 | 4015082550035 |  | 275 | PDC | 1
285047 | NWS-EB/LUE/M | 285047 | Ventilator, montat | 87 | cerere oferta | N | 1 | 0 | 1 | 0.7 | KG | 120X120X45 | 4015082850470 |  | 275 | PDC | 1
259069 | NWS-ER/FI/BAF/61000 | 259069 | Filtru de rezerva 600x1000 | 87 | cerere oferta | N | 1 | 0 | 1 | 0.001 | KG | 720X280X8 | 4015082590697 |  | 275 | PDC | 1
255004 | NWS-ER/FI/BAF/6600 | 255004 | Filtru de rezerva 600x600 | 87 | cerere oferta | N | 1 | 0 | 1 | 0.001 | KG | 0X0X0 | 4015082550042 |  | 275 | PDC | 1
259068 | NWS-ER/FI/BAF/6800 | 259068 | Filtru de rezerva 600x800 | 87 | cerere oferta | N | 1 | 0 | 1 | 50 | KG | 390X280X8 | 4015082590680 |  | 275 | PDC | 1
259070 | NWS-ER/FI/BAF/81000 | 259070 | Filtru de rezerva 800x1000 | 87 | cerere oferta | N | 1 | 0 | 1 | 0.001 | KG | 720X170X8 | 4015082590703 |  | 275 | PDC | 1
255005 | NWS-ER/FI/BAF/8600 | 255005 | Filtru de rezerva 800x600 | 87 | cerere oferta | N | 1 | 0 | 1 | 0.001 | KG | 0X0X0 | 4015082550059 |  | 275 | PDC | 1
255006 | NWS-ER/FI/BAF/8800 | 255006 | Filtru de rezerva 800x800 | 87 | cerere oferta | N | 1 | 0 | 1 | 0.012 | KG | 0X0X0 | 4015082550066 |  | 275 | PDC | 1
255007 | NWS-ER/FI/SOK/B600 | 255007 | Filtru de rezerva pentru soclu 100mm, 60 | 87 | cerere oferta | N | 1 | 0 | 1 | 0.001 | KG | 0X0X0 | 4015082550073 |  | 275 | PDC | 1
259071 | NWS-ER/FI/SOK/B600/H200 | 259071 | Filtru de rezerva pentru soclu 200mm, 60 | 87 | cerere oferta | N | 1 | 0 | 1 | 0.001 | KG | 220X195X8 | 4015082590710 |  | 275 | PDC | 1
255008 | NWS-ER/FI/SOK/B800 | 255008 | Filtru de rezerva pentru soclu 100mm, 80 | 87 | cerere oferta | N | 1 | 0 | 1 | 4.6 | G | 0X0X0 | 4015082550080 |  | 275 | PDC | 1
259072 | NWS-ER/FI/SOK/B800/H200 | 259072 | Filtru de rezerva pentru soclu 200mm, 80 | 87 | cerere oferta | N | 1 | 0 | 1 | 50 | KG | 390X195X8 | 4015082590727 |  | 275 | PDC | 1
255009 | NWS-ERD/SET | 255009 | Set impamantare | 87 | cerere oferta | N | 1 | 1 | 1 | 0.015 | KG | 0X0X0 | 4015082550097 |  | 275 | PDC | 1
255010 | NWS-ERD/SET/M | 255010 | Set impamantare, montat | 87 | cerere oferta | N | 1 | 1 | 1 | 0.015 | KG | 0X0X0 | 4015082550103 |  | 275 | PDC | 1
255011 | NWS-ERDS/19 | 255011 | Bara impamantare | 87 | cerere oferta | N | 1 | 0 | 1 | 0.3 | KG | 0 001X0 001X0 001 | 4015082550110 |  | 275 | PDC | 1
255012 | NWS-ERDS/19/M | 255012 | Bara impamantare, montat | 87 | cerere oferta | N | 1 | 0 | 1 | 0.3 | KG | 0 001X0 001X0 001 | 4015082550127 |  | 275 | PDC | 1
255013 | NWS-ERDS/V | 255013 | Bara impamantare verticala | 87 | cerere oferta | N | 1 | 0 | 1 | 0.3 | KG | 0 001X0 001X0 001 | 4015082550134 |  | 275 | PDC | 1
255014 | NWS-ERDS/V/M | 255014 | Bara impamantare verticala, montat | 87 | cerere oferta | N | 1 | 0 | 1 | 0.3 | KG | 0 001X0 001X0 001 | 4015082550141 |  | 275 | PDC | 1
255015 | NWS-FAD/19/2HE/T400 | 255015 | Rafturi extractibile 19", 2U, 400mm | 87 | cerere oferta | N | 1 | 0 | 1 | 5.6 | KG | 0 001X0 001X0 001 | 4015082550158 |  | 275 | PDC | 1
255016 | NWS-FAD/19/2HE/T600 | 255016 | Rafturi extractibile 19", 2U, 600mm | 87 | cerere oferta | N | 1 | 0 | 1 | 8.3 | KG | 0 001X0 001X0 001 | 4015082550165 |  | 275 | PDC | 1
255017 | NWS-FAD/19/2HE/T740 | 255017 | Rafturi extractibile 19", 2U, 740mm | 87 | cerere oferta | N | 1 | 0 | 1 | 9.75 | KG | 0 001X0 001X0 001 | 4015082550172 |  | 275 | PDC | 1
255018 | NWS-FAD/B800/2HE/T600 | 255018 | Rafturi extractibil, fixare frontala si | 87 | cerere oferta | N | 1 | 0 | 1 | 10.2 | KG | 0 001X0 001X0 001 | 4015082550189 |  | 275 | PDC | 1
255019 | NWS-FFD/19/2HE/T400 | 255019 | Rafturi fixe, 19", fixare frontala si sp | 87 | cerere oferta | N | 1 | 0 | 1 | 5 | KG | 0 001X0 001X0 001 | 4015082550196 |  | 275 | PDC | 1
255020 | NWS-FFD/19/2HE/T600 | 255020 | Rafturi fixe, 19", fixare frontala si sp | 87 | cerere oferta | N | 1 | 0 | 1 | 6 | KG | 0 001X0 001X0 001 | 4015082550202 |  | 275 | PDC | 1
255021 | NWS-FFD/19/2HE/T740 | 255021 | Rafturi fixe, 19", fixare frontala si sp | 87 | cerere oferta | N | 1 | 0 | 1 | 8.6 | KG | 0 001X0 001X0 001 | 4015082550219 |  | 275 | PDC | 1
255022 | NWS-FFD/B800/2HE/T600 | 255022 | Rafturi fixe, 19", fixare frontala si sp | 87 | cerere oferta | N | 1 | 0 | 1 | 7.4 | KG | 0 001X0 001X0 001 | 4015082550226 |  | 275 | PDC | 1
255023 | NWS-FFE/19/2HE/T180 | 255023 | Rafturi fixe, 19", fixare frontala, 2U, | 87 | cerere oferta | N | 1 | 0 | 1 | 1.4 | KG | 0 001X0 001X0 001 | 4015082550233 |  | 275 | PDC | 1
255024 | NWS-FFE/19/2HE/T400 | 255024 | Rafturi fixe, 19", fixare frontala, 2U, | 87 | cerere oferta | N | 1 | 0 | 1 | 3.2 | KG | 0 001X0 001X0 001 | 4015082550240 |  | 275 | PDC | 1
237008 | NWS-FFG/2HE/T375 | 237008 | Rafturi fixe, 19", fixare pe sina culisa | 87 | cerere oferta | N | 1 | 0 | 1 | 8.6 | KG | 375X485X90 | 4015082370084 |  | 275 | PDC | 1
237009 | NWS-FFG/2HE/T400 | 237009 | Rafturi fixe, 19", fixare pe sina culisa | 87 | cerere oferta | N | 1 | 0 | 1 | 3.1 | KG | 400X485X90 | 4015082370091 |  | 275 | PDC | 1
255025 | NWS-FFS/T400/1HE | 255025 | Rafturi cu sertar, 19", fixare frontala | 87 | cerere oferta | N | 1 | 0 | 1 | 4.9 | KG | 0 001X0 001X0 001 | 4015082550257 |  | 275 | PDC | 1
255026 | NWS-FFS/T400/2HE | 255026 | Rafturi cu sertar, 19", fixare frontala | 87 | cerere oferta | N | 1 | 0 | 1 | 6.6 | KG | 0 001X0 001X0 001 | 4015082550264 |  | 275 | PDC | 1
285130 | NWS-FLB/2F | 285130 | Placa filtru-ventilator | 87 | cerere oferta | N | 1 | 0 | 1 | 0.8 | KG | 175X300X15 | 4015082851309 |  | 275 | PDC | 1
285131 | NWS-FLB/2F-2/EB/LUE/TH/VD | 285131 | Placa filtru-ventilator preasamblata | 87 | cerere oferta | N | 1 | 0 | 1 | 2.2 | KG | 175X300X60 | 4015082851316 |  | 275 | PDC | 1
255027 | NWS-FP/7UML/19/1HE | 255027 | Placa frontala cu deflectoare 19", 1U | 87 | cerere oferta | N | 1 | 0 | 1 | 0.33 | KG | 0X0X0 | 4015082550271 |  | 275 | PDC | 1
255028 | NWS-FP/KFB/K/1HE | 255028 | Placa frontala 19", cu eclise de ghidare | 87 | cerere oferta | N | 1 | 0 | 1 | 0.78 | KG | 0 001X0 001X0 001 | 4015082550288 |  | 275 | PDC | 1
255029 | NWS-FP/KFB/M/1HE | 255029 | Placa frontala 19", cu eclise de ghidare | 87 | cerere oferta | N | 1 | 0 | 10 | 0.9 | KG | 0 001X0 001X0 001 | 4015082550295 |  | 275 | PDC | 1
255030 | NWS-FP/KFB/M/2HE | 255030 | Placa frontala 19", cu eclise de ghidare | 87 | cerere oferta | N | 1 | 0 | 1 | 1 | KG | 0 001X0 001X0 001 | 4015082550301 |  | 275 | PDC | 1
255031 | NWS-FPB/19/1,5HE | 255031 | Placa frontala obturatoare, 19", 1,5U | 87 | cerere oferta | N | 1 | 1 | 1 | 0.23 | KG | 0X0X0 | 4015082550318 |  | 275 | PDC | 1
255032 | NWS-FPB/19/1HE | 255032 | Placa frontala obturatoare, 19", 1U | 87 | cerere oferta | N | 1 | 1 | 1 | 0.38 | KG | 0 001X0 001X0 001 | 4015082550325 |  | 275 | PDC | 1
255033 | NWS-FPB/19/2HE | 255033 | Placa frontala obturatoare, 19", 2U | 87 | cerere oferta | N | 1 | 0 | 1 | 0.797 | KG | 0X0X0 | 4015082550332 |  | 275 | PDC | 1
255034 | NWS-FPB/19/3HE | 255034 | Placa frontala obturatoare, 19", 3U | 87 | cerere oferta | N | 1 | 0 | 1 | 0.46 | KG | 0X0X0 | 4015082550349 |  | 275 | PDC | 1
255035 | NWS-FPB/19/4HE | 255035 | Placa frontala obturatoare, 19", 4U | 87 | cerere oferta | N | 1 | 0 | 1 | 1.9 | KG | 0X0X0 | 4015082550356 |  | 275 | PDC | 1
255036 | NWS-FPB/19/6HE | 255036 | Placa frontala obturatoare, 19", 5U | 87 | cerere oferta | N | 1 | 0 | 1 | 0.92 | KG | 0X0X0 | 4015082550363 |  | 275 | PDC | 1
255037 | NWS-FPBK/19/1HE | 255037 | Placa frontala obturatoare, 19", cu 2 ma | 87 | cerere oferta | N | 1 | 0 | 1 | 0.49 | KG | 0X0X0 | 4015082550370 |  | 275 | PDC | 1
255038 | NWS-FPBK/19/2HE | 255038 | Placa frontala obturatoare, 19", cu 2 ma | 87 | cerere oferta | N | 1 | 0 | 1 | 0.821 | KG | 0X0X0 | 4015082550387 |  | 275 | PDC | 1
255039 | NWS-FPD/19/1,5HE | 255039 | Placa frontala obturatoare, cu deschider | 87 | cerere oferta | N | 1 | 0 | 1 | 0.23 | KG | 0X0X0 | 4015082550394 |  | 275 | PDC | 1
255040 | NWS-FPD/19/1HE | 255040 | Placa frontala obturatoare, cu deschider | 87 | cerere oferta | N | 1 | 0 | 1 | 0.27 | KG | 0 001X0 001X0 001 | 4015082550400 |  | 275 | PDC | 1
255041 | NWS-FPD/19/2HE | 255041 | Placa frontala obturatoare, cu deschider | 87 | cerere oferta | N | 1 | 0 | 1 | 0.524 | KG | 0X0X0 | 4015082550417 |  | 275 | PDC | 1
255042 | NWS-FPD/19/3HE | 255042 | Placa frontala obturatoare, cu deschider | 87 | cerere oferta | N | 1 | 0 | 1 | 1 | KG | 0X0X0 | 4015082550424 |  | 275 | PDC | 1
255043 | NWS-FPDK/19/1,5HE | 255043 | Placa frontala obturatoare, cu deschider | 87 | cerere oferta | N | 1 | 0 | 1 | 0.23 | KG | 0X0X0 | 4015082550431 |  | 275 | PDC | 1
255044 | NWS-FPDK/19/1HE | 255044 | Placa frontala obturatoare, cu deschider | 87 | cerere oferta | N | 1 | 0 | 1 | 0.359 | KG | 0X0X0 | 4015082550448 |  | 275 | PDC | 1
255045 | NWS-FPDK/19/2HE | 255045 | Placa frontala obturatoare, cu deschider | 87 | cerere oferta | N | 1 | 0 | 1 | 0.547 | KG | 0X0X0 | 4015082550455 |  | 275 | PDC | 1
255046 | NWS-FPDK/19/3HE | 255046 | Placa frontala obturatoare, cu deschider | 87 | cerere oferta | N | 1 | 0 | 1 | 0.46 | KG | 0X0X0 | 4015082550462 |  | 275 | PDC | 1
259026 | NWS-FR/VT1/61020/M | 259026 | Fixed mount.frame Vers.1 | 87 | cerere oferta | N | 1 | 0 | 1 | 8.5 | KG | 2025X100X100 | 4015082590260 |  | 275 | PDC | 1
259033 | NWS-FR/VT1/61022/M | 259033 | Fixed mount.frame Vers.1 | 87 | cerere oferta | N | 1 | 0 | 1 | 9 | KG | 2205X100X100 | 4015082590338 |  | 275 | PDC | 1
258963 | NWS-FR/VT1/6616/M | 258963 | Cadru fix 19", VARIANTA 1, montat | 87 | cerere oferta | N | 1 | 0 | 1 | 7 | KG | 1625X100X100 | 4015082589639 |  | 275 | PDC | 1
255047 | NWS-FR/VT1/6618/M | 255047 | Fixed mount.frame Vers.1 | 87 | cerere oferta | N | 1 | 0 | 1 | 6.5 | KG | 0X0X0 | 4015082550479 |  | 275 | PDC | 1
255048 | NWS-FR/VT1/6620/M | 255048 | Fixed mount.frame Vers.1 | 87 | cerere oferta | N | 1 | 0 | 1 | 7 | KG | 0X0X0 | 4015082550486 |  | 275 | PDC | 1
255049 | NWS-FR/VT1/6622/M | 255049 | Cadru fix 19", VARIANTA 1, montat | 87 | cerere oferta | N | 1 | 0 | 1 | 8 | KG | 0X0X0 | 4015082550493 |  | 275 | PDC | 1
258912 | NWS-FR/VT1/6812/M | 258912 | Fixed mount.frame Vers.1 | 87 | cerere oferta | N | 1 | 0 | 1 | 5.5 | KG | 1180X100X100 | 4015082589127 |  | 275 | PDC | 1
258969 | NWS-FR/VT1/6816/M | 258969 | Fixed mount.frame Vers.1 | 87 | cerere oferta | N | 1 | 0 | 1 | 7.5 | KG | 1625X100X100 | 4015082589691 |  | 275 | PDC | 1
258886 | NWS-FR/VT1/6818/M | 258886 | Fixed mount.frame Vers.1 | 87 | cerere oferta | N | 1 | 0 | 1 | 7 | KG | 1805X100X100 | 4015082588861 |  | 275 | PDC | 1
258889 | NWS-FR/VT1/6820/M | 258889 | Fixed mount.frame Vers.1 | 87 | cerere oferta | N | 1 | 0 | 1 | 7.5 | KG | 2025X100X100 | 4015082588892 |  | 275 | PDC | 1
258892 | NWS-FR/VT1/6822/M | 258892 | Fixed mount.frame Vers.1 | 87 | cerere oferta | N | 1 | 0 | 1 | 50 | KG | 2205X100X100 | 4015082588922 |  | 275 | PDC | 1
259049 | NWS-FR/VT1/81020/M | 259049 | Cadru fix 19", VARIANTA 1, montat | 87 | cerere oferta | N | 1 | 0 | 1 | 11 | KG | 2025X100X100 | 4015082590499 |  | 275 | PDC | 1
259054 | NWS-FR/VT1/81022/M | 259054 | Cadru fix 19", VARIANTA 1, montat | 87 | cerere oferta | N | 1 | 0 | 1 | 12 | KG | 2205X100X100 | 4015082590543 |  | 275 | PDC | 1
258930 | NWS-FR/VT1/8612/M | 258930 | Fixed mount.frame Vers.1 | 87 | cerere oferta | N | 1 | 0 | 1 | 5.5 | KG | 1180X100X100 | 4015082589301 |  | 275 | PDC | 1
258987 | NWS-FR/VT1/8616/M | 258987 | Fixed mount.frame Vers.1 | 87 | cerere oferta | N | 1 | 0 | 1 | 7.5 | KG | 1625X100X100 | 4015082589875 |  | 275 | PDC | 1
255051 | NWS-FR/VT1/8618/M | 255051 | Fixed mount.frame Vers.1 | 87 | cerere oferta | N | 1 | 0 | 1 | 7 | KG | 0X0X0 | 4015082550516 |  | 275 | PDC | 1
255052 | NWS-FR/VT1/8620/M | 255052 | Fixed mount.frame Vers.1 | 87 | cerere oferta | N | 1 | 0 | 1 | 7.5 | KG | 0X0X0 | 4015082550523 |  | 275 | PDC | 1
255053 | NWS-FR/VT1/8622/M | 255053 | Cadru fix 19", VARIANTA 1, montat | 87 | cerere oferta | N | 1 | 0 | 1 | 6.5 | KG | 0X0X0 | 4015082550530 |  | 275 | PDC | 1
258943 | NWS-FR/VT1/8812/M | 258943 | Fixed mount.frame Vers.1 | 87 | cerere oferta | N | 1 | 0 | 1 | 6 | KG | 1180X100X100 | 4015082589431 |  | 275 | PDC | 1
259000 | NWS-FR/VT1/8816/M | 259000 | Fixed mount.frame Vers.1 | 87 | cerere oferta | N | 1 | 0 | 1 | 8 | KG | 1625X100X100 | 4015082590000 |  | 275 | PDC | 1
255054 | NWS-FR/VT1/8818/M | 255054 | Fixed mount.frame Vers.1 | 87 | cerere oferta | N | 1 | 0 | 1 | 8 | KG | 0X0X0 | 4015082550547 |  | 275 | PDC | 1
255050 | NWS-FR/VT1/8820/M | 255050 | Cadru fix 19", VARIANTA 1, montat | 87 | cerere oferta | N | 1 | 0 | 1 | 8.5 | KG | 0X0X0 | 4015082550509 |  | 275 | PDC | 1
255055 | NWS-FR/VT1/8822/M | 255055 | Cadru fix 19", VARIANTA 1, montat | 87 | cerere oferta | N | 1 | 0 | 1 | 9.5 | KG | 0X0X0 | 4015082550554 |  | 275 | PDC | 1
255057 | NWS-FR/VT10/8618/M | 255057 | Fixed mount.frame Vers.10 | 87 | cerere oferta | N | 1 | 0 | 1 | 16 | KG | 0X0X0 | 4015082550578 |  | 275 | PDC | 1
255058 | NWS-FR/VT10/8620/M | 255058 | Fixed mount.frame Vers.10 | 87 | cerere oferta | N | 1 | 0 | 1 | 17 | KG | 0X0X0 | 4015082550585 |  | 275 | PDC | 1
255059 | NWS-FR/VT10/8622/M | 255059 | Fixed mount.frame Vers.10 | 87 | cerere oferta | N | 1 | 0 | 1 | 19 | KG | 0X0X0 | 4015082550592 |  | 275 | PDC | 1
255060 | NWS-FR/VT10/8818/M | 255060 | Fixed mount.frame Vers.10 | 87 | cerere oferta | N | 1 | 0 | 1 | 17.5 | KG | 0X0X0 | 4015082550608 |  | 275 | PDC | 1
255056 | NWS-FR/VT10/8820/M | 255056 | Fixed mount.frame Vers.10 | 87 | cerere oferta | N | 1 | 0 | 1 | 19 | KG | 0X0X0 | 4015082550561 |  | 275 | PDC | 1
255061 | NWS-FR/VT10/8822/M | 255061 | Fixed mount.frame Vers.10 | 87 | cerere oferta | N | 1 | 0 | 1 | 20.5 | KG | 0X0X0 | 4015082550615 |  | 275 | PDC | 1
255063 | NWS-FR/VT11/8618/M | 255063 | Fixed mount.frame Vers.11 | 87 | cerere oferta | N | 1 | 0 | 1 | 6.5 | KG | 0X0X0 | 4015082550639 |  | 275 | PDC | 1
255064 | NWS-FR/VT11/8620/M | 255064 | Fixed mount.frame Vers.11 | 87 | cerere oferta | N | 1 | 0 | 1 | 7 | KG | 0X0X0 | 4015082550646 |  | 275 | PDC | 1
255065 | NWS-FR/VT11/8622/M | 255065 | Fixed mount.frame Vers.11 | 87 | cerere oferta | N | 1 | 0 | 1 | 7.5 | KG | 0X0X0 | 4015082550653 |  | 275 | PDC | 1
255066 | NWS-FR/VT11/8818/M | 255066 | Fixed mount.frame Vers.11 | 87 | cerere oferta | N | 1 | 0 | 1 | 7.5 | KG | 0X0X0 | 4015082550660 |  | 275 | PDC | 1
255062 | NWS-FR/VT11/8820/M | 255062 | Fixed mount.frame Vers.11 | 87 | cerere oferta | N | 1 | 0 | 1 | 8 | KG | 0X0X0 | 4015082550622 |  | 275 | PDC | 1
255067 | NWS-FR/VT11/8822/M | 255067 | Fixed mount.frame Vers.11 | 87 | cerere oferta | N | 1 | 0 | 1 | 8.5 | KG | 0X0X0 | 4015082550677 |  | 275 | PDC | 1
255069 | NWS-FR/VT12/8618/M | 255069 | Fixed mount.frame Vers.12 | 87 | cerere oferta | N | 1 | 0 | 1 | 9.5 | KG | 0X0X0 | 4015082550691 |  | 275 | PDC | 1
255070 | NWS-FR/VT12/8620/M | 255070 | Fixed mount.frame Vers.12 | 87 | cerere oferta | N | 1 | 0 | 1 | 10 | KG | 0X0X0 | 4015082550707 |  | 275 | PDC | 1
255071 | NWS-FR/VT12/8622/M | 255071 | Fixed mount.frame Vers.12 | 87 | cerere oferta | N | 1 | 0 | 1 | 11 | KG | 0X0X0 | 4015082550714 |  | 275 | PDC | 1
255072 | NWS-FR/VT12/8818/M | 255072 | Fixed mount.frame Vers.12 | 87 | cerere oferta | N | 1 | 0 | 1 | 11 | KG | 0X0X0 | 4015082550721 |  | 275 | PDC | 1
255068 | NWS-FR/VT12/8820/M | 255068 | Fixed mount.frame Vers.12 | 87 | cerere oferta | N | 1 | 0 | 1 | 11.5 | KG | 0X0X0 | 4015082550684 |  | 275 | PDC | 1
255073 | NWS-FR/VT12/8822/M | 255073 | Fixed mount.frame Vers.12 | 87 | cerere oferta | N | 1 | 0 | 1 | 12.5 | KG | 0X0X0 | 4015082550738 |  | 275 | PDC | 1
255075 | NWS-FR/VT13/8618/M | 255075 | Fixed mount.frame Vers.13 | 87 | cerere oferta | N | 1 | 0 | 1 | 11 | KG | 0X0X0 | 4015082550752 |  | 275 | PDC | 1
255076 | NWS-FR/VT13/8620/M | 255076 | Fixed mount.frame Vers.13 | 87 | cerere oferta | N | 1 | 0 | 1 | 12 | KG | 0X0X0 | 4015082550769 |  | 275 | PDC | 1
255077 | NWS-FR/VT13/8622/M | 255077 | Fixed mount.frame Vers.13 | 87 | cerere oferta | N | 1 | 0 | 1 | 13 | KG | 0X0X0 | 4015082550776 |  | 275 | PDC | 1
255078 | NWS-FR/VT13/8818/M | 255078 | Fixed mount.frame Vers.13 | 87 | cerere oferta | N | 1 | 0 | 1 | 12 | KG | 0X0X0 | 4015082550783 |  | 275 | PDC | 1
255074 | NWS-FR/VT13/8820/M | 255074 | Cadru fix 19", VARIANTA 1, montat | 87 | cerere oferta | N | 1 | 0 | 1 | 13 | KG | 0X0X0 | 4015082550745 |  | 275 | PDC | 1
255079 | NWS-FR/VT13/8822/M | 255079 | Fixed mount.frame Vers.13 | 87 | cerere oferta | N | 1 | 0 | 1 | 14 | KG | 0X0X0 | 4015082550790 |  | 275 | PDC | 1
255081 | NWS-FR/VT14/8618/M | 255081 | Fixed mount.frame Vers.14 | 87 | cerere oferta | N | 1 | 0 | 1 | 14 | KG | 0X0X0 | 4015082550813 |  | 275 | PDC | 1
255082 | NWS-FR/VT14/8620/M | 255082 | Fixed mount.frame Vers.14 | 87 | cerere oferta | N | 1 | 0 | 1 | 15 | KG | 0X0X0 | 4015082550820 |  | 275 | PDC | 1
255083 | NWS-FR/VT14/8622/M | 255083 | Fixed mount.frame Vers.14 | 87 | cerere oferta | N | 1 | 0 | 1 | 16.5 | KG | 0X0X0 | 4015082550837 |  | 275 | PDC | 1
255084 | NWS-FR/VT14/8818/M | 255084 | Fixed mount.frame Vers.14 | 87 | cerere oferta | N | 1 | 0 | 1 | 15.5 | KG | 0X0X0 | 4015082550844 |  | 275 | PDC | 1
255080 | NWS-FR/VT14/8820/M | 255080 | Fixed mount.frame Vers.14 | 87 | cerere oferta | N | 1 | 0 | 1 | 16.5 | KG | 0X0X0 | 4015082550806 |  | 275 | PDC | 1
255085 | NWS-FR/VT14/8822/M | 255085 | Fixed mount.frame Vers.14 | 87 | cerere oferta | N | 1 | 0 | 1 | 18 | KG | 0X0X0 | 4015082550851 |  | 275 | PDC | 1
255087 | NWS-FR/VT15/8618/M | 255087 | Fixed mount.frame Vers.15 | 87 | cerere oferta | N | 1 | 0 | 1 | 16 | KG | 0X0X0 | 4015082550875 |  | 275 | PDC | 1
255088 | NWS-FR/VT15/8620/M | 255088 | Fixed mount.frame Vers.15 | 87 | cerere oferta | N | 1 | 0 | 1 | 17 | KG | 0X0X0 | 4015082550882 |  | 275 | PDC | 1
255089 | NWS-FR/VT15/8622/M | 255089 | Fixed mount.frame Vers.15 | 87 | cerere oferta | N | 1 | 0 | 1 | 19 | KG | 0X0X0 | 4015082550899 |  | 275 | PDC | 1
255090 | NWS-FR/VT15/8818/M | 255090 | Fixed mount.frame Vers.15 | 87 | cerere oferta | N | 1 | 0 | 1 | 17.5 | KG | 0X0X0 | 4015082550905 |  | 275 | PDC | 1
255086 | NWS-FR/VT15/8820/M | 255086 | Fixed mount.frame Vers.15 | 87 | cerere oferta | N | 1 | 0 | 1 | 19 | KG | 0X0X0 | 4015082550868 |  | 275 | PDC | 1
255091 | NWS-FR/VT15/8822/M | 255091 | Fixed mount.frame Vers.15 | 87 | cerere oferta | N | 1 | 0 | 1 | 20.5 | KG | 0X0X0 | 4015082550912 |  | 275 | PDC | 1
259050 | NWS-FR/VT2/81020/M | 259050 | Fixed mount.frame Vers.2 | 87 | cerere oferta | N | 1 | 0 | 1 | 50 | KG | 2025X100X100 | 4015082590505 |  | 275 | PDC | 1
259055 | NWS-FR/VT2/81022/M | 259055 | Fixed mount.frame Vers.2 | 87 | cerere oferta | N | 1 | 0 | 1 | 50 | KG | 2205X100X100 | 4015082590550 |  | 275 | PDC | 1
258931 | NWS-FR/VT2/8612/M | 258931 | Fixed mount.frame Vers.2 | 87 | cerere oferta | N | 1 | 0 | 1 | 11 | KG | 1180X100X100 | 4015082589318 |  | 275 | PDC | 1
258988 | NWS-FR/VT2/8616/M | 258988 | Fixed mount.frame Vers.2 | 87 | cerere oferta | N | 1 | 0 | 1 | 50 | KG | 1625X100X100 | 4015082589882 |  | 275 | PDC | 1
255093 | NWS-FR/VT2/8618/M | 255093 | Fixed mount.frame Vers.2 | 87 | cerere oferta | N | 1 | 0 | 1 | 13 | KG | 0X0X0 | 4015082550936 |  | 275 | PDC | 1
255094 | NWS-FR/VT2/8620/M | 255094 | Fixed mount.frame Vers.2 | 87 | cerere oferta | N | 1 | 0 | 1 | 14 | KG | 0X0X0 | 4015082550943 |  | 275 | PDC | 1
255095 | NWS-FR/VT2/8622/M | 255095 | Fixed mount.frame Vers.2 | 87 | cerere oferta | N | 1 | 0 | 1 | 15.5 | KG | 0X0X0 | 4015082550950 |  | 275 | PDC | 1
258944 | NWS-FR/VT2/8812/M | 258944 | Fixed mount.frame Vers.2 | 87 | cerere oferta | N | 1 | 0 | 1 | 50 | KG | 1180X100X100 | 4015082589448 |  | 275 | PDC | 1
259001 | NWS-FR/VT2/8816/M | 259001 | Fixed mount.frame Vers.2 | 87 | cerere oferta | N | 1 | 0 | 1 | 50 | KG | 1625X100X100 | 4015082590017 |  | 275 | PDC | 1
255096 | NWS-FR/VT2/8818/M | 255096 | Fixed mount.frame Vers.2 | 87 | cerere oferta | N | 1 | 0 | 1 | 15 | KG | 0X0X0 | 4015082550967 |  | 275 | PDC | 1
255092 | NWS-FR/VT2/8820/M | 255092 | Fixed mount.frame Vers.2 | 87 | cerere oferta | N | 1 | 0 | 1 | 16 | KG | 0X0X0 | 4015082550929 |  | 275 | PDC | 1
255097 | NWS-FR/VT2/8822/M | 255097 | Fixed mount.frame Vers.2 | 87 | cerere oferta | N | 1 | 0 | 1 | 17 | KG | 0X0X0 | 4015082550974 |  | 275 | PDC | 1
259027 | NWS-FR/VT3/61020/M | 259027 | Cadru fix - Varianta 3 | 87 | cerere oferta | N | 1 | 0 | 1 | 17 | KG | 2025X100X100 | 4015082590277 |  | 275 | PDC | 1
259034 | NWS-FR/VT3/61022/M | 259034 | Fixed mount.frame Vers.3 | 87 | cerere oferta | N | 1 | 0 | 1 | 18 | KG | 2205X100X100 | 4015082590345 |  | 275 | PDC | 1
258907 | NWS-FR/VT3/6612/M | 258907 | Fixed mount.frame Vers.3 | 87 | cerere oferta | N | 1 | 0 | 1 | 10 | KG | 1180X100X100 | 4015082589073 |  | 275 | PDC | 1
258964 | NWS-FR/VT3/6616/M | 258964 | Fixed mount.frame Vers.3 | 87 | cerere oferta | N | 1 | 0 | 1 | 14 | KG | 1625X100X100 | 4015082589646 |  | 275 | PDC | 1
255098 | NWS-FR/VT3/6618/M | 255098 | Fixed mount.frame Vers.3 | 87 | cerere oferta | N | 1 | 0 | 1 | 11 | KG | 0X0X0 | 4015082550981 |  | 275 | PDC | 1
255099 | NWS-FR/VT3/6620/M | 255099 | Fixed mount.frame Vers.3 | 87 | cerere oferta | N | 1 | 0 | 1 | 12.5 | KG | 0X0X0 | 4015082550998 |  | 275 | PDC | 1
255100 | NWS-FR/VT3/6622/M | 255100 | Fixed mount.frame Vers.3 | 87 | cerere oferta | N | 1 | 0 | 1 | 14 | KG | 0X0X0 | 4015082551001 |  | 275 | PDC | 1
258913 | NWS-FR/VT3/6812/M | 258913 | Fixed mount.frame Vers.3 | 87 | cerere oferta | N | 1 | 0 | 1 | 11 | KG | 1180X100X100 | 4015082589134 |  | 275 | PDC | 1
258970 | NWS-FR/VT3/6816/M | 258970 | Fixed mount.frame Vers.3 | 87 | cerere oferta | N | 1 | 0 | 1 | 15 | KG | 1625X100X100 | 4015082589707 |  | 275 | PDC | 1
258887 | NWS-FR/VT3/6818/M | 258887 | Fixed mount.frame Vers.3 | 87 | cerere oferta | N | 1 | 0 | 1 | 12 | KG | 1805X100X100 | 4015082588878 |  | 275 | PDC | 1
255101 | NWS-FR/VT3/6820/M | 255101 | Fixed mount.frame Vers.3 | 87 | cerere oferta | N | 1 | 0 | 1 | 13 | KG | 0X0X0 | 4015082551018 |  | 275 | PDC | 1
258893 | NWS-FR/VT3/6822/M | 258893 | Fixed mount.frame Vers.3 | 87 | cerere oferta | N | 1 | 0 | 1 | 15 | KG | 2205X100X100 | 4015082588939 |  | 275 | PDC | 1
255103 | NWS-FR/VT3/81020/M | 255103 | Fixed mount.frame Vers.3 | 87 | cerere oferta | N | 1 | 0 | 1 | 16 | KG | 0X0X0 | 4015082551032 |  | 275 | PDC | 1
258932 | NWS-FR/VT3/8612/M | 258932 | Fixed mount.frame Vers.3 | 87 | cerere oferta | N | 1 | 0 | 1 | 11 | KG | 1180X100X100 | 4015082589325 |  | 275 | PDC | 1
258989 | NWS-FR/VT3/8616/M | 258989 | Fixed mount.frame Vers.3 | 87 | cerere oferta | N | 1 | 0 | 1 | 15 | KG | 1625X100X100 | 4015082589899 |  | 275 | PDC | 1
255104 | NWS-FR/VT3/8618/M | 255104 | Fixed mount.frame Vers.3 | 87 | cerere oferta | N | 1 | 0 | 1 | 12 | KG | 0X0X0 | 4015082551049 |  | 275 | PDC | 1
255105 | NWS-FR/VT3/8620/M | 255105 | Fixed mount.frame Vers.3 | 87 | cerere oferta | N | 1 | 0 | 1 | 13 | KG | 0X0X0 | 4015082551056 |  | 275 | PDC | 1
255106 | NWS-FR/VT3/8622/M | 255106 | Fixed mount.frame Vers.3 | 87 | cerere oferta | N | 1 | 0 | 1 | 15 | KG | 0X0X0 | 4015082551063 |  | 275 | PDC | 1
258945 | NWS-FR/VT3/8812/M | 258945 | Fixed mount.frame Vers.3 | 87 | cerere oferta | N | 1 | 0 | 1 | 12 | KG | 1180X100X100 | 4015082589455 |  | 275 | PDC | 1
259002 | NWS-FR/VT3/8816/M | 259002 | Fixed mount.frame Vers.3 | 87 | cerere oferta | N | 1 | 0 | 1 | 16 | KG | 1625X100X100 | 4015082590024 |  | 275 | PDC | 1
255107 | NWS-FR/VT3/8818/M | 255107 | Fixed mount.frame Vers.3 | 87 | cerere oferta | N | 1 | 0 | 1 | 13 | KG | 0X0X0 | 4015082551070 |  | 275 | PDC | 1
255102 | NWS-FR/VT3/8820/M | 255102 | Fixed mount.frame Vers.3 | 87 | cerere oferta | N | 1 | 0 | 1 | 14 | KG | 0X0X0 | 4015082551025 |  | 275 | PDC | 1
255110 | NWS-FR/VT4/81020/M | 255110 | cadru fix-varianta 4 | 87 | cerere oferta | N | 1 | 0 | 1 | 25.2 | KG | 0X0X0 | 4015082551100 |  | 275 | PDC | 1
259057 | NWS-FR/VT4/81022/M | 259057 | Fixed mount.frame Vers.4 | 87 | cerere oferta | N | 1 | 0 | 1 | 24 | KG | 2205X100X100 | 4015082590574 |  | 275 | PDC | 1
258933 | NWS-FR/VT4/8612/M | 258933 | Fixed mount.frame Vers.4 | 87 | cerere oferta | N | 1 | 0 | 1 | 50 | KG | 1180X100X100 | 4015082589332 |  | 275 | PDC | 1
258990 | NWS-FR/VT4/8616/M | 258990 | Fixed mount.frame Vers.4 | 87 | cerere oferta | N | 1 | 0 | 1 | 50 | KG | 1625X100X100 | 4015082589905 |  | 275 | PDC | 1
255111 | NWS-FR/VT4/8618/M | 255111 | Fixed mount.frame Vers.4 | 87 | cerere oferta | N | 1 | 0 | 1 | 18 | KG | 0X0X0 | 4015082551117 |  | 275 | PDC | 1
255112 | NWS-FR/VT4/8620/M | 255112 | Fixed mount.frame Vers.4 | 87 | cerere oferta | N | 1 | 0 | 1 | 19.5 | KG | 0X0X0 | 4015082551124 |  | 275 | PDC | 1
255113 | NWS-FR/VT4/8622/M | 255113 | Fixed mount.frame Vers.4 | 87 | cerere oferta | N | 1 | 0 | 1 | 22 | KG | 0X0X0 | 4015082551131 |  | 275 | PDC | 1
258946 | NWS-FR/VT4/8812/M | 258946 | Fixed mount.frame Vers.4 | 87 | cerere oferta | N | 1 | 0 | 1 | 50 | KG | 1180X100X100 | 4015082589462 |  | 275 | PDC | 1
259003 | NWS-FR/VT4/8816/M | 259003 | Fixed mount.frame Vers.4 | 87 | cerere oferta | N | 1 | 0 | 1 | 50 | KG | 1625X100X100 | 4015082590031 |  | 275 | PDC | 1
255114 | NWS-FR/VT4/8818/M | 255114 | Fixed mount.frame Vers.4 | 87 | cerere oferta | N | 1 | 0 | 1 | 20 | KG | 0X0X0 | 4015082551148 |  | 275 | PDC | 1
255109 | NWS-FR/VT4/8820/M | 255109 | Fixed mount.frame Vers.4 | 87 | cerere oferta | N | 1 | 0 | 1 | 21.5 | KG | 0X0X0 | 4015082551094 |  | 275 | PDC | 1
255115 | NWS-FR/VT4/8822/M | 255115 | Fixed mount.frame Vers.4 | 87 | cerere oferta | N | 1 | 0 | 1 | 23.5 | KG | 0X0X0 | 4015082551155 |  | 275 | PDC | 1
259051 | NWS-FR/VT5/81020/M | 259051 | Fixed mount.frame Vers.5 | 87 | cerere oferta | N | 1 | 0 | 1 | 22 | KG | 2025X100X100 | 4015082590512 |  | 275 | PDC | 1
259058 | NWS-FR/VT5/81022/M | 259058 | Fixed mount.frame Vers.5 | 87 | cerere oferta | N | 1 | 0 | 1 | 50 | KG | 2205X100X100 | 4015082590581 |  | 275 | PDC | 1
258934 | NWS-FR/VT5/8612/M | 258934 | Fixed mount.frame Vers.5 | 87 | cerere oferta | N | 1 | 0 | 1 | 50 | KG | 1180X100X100 | 4015082589349 |  | 275 | PDC | 1
258991 | NWS-FR/VT5/8616/M | 258991 | Fixed mount.frame Vers.5 | 87 | cerere oferta | N | 1 | 0 | 1 | 50 | KG | 1625X100X100 | 4015082589912 |  | 275 | PDC | 1
255117 | NWS-FR/VT5/8618/M | 255117 | Fixed mount.frame Vers.5 | 87 | cerere oferta | N | 1 | 0 | 1 | 22 | KG | 0X0X0 | 4015082551179 |  | 275 | PDC | 1
255118 | NWS-FR/VT5/8620/M | 255118 | Fixed mount.frame Vers.5 | 87 | cerere oferta | N | 1 | 0 | 1 | 24 | KG | 0X0X0 | 4015082551186 |  | 275 | PDC | 1
255119 | NWS-FR/VT5/8622/M | 255119 | Fixed mount.frame Vers.5 | 87 | cerere oferta | N | 1 | 0 | 1 | 27 | KG | 0X0X0 | 4015082551193 |  | 275 | PDC | 1
258947 | NWS-FR/VT5/8812/M | 258947 | Fixed mount.frame Vers.5 | 87 | cerere oferta | N | 1 | 0 | 1 | 12 | KG | 1180X100X100 | 4015082589479 |  | 275 | PDC | 1
259004 | NWS-FR/VT5/8816/M | 259004 | Fixed mount.frame Vers.5 | 87 | cerere oferta | N | 1 | 0 | 1 | 50 | KG | 1625X100X100 | 4015082590048 |  | 275 | PDC | 1
255120 | NWS-FR/VT5/8818/M | 255120 | Fixed mount.frame Vers.5 | 87 | cerere oferta | N | 1 | 0 | 1 | 24 | KG | 0X0X0 | 4015082551209 |  | 275 | PDC | 1
255116 | NWS-FR/VT5/8820/M | 255116 | Fixed mount.frame Vers.5 | 87 | cerere oferta | N | 1 | 0 | 1 | 26 | KG | 0X0X0 | 4015082551162 |  | 275 | PDC | 1
255121 | NWS-FR/VT5/8822/M | 255121 | Fixed mount.frame Vers.5 | 87 | cerere oferta | N | 1 | 0 | 1 | 28.5 | KG | 0X0X0 | 4015082551216 |  | 275 | PDC | 1
255123 | NWS-FR/VT6/8618/M | 255123 | Fixed mount.frame Vers.6 | 87 | cerere oferta | N | 1 | 0 | 1 | 6.5 | KG | 0X0X0 | 4015082551230 |  | 275 | PDC | 1
255124 | NWS-FR/VT6/8620/M | 255124 | Fixed mount.frame Vers.6 | 87 | cerere oferta | N | 1 | 0 | 1 | 7 | KG | 0X0X0 | 4015082551247 |  | 275 | PDC | 1
255125 | NWS-FR/VT6/8622/M | 255125 | Fixed mount.frame Vers.6 | 87 | cerere oferta | N | 1 | 0 | 1 | 7.5 | KG | 0X0X0 | 4015082551254 |  | 275 | PDC | 1
255126 | NWS-FR/VT6/8818/M | 255126 | Fixed mount.frame Vers.6 | 87 | cerere oferta | N | 1 | 0 | 1 | 7.5 | KG | 0X0X0 | 4015082551261 |  | 275 | PDC | 1
255122 | NWS-FR/VT6/8820/M | 255122 | Fixed mount.frame Vers.6 | 87 | cerere oferta | N | 1 | 0 | 1 | 8 | KG | 0X0X0 | 4015082551223 |  | 275 | PDC | 1
255127 | NWS-FR/VT6/8822/M | 255127 | Fixed mount.frame Vers.6 | 87 | cerere oferta | N | 1 | 0 | 1 | 8.5 | KG | 0X0X0 | 4015082551278 |  | 275 | PDC | 1
255129 | NWS-FR/VT7/8618/M | 255129 | Fixed mount.frame Vers.7 | 87 | cerere oferta | N | 1 | 0 | 1 | 9.5 | KG | 0X0X0 | 4015082551292 |  | 275 | PDC | 1
255130 | NWS-FR/VT7/8620/M | 255130 | Fixed mount.frame Vers.7 | 87 | cerere oferta | N | 1 | 0 | 1 | 10 | KG | 0X0X0 | 4015082551308 |  | 275 | PDC | 1
255131 | NWS-FR/VT7/8622/M | 255131 | Fixed mount.frame Vers.7 | 87 | cerere oferta | N | 1 | 0 | 1 | 11 | KG | 0X0X0 | 4015082551315 |  | 275 | PDC | 1
255132 | NWS-FR/VT7/8818/M | 255132 | Fixed mount.frame Vers.7 | 87 | cerere oferta | N | 1 | 0 | 1 | 11 | KG | 0X0X0 | 4015082551322 |  | 275 | PDC | 1
255128 | NWS-FR/VT7/8820/M | 255128 | Cadru fix 19", VARIANTA 7, montat | 87 | cerere oferta | N | 1 | 0 | 1 | 11.5 | KG | 0X0X0 | 4015082551285 |  | 275 | PDC | 1
255133 | NWS-FR/VT7/8822/M | 255133 | Fixed mount.frame Vers.7 | 87 | cerere oferta | N | 1 | 0 | 1 | 12.5 | KG | 0X0X0 | 4015082551339 |  | 275 | PDC | 1
255135 | NWS-FR/VT8/8618/M | 255135 | Fixed mount.frame Vers.8 | 87 | cerere oferta | N | 1 | 0 | 1 | 11 | KG | 0X0X0 | 4015082551353 |  | 275 | PDC | 1
255136 | NWS-FR/VT8/8620/M | 255136 | Fixed mount.frame Vers.8 | 87 | cerere oferta | N | 1 | 0 | 1 | 12 | KG | 0X0X0 | 4015082551360 |  | 275 | PDC | 1
255137 | NWS-FR/VT8/8622/M | 255137 | Fixed mount.frame Vers.8 | 87 | cerere oferta | N | 1 | 0 | 1 | 13 | KG | 0X0X0 | 4015082551377 |  | 275 | PDC | 1
255138 | NWS-FR/VT8/8818/M | 255138 | Fixed mount.frame Vers.8 | 87 | cerere oferta | N | 1 | 0 | 1 | 12 | KG | 0X0X0 | 4015082551384 |  | 275 | PDC | 1
255134 | NWS-FR/VT8/8820/M | 255134 | Fixed mount.frame Vers.8 | 87 | cerere oferta | N | 1 | 0 | 1 | 13 | KG | 0X0X0 | 4015082551346 |  | 275 | PDC | 1
255139 | NWS-FR/VT8/8822/M | 255139 | Fixed mount.frame Vers.8 | 87 | cerere oferta | N | 1 | 0 | 1 | 14 | KG | 0X0X0 | 4015082551391 |  | 275 | PDC | 1
255141 | NWS-FR/VT9/8618/M | 255141 | Fixed mount.frame Vers.9 | 87 | cerere oferta | N | 1 | 0 | 1 | 14 | KG | 0X0X0 | 4015082551414 |  | 275 | PDC | 1
255142 | NWS-FR/VT9/8620/M | 255142 | Fixed mount.frame Vers.9 | 87 | cerere oferta | N | 1 | 0 | 1 | 15 | KG | 0X0X0 | 4015082551421 |  | 275 | PDC | 1
255143 | NWS-FR/VT9/8622/M | 255143 | Fixed mount.frame Vers.9 | 87 | cerere oferta | N | 1 | 0 | 1 | 16.5 | KG | 0X0X0 | 4015082551438 |  | 275 | PDC | 1
255144 | NWS-FR/VT9/8818/M | 255144 | Fixed mount.frame Vers.9 | 87 | cerere oferta | N | 1 | 0 | 1 | 15.5 | KG | 0X0X0 | 4015082551445 |  | 275 | PDC | 1
255140 | NWS-FR/VT9/8820/M | 255140 | Fixed mount.frame Vers.9 | 87 | cerere oferta | N | 1 | 0 | 1 | 16.5 | KG | 0X0X0 | 4015082551407 |  | 275 | PDC | 1
255145 | NWS-FR/VT9/8822/M | 255145 | Fixed mount.frame Vers.9 | 87 | cerere oferta | N | 1 | 0 | 1 | 18 | KG | 0X0X0 | 4015082551452 |  | 275 | PDC | 1
255146 | NWS-GLS/VZ/T400/1P | 255146 | Sine culisabile, 400mm | 87 | cerere oferta | N | 1 | 0 | 1 | 0.8 | KG | 0 001X0 001X0 001 | 4015082551469 |  | 275 | PDC | 1
285123 | NWS-GLS/VZ/T400/1P/M | 285123 | Sine culisabile, 400mm, montat | 87 | cerere oferta | N | 1 | 0 | 1 | 1 | KG | 0 001X0 001X0 001 | 4015082851231 |  | 275 | PDC | 1
255147 | NWS-GLS/VZ/T740/1P | 255147 | Sine culisabile, 740mm | 87 | cerere oferta | N | 1 | 0 | 1 | 1.582 | KG | 0 001X0 001X0 001 | 4015082551476 |  | 275 | PDC | 1
285124 | NWS-GLS/VZ/T740/1P/M | 285124 | Sine culisabile, 740mm, montat | 87 | cerere oferta | N | 1 | 0 | 1 | 1.8 | KG | 0 001X0 001X0 001 | 4015082851248 |  | 275 | PDC | 1
259009 | NWS-GRG/61020 | 259009 | Cadru de baza 42U, 2025x600x1000 | 87 | cerere oferta | N | 1 | 0 | 1 | 52 | KG | 1000X600X2025 | 4015082590093 |  | 275 | PDC | 1
259008 | NWS-GRG/61020/M | 259008 | Cadru de baza | 87 | cerere oferta | N | 1 | 0 | 1 | 52 | KG | 1000X600X2025 | 4015082590086 |  | 275 | PDC | 1
259030 | NWS-GRG/61022 | 259030 | Cadru de baza 46U, 2205x600x1000 | 87 | cerere oferta | N | 1 | 0 | 1 | 50 | KG | 1000X600X2205 | 4015082590307 |  | 275 | PDC | 1
259029 | NWS-GRG/61022/M | 259029 | Base Frame | 87 | cerere oferta | N | 1 | 0 | 1 | 55 | KG | 1000X600X2205 | 4015082590291 |  | 275 | PDC | 1
258895 | NWS-GRG/6612 | 258895 | Cadru de baza 23U, 1180x600x600 | 87 | cerere oferta | N | 1 | 0 | 1 | 40 | KG | 600X600X1180 | 4015082588953 |  | 275 | PDC | 1
258894 | NWS-GRG/6612/M | 258894 | Cadru de baza 23u, 1180x600x600, montat | 87 | cerere oferta | N | 1 | 0 | 1 | 40 | KG | 600X600X1180 | 4015082588946 |  | 275 | PDC | 1
258952 | NWS-GRG/6616 | 258952 | Cadru de baza 33U, 1625x600x600 | 87 | cerere oferta | N | 1 | 0 | 1 | 50 | KG | 600X600X1625 | 4015082589523 |  | 275 | PDC | 1
258951 | NWS-GRG/6616/M | 258951 | Cadru de baza 33U, 1625x600x600, montat | 87 | cerere oferta | N | 1 | 0 | 1 | 40 | KG | 600X600X1625 | 4015082589516 |  | 275 | PDC | 1
255148 | NWS-GRG/6618 | 255148 | Cadru de baza 37U, 1805x600x600 | 87 | cerere oferta | N | 1 | 0 | 1 | 43 | KG | 600X600X1805 | 4015082551483 |  | 275 | PDC | 1
255149 | NWS-GRG/6618/M | 255149 | Base Frame | 87 | cerere oferta | N | 1 | 0 | 1 | 43 | KG | 0X0X0 | 4015082551490 |  | 275 | PDC | 1
255150 | NWS-GRG/6620 | 255150 | Cadru de baza 42U, 2025x600x600 | 87 | cerere oferta | N | 1 | 0 | 1 | 45 | KG | 600X600X2025 | 4015082551506 |  | 275 | PDC | 1
255151 | NWS-GRG/6620/M | 255151 | Base Frame | 87 | cerere oferta | N | 1 | 0 | 1 | 45 | KG | 0X0X0 | 4015082551513 |  | 275 | PDC | 1
255152 | NWS-GRG/6622 | 255152 | Cadru de baza 46U, 2205x600x600 | 87 | cerere oferta | N | 1 | 0 | 1 | 47 | KG | 600X600X2205 | 4015082551520 |  | 275 | PDC | 1
255153 | NWS-GRG/6622/M | 255153 | Cadru de baza 46U, 2205x600x600, montat | 87 | cerere oferta | N | 1 | 0 | 1 | 47 | KG | 0X0X0 | 4015082551537 |  | 275 | PDC | 1
258909 | NWS-GRG/6812 | 258909 | Cadru de baza 23U, 1180x600x800 | 87 | cerere oferta | N | 1 | 0 | 1 | 50 | KG | 800X600X1180 | 4015082589097 |  | 275 | PDC | 1
258908 | NWS-GRG/6812/M | 258908 | Base Frame | 87 | cerere oferta | N | 1 | 0 | 1 | 43 | KG | 800X600X1180 | 4015082589080 |  | 275 | PDC | 1
258966 | NWS-GRG/6816 | 258966 | Cadru de baza 33U, 1625x600x800 | 87 | cerere oferta | N | 1 | 0 | 1 | 50 | KG | 800X600X1625 | 4015082589660 |  | 275 | PDC | 1
258965 | NWS-GRG/6816/M | 258965 | Base Frame | 87 | cerere oferta | N | 1 | 0 | 1 | 47 | KG | 800X600X1625 | 4015082589653 |  | 275 | PDC | 1
258867 | NWS-GRG/6818 | 258867 | Cadru de baza 37U, 1805x600x800 | 87 | cerere oferta | N | 1 | 0 | 1 | 50 | KG | 800X600X1805 | 4015082588670 |  | 275 | PDC | 1
258866 | NWS-GRG/6818/M | 258866 | Base Frame | 87 | cerere oferta | N | 1 | 0 | 1 | 48 | KG | 800X600X1805 | 4015082588663 |  | 275 | PDC | 1
258888 | NWS-GRG/6820 | 258888 | Cadru de baza 42U, 2025x600x800 | 87 | cerere oferta | N | 1 | 0 | 1 | 50 | KG | 800X600X2025 | 4015082588885 |  | 275 | PDC | 1
255154 | NWS-GRG/6820/M | 255154 | Cadru de baza 42U, 2025x600x800, montat | 87 | cerere oferta | N | 1 | 0 | 1 | 50 | KG | 0X0X0 | 4015082551544 |  | 275 | PDC | 1
258891 | NWS-GRG/6822 | 258891 | Cadru de baza 46U, 2205x600x800 | 87 | cerere oferta | N | 1 | 0 | 1 | 50 | KG | 800X600X2205 | 4015082588915 |  | 275 | PDC | 1
258890 | NWS-GRG/6822/M | 258890 | Base Frame | 87 | cerere oferta | N | 1 | 0 | 1 | 52 | KG | 800X600X2205 | 4015082588908 |  | 275 | PDC | 1
259035 | NWS-GRG/81020 | 259035 | Cadru de baza 42U, 2025x800x1000 | 87 | cerere oferta | N | 1 | 0 | 1 | 58 | KG | 1000X800X2025 | 4015082590352 |  | 275 | PDC | 1
255155 | NWS-GRG/81020/M | 255155 | Cadru de baza 42U, 2025x800x1000, montat | 87 | cerere oferta | N | 1 | 0 | 1 | 56 | KG | 0X0X0 | 4015082551551 |  | 275 | PDC | 1
259053 | NWS-GRG/81022 | 259053 | Cadru de baza 46U, 2205x800x1000 | 87 | cerere oferta | N | 1 | 0 | 1 | 50 | KG | 1000X800X2205 | 4015082590536 |  | 275 | PDC | 1
259052 | NWS-GRG/81022/M | 259052 | Cadru de baza 46U, 2205x800x1000, montat | 87 | cerere oferta | N | 1 | 0 | 1 | 60 | KG | 1000X800X2205 | 4015082590529 |  | 275 | PDC | 1
258915 | NWS-GRG/8612 | 258915 | Cadru de baza 23U, 1180x800x600 | 87 | cerere oferta | N | 1 | 0 | 1 | 43 | KG | 600X800X1180 | 4015082589158 |  | 275 | PDC | 1
258914 | NWS-GRG/8612/M | 258914 | Base Frame | 87 | cerere oferta | N | 1 | 0 | 1 | 43 | KG | 600X800X1180 | 4015082589141 |  | 275 | PDC | 1
258972 | NWS-GRG/8616 | 258972 | Cadru de baza 33U, 1625x800x600 | 87 | cerere oferta | N | 1 | 0 | 1 | 50 | KG | 600X800X1625 | 4015082589721 |  | 275 | PDC | 1
258971 | NWS-GRG/8616/M | 258971 | Base Frame | 87 | cerere oferta | N | 1 | 0 | 1 | 47 | KG | 600X800X1625 | 4015082589714 |  | 275 | PDC | 1
255156 | NWS-GRG/8618 | 255156 | Cadru de baza 37U, 1805x800x600 | 87 | cerere oferta | N | 1 | 0 | 1 | 48 | KG | 600X800X1805 | 4015082551568 |  | 275 | PDC | 1
255157 | NWS-GRG/8618/M | 255157 | Base Frame | 87 | cerere oferta | N | 1 | 0 | 1 | 48 | KG | 0X0X0 | 4015082551575 |  | 275 | PDC | 1
255158 | NWS-GRG/8620 | 255158 | Cadru de baza 42U, 2025x800x600 | 87 | cerere oferta | N | 1 | 0 | 1 | 50 | KG | 600X800X2025 | 4015082551582 |  | 275 | PDC | 1
255159 | NWS-GRG/8620/M | 255159 | Base Frame | 87 | cerere oferta | N | 1 | 0 | 1 | 126.2 | KG | 0 001X0 001X0 001 | 4015082551599 |  | 275 | PDC | 1
255160 | NWS-GRG/8622 | 255160 | Cadru de baza 46U, 2205x800x600 | 87 | cerere oferta | N | 1 | 0 | 1 | 52 | KG | 600X800X2205 | 4015082551605 |  | 275 | PDC | 1
255161 | NWS-GRG/8622/M | 255161 | Cadru de baza 46U, 2205x800x600, montat | 87 | cerere oferta | N | 1 | 0 | 1 | 52 | KG | 0X0X0 | 4015082551612 |  | 275 | PDC | 1
258942 | NWS-GRG/8812 | 258942 | Cadru de baza 23U, 1180x800x800 | 87 | cerere oferta | N | 1 | 0 | 1 | 46 | KG | 800X800X1180 | 4015082589424 |  | 275 | PDC | 1
258941 | NWS-GRG/8812/M | 258941 | Base Frame | 87 | cerere oferta | N | 1 | 0 | 1 | 46 | KG | 800X800X1180 | 4015082589417 |  | 275 | PDC | 1
258999 | NWS-GRG/8816 | 258999 | Cadru de baza 33U, 1625x800x800 | 87 | cerere oferta | N | 1 | 0 | 1 | 50 | KG | 800X800X1625 | 4015082589998 |  | 275 | PDC | 1
258998 | NWS-GRG/8816/M | 258998 | Base Frame | 87 | cerere oferta | N | 1 | 0 | 1 | 50 | KG | 800X800X1625 | 4015082589981 |  | 275 | PDC | 1
255162 | NWS-GRG/8818 | 255162 | Cadru de baza 37U, 1805x800x800 | 87 | cerere oferta | N | 1 | 0 | 1 | 52 | KG | 800X800X1805 | 4015082551629 |  | 275 | PDC | 1
255163 | NWS-GRG/8818/M | 255163 | Base Frame | 87 | cerere oferta | N | 1 | 0 | 1 | 52 | KG | 0X0X0 | 4015082551636 |  | 275 | PDC | 1
255164 | NWS-GRG/8820 | 255164 | Cadru de baza 42U, 2025x800x800 | 87 | cerere oferta | N | 1 | 0 | 1 | 54 | KG | 800X800X2025 | 4015082551643 |  | 275 | PDC | 1
255165 | NWS-GRG/8820/M | 255165 | Cadru de baza 42U, 2025x800x800, montat | 87 | cerere oferta | N | 1 | 0 | 1 | 142.5 | KG | 0 001X0 001X0 001 | 4015082551650 |  | 275 | PDC | 1
255166 | NWS-GRG/8822 | 255166 | Cadru de baza 46U, 2205x800x800 | 87 | cerere oferta | N | 1 | 0 | 1 | 56 | KG | 800X800X2205 | 4015082551667 |  | 275 | PDC | 1
255167 | NWS-GRG/8822/M | 255167 | Cadru de baza 46U, 2205x800x800, montat | 87 | cerere oferta | N | 1 | 0 | 1 | 56 | KG | 0X0X0 | 4015082551674 |  | 275 | PDC | 1
258901 | NWS-GTE/6012 | 258901 | Usa cu geam, cu 1 cat, 1180x600 | 87 | cerere oferta | N | 1 | 0 | 1 | 9.5 | KG | 0 001X0 001X0 001 | 4015082589011 |  | 275 | PDC | 1
258903 | NWS-GTE/6012/HM | 258903 | Glass door | 87 | cerere oferta | N | 1 | 0 | 1 | 9.5 | KG | 0 001X0 001X0 001 | 4015082589035 |  | 275 | PDC | 1
258900 | NWS-GTE/6012/VM | 258900 | Glass door | 87 | cerere oferta | N | 1 | 0 | 1 | 9.5 | KG | 0 001X0 001X0 001 | 4015082589004 |  | 275 | PDC | 1
258958 | NWS-GTE/6016 | 258958 | Usa cu geam, cu 1 cat, 1625x600 | 87 | cerere oferta | N | 1 | 0 | 1 | 11.8 | KG | 0 001X0 001X0 001 | 4015082589585 |  | 275 | PDC | 1
258960 | NWS-GTE/6016/HM | 258960 | Glass door | 87 | cerere oferta | N | 1 | 0 | 1 | 11.8 | KG | 0 001X0 001X0 001 | 4015082589608 |  | 275 | PDC | 1
258957 | NWS-GTE/6016/VM | 258957 | Usa din sticla cu un cat | 87 | cerere oferta | N | 1 | 0 | 1 | 11.8 | KG | 0 001X0 001X0 001 | 4015082589578 |  | 275 | PDC | 1
255168 | NWS-GTE/6018 | 255168 | Usa cu geam, cu 1 cat, 1805x600 | 87 | cerere oferta | N | 1 | 0 | 1 | 15.5 | KG | 0 001X0 001X0 001 | 4015082551681 |  | 275 | PDC | 1
255169 | NWS-GTE/6018/HM | 255169 | Glass door | 87 | cerere oferta | N | 1 | 0 | 1 | 15.5 | KG | 0 001X0 001X0 001 | 4015082551698 |  | 275 | PDC | 1
255170 | NWS-GTE/6018/VM | 255170 | Glass door | 87 | cerere oferta | N | 1 | 0 | 1 | 15.5 | KG | 0 001X0 001X0 001 | 4015082551704 |  | 275 | PDC | 1
255171 | NWS-GTE/6020 | 255171 | Usa cu geam, cu 1 cat, 2025x600 | 87 | cerere oferta | N | 1 | 0 | 1 | 17 | KG | 0 001X0 001X0 001 | 4015082551711 |  | 275 | PDC | 1
255172 | NWS-GTE/6020/HM | 255172 | Glass door | 87 | cerere oferta | N | 1 | 0 | 1 | 17 | KG | 0 001X0 001X0 001 | 4015082551728 |  | 275 | PDC | 1
255173 | NWS-GTE/6020/VM | 255173 | Usa cu geam, cu 1 cat, 2025x600, montat | 87 | cerere oferta | N | 1 | 0 | 1 | 17 | KG | 0 001X0 001X0 001 | 4015082551735 |  | 275 | PDC | 1
255174 | NWS-GTE/6022 | 255174 | Usa cu geam, cu 1 cat, 2205x600 | 87 | cerere oferta | N | 1 | 0 | 1 | 18.5 | KG | 0 001X0 001X0 001 | 4015082551742 |  | 275 | PDC | 1
255175 | NWS-GTE/6022/HM | 255175 | Glass door | 87 | cerere oferta | N | 1 | 0 | 1 | 18.5 | KG | 0 001X0 001X0 001 | 4015082551759 |  | 275 | PDC | 1
255176 | NWS-GTE/6022/VM | 255176 | Usa cu geam, cu 1 cat, 2205x600, montat | 87 | cerere oferta | N | 1 | 0 | 1 | 18.5 | KG | 0 001X0 001X0 001 | 4015082551766 |  | 275 | PDC | 1
258921 | NWS-GTE/8012 | 258921 | Usa cu geam, cu 1 cat, 1180x800 | 87 | cerere oferta | N | 1 | 0 | 1 | 13.6 | KG | 0 001X0 001X0 001 | 4015082589219 |  | 275 | PDC | 1
258926 | NWS-GTE/8012/HM | 258926 | Glass door | 87 | cerere oferta | N | 1 | 0 | 1 | 13.6 | KG | 0 001X0 001X0 001 | 4015082589264 |  | 275 | PDC | 1
258920 | NWS-GTE/8012/VM | 258920 | Glass door | 87 | cerere oferta | N | 1 | 0 | 1 | 13.6 | KG | 0 001X0 001X0 001 | 4015082589202 |  | 275 | PDC | 1
258978 | NWS-GTE/8016 | 258978 | Usa cu geam, cu 1 cat, 1625x800 | 87 | cerere oferta | N | 1 | 0 | 1 | 14.1 | KG | 0 001X0 001X0 001 | 4015082589783 |  | 275 | PDC | 1
258983 | NWS-GTE/8016/HM | 258983 | Glass door | 87 | cerere oferta | N | 1 | 0 | 1 | 50 | KG | 0 001X0 001X0 001 | 4015082589837 |  | 275 | PDC | 1
258977 | NWS-GTE/8016/VM | 258977 | Glass door | 87 | cerere oferta | N | 1 | 0 | 1 | 14.1 | KG | 0 001X0 001X0 001 | 4015082589776 |  | 275 | PDC | 1
255177 | NWS-GTE/8018 | 255177 | Usa cu geam, cu 1 cat, 1805x800 | 87 | cerere oferta | N | 1 | 0 | 1 | 19 | KG | 0 001X0 001X0 001 | 4015082551773 |  | 275 | PDC | 1
255178 | NWS-GTE/8018/HM | 255178 | Glass door | 87 | cerere oferta | N | 1 | 0 | 1 | 19 | KG | 0 001X0 001X0 001 | 4015082551780 |  | 275 | PDC | 1
255179 | NWS-GTE/8018/VM | 255179 | Glass door | 87 | cerere oferta | N | 1 | 0 | 1 | 19 | KG | 0 001X0 001X0 001 | 4015082551797 |  | 275 | PDC | 1
255180 | NWS-GTE/8020 | 255180 | Usa cu geam, cu 1 cat, 2025x800 | 87 | cerere oferta | N | 1 | 0 | 1 | 21 | KG | 0 001X0 001X0 001 | 4015082551803 |  | 275 | PDC | 1
255181 | NWS-GTE/8020/HM | 255181 | Glass door | 87 | cerere oferta | N | 1 | 0 | 1 | 21 | KG | 0 001X0 001X0 001 | 4015082551810 |  | 275 | PDC | 1
255182 | NWS-GTE/8020/VM | 255182 | Usa cu geam, cu 1 cat, 2025x800, montat | 87 | cerere oferta | N | 1 | 0 | 1 | 21 | KG | 0 001X0 001X0 001 | 4015082551827 |  | 275 | PDC | 1
255183 | NWS-GTE/8022 | 255183 | Usa cu geam, cu 1 cat, 2205x800 | 87 | cerere oferta | N | 1 | 0 | 1 | 23 | KG | 0 001X0 001X0 001 | 4015082551834 |  | 275 | PDC | 1
255184 | NWS-GTE/8022/HM | 255184 | Glass door | 87 | cerere oferta | N | 1 | 0 | 1 | 23 | KG | 0 001X0 001X0 001 | 4015082551841 |  | 275 | PDC | 1
255185 | NWS-GTE/8022/VM | 255185 | Usa cu geam, cu 1 cat, 2205x800, montat | 87 | cerere oferta | N | 1 | 0 | 1 | 23 | KG | 0 001X0 001X0 001 | 4015082551858 |  | 275 | PDC | 1
258923 | NWS-GTZ/8012 | 258923 | Usa cu geam, cu 2 caturi, 1180x800 | 87 | cerere oferta | N | 1 | 0 | 1 | 15.9 | KG | 1180X800X20 | 4015082589233 |  | 275 | PDC | 1
258927 | NWS-GTZ/8012/HM | 258927 | Glass door | 87 | cerere oferta | N | 1 | 0 | 1 | 50 | KG | 1180X800X20 | 4015082589271 |  | 275 | PDC | 1
258922 | NWS-GTZ/8012/VM | 258922 | Glass door | 87 | cerere oferta | N | 1 | 0 | 1 | 15.9 | KG | 1180X800X20 | 4015082589226 |  | 275 | PDC | 1
258980 | NWS-GTZ/8016 | 258980 | Usa cu geam, cu 2 caturi, 1625x800 | 87 | cerere oferta | N | 1 | 0 | 1 | 50 | KG | 1625X800X20 | 4015082589806 |  | 275 | PDC | 1
258984 | NWS-GTZ/8016/HM | 258984 | Glass door | 87 | cerere oferta | N | 1 | 0 | 1 | 50 | KG | 1625X800X20 | 4015082589844 |  | 275 | PDC | 1
258979 | NWS-GTZ/8016/VM | 258979 | Glass door | 87 | cerere oferta | N | 1 | 0 | 1 | 50 | KG | 1625X800X20 | 4015082589790 |  | 275 | PDC | 1
255186 | NWS-GTZ/8018 | 255186 | Usa cu geam, cu 2 caturi, 1805x800 | 87 | cerere oferta | N | 1 | 0 | 1 | 20.5 | KG | 0X0X0 | 4015082551865 |  | 275 | PDC | 1
255187 | NWS-GTZ/8018/HM | 255187 | Glass door | 87 | cerere oferta | N | 1 | 0 | 1 | 20.5 | KG | 0X0X0 | 4015082551872 |  | 275 | PDC | 1
255188 | NWS-GTZ/8018/VM | 255188 | Glass door | 87 | cerere oferta | N | 1 | 0 | 1 | 20.5 | KG | 0X0X0 | 4015082551889 |  | 275 | PDC | 1
255189 | NWS-GTZ/8020 | 255189 | Usa cu geam, cu 2 caturi, 2025x800 | 87 | cerere oferta | N | 1 | 0 | 1 | 23 | KG | 0X0X0 | 4015082551896 |  | 275 | PDC | 1
255190 | NWS-GTZ/8020/HM | 255190 | Glass door | 87 | cerere oferta | N | 1 | 0 | 1 | 23 | KG | 0X0X0 | 4015082551902 |  | 275 | PDC | 1
255191 | NWS-GTZ/8020/VM | 255191 | Glass door | 87 | cerere oferta | S | 1 | 0 | 1 | 23 | KG | 0X0X0 | 4015082551919 |  | 275 | PDC | 1
255192 | NWS-GTZ/8022 | 255192 | Usa cu geam, cu 2 caturi, 2205x800 | 87 | cerere oferta | N | 1 | 0 | 1 | 24.5 | KG | 0X0X0 | 4015082551926 |  | 275 | PDC | 1
255193 | NWS-GTZ/8022/HM | 255193 | Glass door | 87 | cerere oferta | N | 1 | 0 | 1 | 24.5 | KG | 0X0X0 | 4015082551933 |  | 275 | PDC | 1
255194 | NWS-GTZ/8022/VM | 255194 | Glass door | 87 | cerere oferta | N | 1 | 0 | 1 | 24.5 | KG | 0X0X0 | 4015082551940 |  | 275 | PDC | 1
285121 | NWS-HW/TKT | 285121 | Cot pentru contact usa | 87 | cerere oferta | N | 1 | 0 | 1 | 0.5 | KG | 100X50X25 | 4015082851217 |  | 275 | PDC | 1
255197 | NWS-K/AC16 | 255197 | Xboard ProfiPlus NWS-K/AC16 | 85 | cerere oferta | S | 1 | 1 | 1 | 0.03 | KG | 0X0X0 | 4015082551971 |  | 275 | PDC | 1
255198 | NWS-K/AC20 | 255198 | Xboard ProfiPlus NWS-K/AC20 | 85 | cerere oferta | S | 1 | 1 | 1 | 0.032 | KG | 0X0X0 | 4015082551988 |  | 275 | PDC | 1
255199 | NWS-K/AC24 | 255199 | Xboard ProfiPlus NWS-K/AC24 | 85 | cerere oferta | S | 1 | 1 | 1 | 0.035 | KG | 0X0X0 | 4015082551995 |  | 275 | PDC | 1
255200 | NWS-K/AC28 | 255200 | Cleme cabluri phi 24-28mm2 | 87 | cerere oferta | N | 1 | 1 | 1 | 0.039 | KG | 0X0X0 | 4015082552008 |  | 275 | PDC | 1
255201 | NWS-K/AC40 | 255201 | Xboard ProfiPlus NWS-K/AC40 | 85 | cerere oferta | S | 1 | 0 | 1 | 0.07 | KG | 0X0X0 | 4015082552015 |  | 275 | PDC | 1
255202 | NWS-K/AC52 | 255202 | Xboard ProfiPlus NWS-K/AC52 | 85 | cerere oferta | S | 1 | 0 | 1 | 0.102 | KG | 0X0X0 | 4015082552022 |  | 275 | PDC | 1
267154 | NWS-KAS/SR/C/B19 | 267154 | Sina profil C pentru rigidizare cabluri | 87 | cerere oferta | N | 1 | 0 | 1 | 1.078 | KG | 22X482,60X40 | 4015082671549 |  | 275 | PDC | 1
285125 | NWS-KAS/SR/C/B19/M | 285125 | Sina profil C pentru rigidizare cabluri, | 87 | cerere oferta | N | 1 | 0 | 1 | 0.7 | KG | 22X483X40 | 4015082851255 |  | 275 | PDC | 1
255203 | NWS-KAS/SR/C/B515 | 255203 | Sina profil C pentru rigidizare cabluri | 87 | cerere oferta | N | 1 | 0 | 1 | 1.1 | KG | 0X0X0 | 4015082552039 |  | 275 | PDC | 1
255204 | NWS-KAS/SR/C/B515/M | 255204 | Sina profil C pentru rigidizare cabluri, | 87 | cerere oferta | N | 1 | 0 | 1 | 1.1 | KG | 0X0X0 | 4015082552046 |  | 275 | PDC | 1
255205 | NWS-KBL/B19 | 255205 | Rigleta cu brida, 19" | 87 | cerere oferta | N | 1 | 0 | 1 | 0.72 | KG | 0 001X0 001X0 001 | 4015082552053 |  | 275 | PDC | 1
255206 | NWS-KBL/B19/M | 255206 | Rigleta cu brida, 19", montat | 87 | cerere oferta | N | 1 | 0 | 1 | 0.7 | KG | 0X0X0 | 4015082552060 |  | 275 | PDC | 1
103171 | NWS-KBL/SL/T800 | 103171 | Tie wrap ledge | 87 | cerere oferta | N | 1 | 0 | 1 | 0.55 | KG | 673,5X45X32 | 4015081030101 |  | 275 | PDC | 1
255207 | NWS-KBL/T300 | 255207 | Rigleta fixare cabluri, 300mm | 87 | cerere oferta | N | 1 | 1 | 1 | 0.7 | KG | 0X0X0 | 4015082552077 |  | 275 | PDC | 1
255208 | NWS-KBL/T300/M | 255208 | Rigleta fixare cabluri, 300mm, montat | 87 | cerere oferta | N | 1 | 1 | 1 | 0.17 | KG | 0X0X0 | 4015082552084 |  | 275 | PDC | 1
255209 | NWS-KBL/T400 | 255209 | Rigleta fixare cabluri, 400mm | 87 | cerere oferta | N | 1 | 1 | 1 | 0.2 | KG | 0X0X0 | 4015082552091 |  | 275 | PDC | 1
255210 | NWS-KBL/T400/M | 255210 | Rigleta fixare cabluri, 400mm, montat | 87 | cerere oferta | N | 1 | 1 | 1 | 0.2 | KG | 0X0X0 | 4015082552107 |  | 275 | PDC | 1
255211 | NWS-KBL/T600 | 255211 | Rigleta fixare cabluri, 600mm | 87 | cerere oferta | N | 1 | 1 | 1 | 0.27 | KG | 0X0X0 | 4015082552114 |  | 275 | PDC | 1
255212 | NWS-KBL/T600/M | 255212 | Rigleta fixare cabluri, 600mm, montat | 87 | cerere oferta | N | 1 | 1 | 1 | 0.27 | KG | 0X0X0 | 4015082552121 |  | 275 | PDC | 1
255213 | NWS-KF3 | 255213 | Ghidaj cabluri, set 3 | 87 | cerere oferta | N | 1 | 0 | 1 | 0.103 | KG | 0X0X0 | 4015082552138 |  | 276 | PDC | 1
255214 | NWS-KFS/19 | 255214 | Sistem management cabluri | 87 | cerere oferta | N | 1 | 0 | 1 | 0.112 | KG | 0X0X0 | 4015082552145 |  | 276 | PDC | 1
255215 | NWS-KG/MU | 255215 | Piulita incastrabila M6 | 87 | cerere oferta | N | 50 | 17 | 1 | 3.42 | G | 0X0X0 | 4015082552152 |  | 275 | PDC | 1
255216 | NWS-KR/SET | 255216 | Inele ridicare, set 4 | 87 | cerere oferta | N | 1 | 1 | 1 | 0.2 | KG | 0 001X0 001X0 001 | 4015082552169 |  | 275 | PDC | 1
255217 | NWS-KR/SET/M | 255217 | Inele ridicare, set 4, montat | 87 | cerere oferta | N | 1 | 1 | 1 | 0.2 | KG | 0 001X0 001X0 001 | 4015082552176 |  | 275 | PDC | 1
255218 | NWS-KW/19/2HE | 255218 | Jgheab cabluri 19", 2U | 87 | cerere oferta | N | 1 | 0 | 1 | 0.6 | KG | 0X0X0 | 4015082552183 |  | 275 | PDC | 1
255219 | NWS-KW/19/2HE/T400 | 255219 | Jgheab cabluri 19", 2U, adancime 400mm | 87 | cerere oferta | N | 1 | 0 | 1 | 4.8 | KG | 0X0X0 | 4015082552190 |  | 275 | PDC | 1
255220 | NWS-KW/AN/19/2HE | 255220 | Jgheab cabluri 19", 2U, cu caneluri | 87 | cerere oferta | N | 1 | 0 | 1 | 0.35 | KG | 0X0X0 | 4015082552206 |  | 275 | PDC | 1
255221 | NWS-LUE/SCH | 255221 | Modul ventilator 19" | 87 | cerere oferta | N | 1 | 0 | 1 | 3.67 | KG | 0 001X0 001X0 001 | 4015082552213 |  | 275 | PDC | 1
255222 | NWS-MO/PL/6015 | 255222 | Placa montaj 19"x1500 | 87 | cerere oferta | N | 1 | 0 | 1 | 12.35 | KG | 0X0X0 | 4015082552220 |  | 275 | PDC | 1
255223 | NWS-MO/PL/6015/M | 255223 | Placa montaj 19"x1500, montat | 87 | cerere oferta | N | 1 | 0 | 1 | 12.35 | KG | 0X0X0 | 4015082552237 |  | 275 | PDC | 1
255224 | NWS-MO/PL/8015 | 255224 | Placa montaj 800x1500 | 87 | cerere oferta | N | 1 | 0 | 1 | 17.31 | KG | 0X0X0 | 4015082552244 |  | 275 | PDC | 1
255225 | NWS-MO/PL/8015/M | 255225 | Placa montaj 800x1500, montat | 87 | cerere oferta | N | 1 | 0 | 1 | 17.31 | KG | 0X0X0 | 4015082552251 |  | 275 | PDC | 1
258899 | NWS-MTE/6012 | 258899 | Usa metalica cu 1 cat, 1180x600 | 87 | cerere oferta | N | 1 | 0 | 1 | 5.2 | KG | 1180X600X20 | 4015082588991 |  | 275 | PDC | 1
258902 | NWS-MTE/6012/HM | 258902 | Metal door | 87 | cerere oferta | N | 1 | 0 | 1 | 5.2 | KG | 1180X600X20 | 4015082589028 |  | 275 | PDC | 1
258898 | NWS-MTE/6012/VM | 258898 | Metal door | 87 | cerere oferta | N | 1 | 0 | 1 | 5.2 | KG | 1180X600X20 | 4015082588984 |  | 275 | PDC | 1
258956 | NWS-MTE/6016 | 258956 | Usa metalica cu 1 cat, 1625x600 | 87 | cerere oferta | N | 1 | 0 | 1 | 7.3 | KG | 1625X600X20 | 4015082589561 |  | 275 | PDC | 1
258959 | NWS-MTE/6016/HM | 258959 | Metal door | 87 | cerere oferta | N | 1 | 0 | 1 | 7.3 | KG | 1625X600X20 | 4015082589592 |  | 275 | PDC | 1
258955 | NWS-MTE/6016/VM | 258955 | Usa metalica cu 1 cat, 1625x600, montat | 87 | cerere oferta | N | 1 | 0 | 1 | 7.3 | KG | 1625X600X20 | 4015082589554 |  | 275 | PDC | 1
255226 | NWS-MTE/6018 | 255226 | Usa metalica cu 1 cat, 1805x600 | 87 | cerere oferta | N | 1 | 0 | 1 | 12.5 | KG | 0X0X0 | 4015082552268 |  | 275 | PDC | 1
255227 | NWS-MTE/6018/HM | 255227 | Metal door | 87 | cerere oferta | N | 1 | 0 | 1 | 12.5 | KG | 0X0X0 | 4015082552275 |  | 275 | PDC | 1
255228 | NWS-MTE/6018/VM | 255228 | Metal door | 87 | cerere oferta | N | 1 | 0 | 1 | 12.5 | KG | 0X0X0 | 4015082552282 |  | 275 | PDC | 1
255229 | NWS-MTE/6020 | 255229 | Usa metalica cu 1 cat, 2025x600 | 87 | cerere oferta | N | 1 | 0 | 1 | 13 | KG | 0X0X0 | 4015082552299 |  | 275 | PDC | 1
255230 | NWS-MTE/6020/HM | 255230 | Metal door | 87 | cerere oferta | N | 1 | 0 | 1 | 13 | KG | 0X0X0 | 4015082552305 |  | 275 | PDC | 1
255231 | NWS-MTE/6020/VM | 255231 | Metal door | 87 | cerere oferta | N | 1 | 0 | 1 | 13 | KG | 0X0X0 | 4015082552312 |  | 275 | PDC | 1
255232 | NWS-MTE/6022 | 255232 | Usa metalica cu 1 cat, 2205x600 | 87 | cerere oferta | N | 1 | 0 | 1 | 14 | KG | 0X0X0 | 4015082552329 |  | 275 | PDC | 1
255233 | NWS-MTE/6022/HM | 255233 | Metal door | 87 | cerere oferta | N | 1 | 0 | 1 | 14 | KG | 0X0X0 | 4015082552336 |  | 275 | PDC | 1
255234 | NWS-MTE/6022/VM | 255234 | Metal door | 87 | cerere oferta | N | 1 | 0 | 1 | 14 | KG | 0X0X0 | 4015082552343 |  | 275 | PDC | 1
258917 | NWS-MTE/8012 | 258917 | Usa metalica cu 1 cat, 1180x800 | 87 | cerere oferta | N | 1 | 0 | 1 | 6.9 | KG | 1180X800X20 | 4015082589172 |  | 275 | PDC | 1
258924 | NWS-MTE/8012/HM | 258924 | Metal door | 87 | cerere oferta | N | 1 | 0 | 1 | 6.9 | KG | 1180X800X20 | 4015082589240 |  | 275 | PDC | 1
258916 | NWS-MTE/8012/VM | 258916 | Metal door | 87 | cerere oferta | N | 1 | 0 | 1 | 6.9 | KG | 1180X800X20 | 4015082589165 |  | 275 | PDC | 1
258974 | NWS-MTE/8016 | 258974 | Usa metalica cu 1 cat, 1625x800 | 87 | cerere oferta | N | 1 | 0 | 1 | 50 | KG | 1625X800X20 | 4015082589745 |  | 275 | PDC | 1
258981 | NWS-MTE/8016/HM | 258981 | Metal door | 87 | cerere oferta | N | 1 | 0 | 1 | 9.6 | KG | 1625X800X20 | 4015082589813 |  | 275 | PDC | 1
258973 | NWS-MTE/8016/VM | 258973 | Metal door | 87 | cerere oferta | N | 1 | 0 | 1 | 9.6 | KG | 1625X800X20 | 4015082589738 |  | 275 | PDC | 1
255235 | NWS-MTE/8018 | 255235 | Usa metalica cu 1 cat, 1805x800 | 87 | cerere oferta | N | 1 | 0 | 1 | 15 | KG | 0X0X0 | 4015082552350 |  | 275 | PDC | 1
255236 | NWS-MTE/8018/HM | 255236 | Metal door | 87 | cerere oferta | N | 1 | 0 | 1 | 15 | KG | 0X0X0 | 4015082552367 |  | 275 | PDC | 1
255237 | NWS-MTE/8018/VM | 255237 | Metal door | 87 | cerere oferta | N | 1 | 0 | 1 | 15 | KG | 0X0X0 | 4015082552374 |  | 275 | PDC | 1
255238 | NWS-MTE/8020 | 255238 | Usa metalica cu 1 cat, 2025x800 | 87 | cerere oferta | N | 1 | 0 | 1 | 16 | KG | 0X0X0 | 4015082552381 |  | 275 | PDC | 1
255239 | NWS-MTE/8020/HM | 255239 | Panou spate 2025x800, montat | 87 | cerere oferta | N | 1 | 0 | 1 | 16 | KG | 0X0X0 | 4015082552398 |  | 275 | PDC | 1
255240 | NWS-MTE/8020/VM | 255240 | Usa metalica cu adancime sporita, 100mm, | 87 | cerere oferta | N | 1 | 0 | 1 | 16 | KG | 0X0X0 | 4015082552404 |  | 275 | PDC | 1
255241 | NWS-MTE/8022 | 255241 | Usa metalica cu 1 cat, 2205x800 | 87 | cerere oferta | N | 1 | 0 | 1 | 17.5 | KG | 0X0X0 | 4015082552411 |  | 275 | PDC | 1
255242 | NWS-MTE/8022/HM | 255242 | Metal door | 87 | cerere oferta | N | 1 | 0 | 1 | 17.5 | KG | 0X0X0 | 4015082552428 |  | 275 | PDC | 1
255243 | NWS-MTE/8022/VM | 255243 | Metal door | 87 | cerere oferta | N | 1 | 0 | 1 | 17.5 | KG | 0X0X0 | 4015082552435 |  | 275 | PDC | 1
258919 | NWS-MTZ/8012 | 258919 | Usa metalica cu 2 caturi 1180x800 | 87 | cerere oferta | N | 1 | 0 | 1 | 9.4 | KG | 1180X800X20 | 4015082589196 |  | 275 | PDC | 1
258925 | NWS-MTZ/8012/HM | 258925 | Metal door | 87 | cerere oferta | N | 1 | 0 | 1 | 9.4 | KG | 1180X800X20 | 4015082589257 |  | 275 | PDC | 1
258918 | NWS-MTZ/8012/VM | 258918 | Metal door | 87 | cerere oferta | N | 1 | 0 | 1 | 50 | KG | 1180X800X20 | 4015082589189 |  | 275 | PDC | 1
258976 | NWS-MTZ/8016 | 258976 | Usa metalica cu 2 caturi 1625x800 | 87 | cerere oferta | N | 1 | 0 | 1 | 50 | KG | 1625X800X20 | 4015082589769 |  | 275 | PDC | 1
258982 | NWS-MTZ/8016/HM | 258982 | Metal door | 87 | cerere oferta | N | 1 | 0 | 1 | 12.1 | KG | 1625X800X20 | 4015082589820 |  | 275 | PDC | 1
258975 | NWS-MTZ/8016/VM | 258975 | Metal door | 87 | cerere oferta | N | 1 | 0 | 1 | 12.1 | KG | 1625X800X20 | 4015082589752 |  | 275 | PDC | 1
255244 | NWS-MTZ/8018 | 255244 | Usa metalica cu 2 caturi 1805x800 | 87 | cerere oferta | N | 1 | 0 | 1 | 16 | KG | 0X0X0 | 4015082552442 |  | 275 | PDC | 1
255245 | NWS-MTZ/8018/HM | 255245 | Metal door | 87 | cerere oferta | N | 1 | 0 | 1 | 16 | KG | 0X0X0 | 4015082552459 |  | 275 | PDC | 1
255246 | NWS-MTZ/8018/VM | 255246 | Metal door | 87 | cerere oferta | N | 1 | 0 | 1 | 16 | KG | 0X0X0 | 4015082552466 |  | 275 | PDC | 1
255247 | NWS-MTZ/8020 | 255247 | Usa metalica cu 2 caturi 2025x800 | 87 | cerere oferta | N | 1 | 0 | 1 | 18 | KG | 0X0X0 | 4015082552473 |  | 275 | PDC | 1
255248 | NWS-MTZ/8020/HM | 255248 | Metal door | 87 | cerere oferta | N | 1 | 0 | 1 | 18 | KG | 0X0X0 | 4015082552480 |  | 275 | PDC | 1
255249 | NWS-MTZ/8020/VM | 255249 | Metal door | 87 | cerere oferta | N | 1 | 0 | 1 | 18 | KG | 0X0X0 | 4015082552497 |  | 275 | PDC | 1
255250 | NWS-MTZ/8022 | 255250 | Usa metalica cu 2 caturi 2205x800 | 87 | cerere oferta | N | 1 | 0 | 1 | 19 | KG | 0X0X0 | 4015082552503 |  | 275 | PDC | 1
255251 | NWS-MTZ/8022/HM | 255251 | Metal door | 87 | cerere oferta | N | 1 | 0 | 1 | 19 | KG | 0X0X0 | 4015082552510 |  | 275 | PDC | 1
255252 | NWS-MTZ/8022/VM | 255252 | Usa metalica cu 2 caturi 2205x800, monta | 87 | cerere oferta | N | 1 | 0 | 1 | 19 | KG | 0X0X0 | 4015082552527 |  | 275 | PDC | 1
255254 | NWS-PCF | 255254 | Ghidaj semicircular pentru Patch Cord si | 87 | cerere oferta | N | 1 | 1 | 1 | 0.02 | KG | 0X0X0 | 4015082552541 |  | 275 | PDC | 1
285128 | NWS-PCF/M | 285128 | Ghidaj semicircular pentru Patch Cord si | 87 | cerere oferta | N | 1 | 1 | 1 | 0.05 | KG | 75X71X44 | 4015082851286 |  | 275 | PDC | 1
255255 | NWS-PU/KPL | 255255 | Unitate de alimentare cu banda de tabla | 87 | cerere oferta | N | 1 | 0 | 1 | 4.2 | KG | 0 001X0 001X0 001 | 4015082552558 |  | 275 | PDC | 1
255256 | NWS-PU/OF | 255256 | Unitate de alimentare fara banda de tabl | 87 | cerere oferta | N | 1 | 0 | 1 | 2.9 | KG | 0X0X0 | 4015082552565 |  | 275 | PDC | 1
255257 | NWS-RAP/MU | 255257 | Piulita rapida | 87 | cerere oferta | N | 50 | 8 | 1 | 0.001 | KG | 0X0X0 | 4015082552572 |  | 275 | PDC | 1
255258 | NWS-RGB/MO/O/SB | 255258 | Ghidaj vertical pentru Patch Cord | 87 | cerere oferta | N | 1 | 1 | 1 | 0.13 | KG | 0 001X0 001X0 001 | 4015082552589 |  | 275 | PDC | 1
285126 | NWS-RGB/MO/O/SB/M | 285126 | Ghidaj vertical pentru Patch Cord, monta | 87 | cerere oferta | N | 1 | 1 | 1 | 0.15 | KG | 200X150X15 | 4015082851262 |  | 275 | PDC | 1
255259 | NWS-RGB/MO/SB | 255259 | Ghidaj vertical pentru Patch Cord | 87 | cerere oferta | N | 1 | 1 | 1 | 0.07 | KG | 0X0X0 | 4015082552596 |  | 275 | PDC | 1
285127 | NWS-RGB/MO/SB/M | 285127 | Ghidaj vertical pentru Patch Cord, monta | 87 | cerere oferta | N | 1 | 1 | 1 | 0.1 | KG | 200X150X15 | 4015082851279 |  | 275 | PDC | 1
285208 | NWS-RL/T1000 | 285208 | Grile cu eclise 1000mm | 87 | cerere oferta | N | 1 | 0 | 1 | 0.76 | KG | 800X40X30 | 4015082852085 |  | 275 | PDC | 1
285206 | NWS-RL/T600 | 285206 | Grile cu eclise 600mm | 87 | cerere oferta | N | 1 | 0 | 1 | 0.38 | KG | 400X40X30 | 4015082852061 |  | 275 | PDC | 1
285207 | NWS-RL/T800 | 285207 | Grile cu eclise 800mm | 87 | cerere oferta | N | 1 | 0 | 1 | 0.57 | KG | 600X40X30 | 4015082852078 |  | 275 | PDC | 1
258905 | NWS-RW/6012 | 258905 | Panou spate 1180x600 | 87 | cerere oferta | N | 1 | 0 | 1 | 50 | KG | 1180X600X20 | 4015082589059 |  | 275 | PDC | 1
258904 | NWS-RW/6012/M | 258904 | accesorii Rack | 87 | cerere oferta | N | 1 | 0 | 1 | 5.7 | KG | 1180X600X20 | 4015082589042 |  | 275 | PDC | 1
258962 | NWS-RW/6016 | 258962 | Panou spate 1625x600 | 87 | cerere oferta | N | 1 | 0 | 1 | 50 | KG | 1625X600X20 | 4015082589622 |  | 275 | PDC | 1
258961 | NWS-RW/6016/M | 258961 | Panou spate 1625x600, montat | 87 | cerere oferta | N | 1 | 0 | 1 | 7.8 | KG | 1625X600X20 | 4015082589615 |  | 275 | PDC | 1
255268 | NWS-RW/6018 | 255268 | Panou spate 1805x600 | 87 | cerere oferta | N | 1 | 0 | 1 | 11 | KG | 0X0X0 | 4015082552688 |  | 275 | PDC | 1
255269 | NWS-RW/6018/M | 255269 | Rear Panel | 87 | cerere oferta | N | 1 | 0 | 1 | 11 | KG | 0X0X0 | 4015082552695 |  | 275 | PDC | 1
255270 | NWS-RW/6020 | 255270 | Panou spate 2025x600 | 87 | cerere oferta | N | 1 | 0 | 1 | 12.5 | KG | 0X0X0 | 4015082552701 |  | 275 | PDC | 1
255271 | NWS-RW/6020/M | 255271 | Panou spate 2025x600, montat | 87 | cerere oferta | N | 1 | 0 | 1 | 12.5 | KG | 0X0X0 | 4015082552718 |  | 275 | PDC | 1
255272 | NWS-RW/6022 | 255272 | Panou spate 2205x600 | 87 | cerere oferta | N | 1 | 0 | 1 | 13.5 | KG | 0X0X0 | 4015082552725 |  | 275 | PDC | 1
255273 | NWS-RW/6022/M | 255273 | Panou spate 2205x600, montat | 87 | cerere oferta | N | 1 | 0 | 1 | 13.5 | KG | 0X0X0 | 4015082552732 |  | 275 | PDC | 1
258929 | NWS-RW/8012 | 258929 | Panou spate 1180x800 | 87 | cerere oferta | N | 1 | 0 | 1 | 7.5 | KG | 1180X800X20 | 4015082589295 |  | 275 | PDC | 1
258928 | NWS-RW/8012/M | 258928 | Rear Panel | 87 | cerere oferta | N | 1 | 0 | 1 | 7.5 | KG | 1180X800X20 | 4015082589288 |  | 275 | PDC | 1
258986 | NWS-RW/8016 | 258986 | Panou spate 1625x800 | 87 | cerere oferta | N | 1 | 0 | 1 | 10.3 | KG | 1625X800X20 | 4015082589868 |  | 275 | PDC | 1
258985 | NWS-RW/8016/M | 258985 | Rear Panel | 87 | cerere oferta | N | 1 | 0 | 1 | 10.3 | KG | 1625X800X20 | 4015082589851 |  | 275 | PDC | 1
255274 | NWS-RW/8018 | 255274 | Panou spate 1805x800 | 87 | cerere oferta | N | 1 | 0 | 1 | 14 | KG | 0X0X0 | 4015082552749 |  | 275 | PDC | 1
255275 | NWS-RW/8018/M | 255275 | Rear Panel | 87 | cerere oferta | N | 1 | 0 | 1 | 14 | KG | 0X0X0 | 4015082552756 |  | 275 | PDC | 1
255276 | NWS-RW/8020 | 255276 | Panou spate 2025x800 | 87 | cerere oferta | N | 1 | 0 | 1 | 15.7 | KG | 0X0X0 | 4015082552763 |  | 275 | PDC | 1
255277 | NWS-RW/8020/M | 255277 | Panou spate 2025x800, montat | 87 | cerere oferta | N | 1 | 0 | 1 | 15.7 | KG | 0X0X0 | 4015082552770 |  | 275 | PDC | 1
255278 | NWS-RW/8022 | 255278 | Panou spate 2205x800 | 87 | cerere oferta | N | 1 | 0 | 1 | 17 | KG | 0X0X0 | 4015082552787 |  | 275 | PDC | 1
255279 | NWS-RW/8022/M | 255279 | Panou spate 2205x800, montat | 87 | cerere oferta | N | 1 | 0 | 1 | 17 | KG | 0X0X0 | 4015082552794 |  | 275 | PDC | 1
285201 | NWS-S/19/23 | 285201 | Sine 19" 23U | 87 | cerere oferta | N | 1 | 0 | 1 | 1.23 | KG | 1023X58X28,5 | 4015082852016 |  | 275 | PDC | 1
285202 | NWS-S/19/33 | 285202 | Sine 19" 33U | 87 | cerere oferta | N | 1 | 0 | 1 | 1.76 | KG | 1467X58X28,5 | 4015082852023 |  | 275 | PDC | 1
285203 | NWS-S/19/37 | 285203 | Sine 19" 37U | 87 | cerere oferta | N | 1 | 0 | 1 | 1.98 | KG | 1645X58X28,5 | 4015082852030 |  | 275 | PDC | 1
285204 | NWS-S/19/42 | 285204 | Sine 19" 42U | 87 | cerere oferta | N | 1 | 0 | 1 | 2.24 | KG | 1867X58X28,5 | 4015082852047 |  | 275 | PDC | 1
285205 | NWS-S/19/46 | 285205 | Sine 19" 46U | 87 | cerere oferta | N | 1 | 0 | 1 | 2.46 | KG | 2045X58X28,5 | 4015082852054 |  | 275 | PDC | 1
255292 | NWS-SBB/14HE | 255292 | Placa perforata lata 14U | 87 | cerere oferta | N | 1 | 0 | 1 | 1.1 | KG | 0X0X0 | 4015082552923 |  | 275 | PDC | 1
255293 | NWS-SBB/14HE/M | 255293 | Perforated Sheet Strips | 87 | cerere oferta | N | 1 | 0 | 1 | 1.4 | KG | 0X0X0 | 4015082552930 |  | 275 | PDC | 1
255294 | NWS-SBB/19HE | 255294 | Placa perforata lata 19U | 87 | cerere oferta | N | 1 | 0 | 1 | 1.8 | KG | 0X0X0 | 4015082552947 |  | 275 | PDC | 1
255295 | NWS-SBB/19HE/M | 255295 | Perforated Sheet Strips | 87 | cerere oferta | N | 1 | 0 | 1 | 1.8 | KG | 0X0X0 | 4015082552954 |  | 275 | PDC | 1
255296 | NWS-SBB/23HE | 255296 | Placa perforata lata 23U | 87 | cerere oferta | N | 1 | 0 | 1 | 2.2 | KG | 0X0X0 | 4015082552961 |  | 275 | PDC | 1
255297 | NWS-SBB/23HE/M | 255297 | Perforated Sheet Strips | 87 | cerere oferta | N | 1 | 0 | 1 | 2.2 | KG | 0X0X0 | 4015082552978 |  | 275 | PDC | 1
255298 | NWS-SBS/14HE | 255298 | Placa perforata ingusta 14U | 87 | cerere oferta | N | 1 | 1 | 1 | 1.1 | KG | 0X0X0 | 4015082552985 |  | 275 | PDC | 1
255299 | NWS-SBS/14HE/M | 255299 | Perforated Sheet Strips | 87 | cerere oferta | N | 1 | 0 | 1 | 0.7 | KG | 0X0X0 | 4015082552992 |  | 275 | PDC | 1
255300 | NWS-SBS/19HE | 255300 | Placa perforata ingusta 19U | 87 | cerere oferta | N | 1 | 0 | 1 | 0.9 | KG | 0X0X0 | 4015082553005 |  | 275 | PDC | 1
255301 | NWS-SBS/19HE/M | 255301 | Perforated Sheet Strips | 87 | cerere oferta | N | 1 | 0 | 1 | 0.9 | KG | 0X0X0 | 4015082553012 |  | 275 | PDC | 1
255302 | NWS-SBS/23HE | 255302 | Placa perforata ingusta 23U | 87 | cerere oferta | N | 1 | 0 | 1 | 1.1 | KG | 0X0X0 | 4015082553029 |  | 275 | PDC | 1
255303 | NWS-SBS/23HE/M | 255303 | Perforated Sheet Strips | 87 | cerere oferta | N | 1 | 0 | 1 | 1.1 | KG | 0X0X0 | 4015082553036 |  | 275 | PDC | 1
259073 | NWS-SCHW/RO/SET | 259073 | Role pentru sarcina mare, set 4 role | 87 | cerere oferta | N | 1 | 0 | 1 | 3 | KG | 104X80X105 | 4015082590734 |  | 275 | PDC | 1
259074 | NWS-SCHW/RO/SET/M | 259074 | Role pentru sarcina mare, set 4 role, mo | 87 | cerere oferta | N | 1 | 0 | 1 | 3 | KG | 104X80X105 | 4015082590741 |  | 275 | PDC | 1
255304 | NWS-SHE/3K/7 | 255304 | Broasca triunghiulara 7mm | 87 | cerere oferta | N | 1 | 0 | 1 | 0.07 | KG | 0 001X0 001X0 001 | 4015082553043 |  | 275 | PDC | 1
255305 | NWS-SHE/3K/8 | 255305 | Broasca triunghiulara 8mm | 87 | cerere oferta | N | 1 | 0 | 1 | 0.07 | KG | 0 001X0 001X0 001 | 4015082553050 |  | 275 | PDC | 1
255306 | NWS-SHE/4K/7 | 255306 | Broasca patrata 7mm | 87 | cerere oferta | N | 1 | 0 | 1 | 0.07 | KG | 0 001X0 001X0 001 | 4015082553067 |  | 275 | PDC | 1
255307 | NWS-SHE/4K/8 | 255307 | Broasca patrata 8mm | 87 | cerere oferta | N | 1 | 0 | 1 | 0.07 | KG | 0 001X0 001X0 001 | 4015082553074 |  | 275 | PDC | 1
255308 | NWS-SHE/DB | 255308 | Broasca Daimler-Benz | 87 | cerere oferta | N | 1 | 0 | 1 | 0.07 | KG | 0 001X0 001X0 001 | 4015082553081 |  | 275 | PDC | 1
255309 | NWS-SHE/DLB/DN3 | 255309 | Broasca cu 2 cai, pin de 3mm | 87 | cerere oferta | N | 1 | 0 | 1 | 0.076 | KG | 0 001X0 001X0 001 | 4015082553098 |  | 275 | PDC | 1
255310 | NWS-SHE/DLB/DN5 | 255310 | Broasca cu 2 cai, pin de 5mm | 87 | cerere oferta | N | 1 | 0 | 1 | 0.07 | KG | 0 001X0 001X0 001 | 4015082553104 |  | 275 | PDC | 1
255311 | NWS-SHE/SZ | 255311 | Broasca tip surubelnita | 87 | cerere oferta | N | 1 | 0 | 1 | 0.07 | KG | 0 001X0 001X0 001 | 4015082553111 |  | 275 | PDC | 1
255312 | NWS-SL/3K/7 | 255312 | Cheie triunghiulara 7mm | 87 | cerere oferta | N | 1 | 1 | 1 | 0.05 | KG | 0X0X0 | 4015082553128 |  | 275 | PDC | 1
255313 | NWS-SL/3K/8 | 255313 | Cheie triunghiulara 8mm | 87 | cerere oferta | N | 1 | 1 | 1 | 0.05 | KG | 0X0X0 | 4015082553135 |  | 275 | PDC | 1
255314 | NWS-SL/4K/7 | 255314 | Cheie patrata 7mm | 87 | cerere oferta | N | 1 | 1 | 1 | 0.05 | KG | 0X0X0 | 4015082553142 |  | 275 | PDC | 1
255315 | NWS-SL/4K/8 | 255315 | Cheie patrata 8mm | 87 | cerere oferta | N | 1 | 1 | 1 | 0.05 | KG | 0X0X0 | 4015082553159 |  | 275 | PDC | 1
255316 | NWS-SL/DB | 255316 | Cheie Daimler-Benz | 87 | cerere oferta | N | 1 | 1 | 1 | 0.05 | KG | 0X0X0 | 4015082553166 |  | 275 | PDC | 1
255317 | NWS-SL/DLB/3 | 255317 | Cheie cu 2 cai, pin de 3mm | 87 | cerere oferta | N | 1 | 1 | 1 | 0.051 | KG | 0 001X0 001X0 001 | 4015082553173 |  | 275 | PDC | 1
255318 | NWS-SL/DLB/5 | 255318 | Cheie cu 2 cai, pin de 5mm | 87 | cerere oferta | N | 1 | 1 | 1 | 0.05 | KG | 0X0X0 | 4015082553180 |  | 275 | PDC | 1
259019 | NWS-SO/61001 | 259019 | Soclu fara fante aerisire 100mm, 600x100 | 87 | cerere oferta | N | 1 | 0 | 1 | 50 | KG | 1000X600X100 | 4015082590192 |  | 275 | PDC | 1
259018 | NWS-SO/61001/M | 259018 | Base w/o louvers | 87 | cerere oferta | N | 1 | 0 | 1 | 9 | KG | 1000X600X100 | 4015082590185 |  | 275 | PDC | 1
259023 | NWS-SO/61002 | 259023 | Soclu fara fante aerisire 200mm, 600x100 | 87 | cerere oferta | N | 1 | 0 | 1 | 50 | KG | 1000X600X200 | 4015082590239 |  | 275 | PDC | 1
259022 | NWS-SO/61002/M | 259022 | Base w/o louvers | 87 | cerere oferta | N | 1 | 0 | 1 | 50 | KG | 1000X600X200 | 4015082590222 |  | 275 | PDC | 1
255319 | NWS-SO/6601 | 255319 | Soclu fara fante aerisire 100mm, 600x600 | 87 | cerere oferta | N | 1 | 0 | 1 | 6.2 | KG | 600X600X100 | 4015082553197 |  | 275 | PDC | 1
255320 | NWS-SO/6601/M | 255320 | Base w/o louvers | 87 | cerere oferta | N | 1 | 0 | 1 | 6.2 | KG | 0X0X0 | 4015082553203 |  | 275 | PDC | 1
255321 | NWS-SO/6602 | 255321 | Soclu fara fante aerisire 200mm, 600x600 | 87 | cerere oferta | N | 1 | 0 | 1 | 11.9 | KG | 600X600X200 | 4015082553210 |  | 275 | PDC | 1
255322 | NWS-SO/6602/M | 255322 | Base w/o louvers | 87 | cerere oferta | N | 1 | 0 | 1 | 0.001 | KG | 0X0X0 | 4015082553227 |  | 275 | PDC | 1
258879 | NWS-SO/6801 | 258879 | Soclu fara fante aerisire 100mm, 600x800 | 87 | cerere oferta | N | 1 | 0 | 1 | 6.5 | KG | 800X600X100 | 4015082588793 |  | 275 | PDC | 1
258878 | NWS-SO/6801/M | 258878 | Base w/o louvers | 87 | cerere oferta | N | 1 | 0 | 1 | 6.5 | KG | 800X600X100 | 4015082588786 |  | 275 | PDC | 1
258883 | NWS-SO/6802 | 258883 | Soclu fara fante aerisire 200mm, 600x800 | 87 | cerere oferta | N | 1 | 0 | 1 | 12.3 | KG | 800X600X200 | 4015082588830 |  | 275 | PDC | 1
258882 | NWS-SO/6802/M | 258882 | Base w/o louvers | 87 | cerere oferta | N | 1 | 0 | 1 | 50 | KG | 800X600X200 | 4015082588823 |  | 275 | PDC | 1
259042 | NWS-SO/81001 | 259042 | Soclu fara fante aerisire 100mm, 800x100 | 87 | cerere oferta | N | 1 | 0 | 1 | 9.5 | KG | 1000X800X100 | 4015082590420 |  | 275 | PDC | 1
259041 | NWS-SO/81001/M | 259041 | Base w/o louvers | 87 | cerere oferta | N | 1 | 0 | 1 | 9.5 | KG | 1000X800X100 | 4015082590413 |  | 275 | PDC | 1
259046 | NWS-SO/81002 | 259046 | Soclu fara fante aerisire 200mm, 800x100 | 87 | cerere oferta | N | 1 | 0 | 1 | 50 | KG | 1000X800X200 | 4015082590468 |  | 275 | PDC | 1
259045 | NWS-SO/81002/M | 259045 | Base w/o louvers | 87 | cerere oferta | N | 1 | 0 | 1 | 50 | KG | 1000X800X200 | 4015082590451 |  | 275 | PDC | 1
255323 | NWS-SO/8601 | 255323 | Soclu fara fante aerisire 100mm, 800x600 | 87 | cerere oferta | N | 1 | 0 | 1 | 6.5 | KG | 600X800X100 | 4015082553234 |  | 275 | PDC | 1
255324 | NWS-SO/8601/M | 255324 | Base w/o louvers | 87 | cerere oferta | N | 1 | 0 | 1 | 6.5 | KG | 0X0X0 | 4015082553241 |  | 275 | PDC | 1
255325 | NWS-SO/8602 | 255325 | Soclu fara fante aerisire 200mm, 800x600 | 87 | cerere oferta | N | 1 | 0 | 1 | 1 | KG | 600X800X200 | 4015082553258 |  | 275 | PDC | 1
255326 | NWS-SO/8602/M | 255326 | Base w/o louvers | 87 | cerere oferta | N | 1 | 0 | 1 | 0.001 | KG | 0X0X0 | 4015082553265 |  | 275 | PDC | 1
255327 | NWS-SO/8801 | 255327 | Soclu fara fante aerisire 100mm, 800x800 | 87 | cerere oferta | N | 1 | 0 | 1 | 7.4 | KG | 800X800X100 | 4015082553272 |  | 275 | PDC | 1
255328 | NWS-SO/8801/M | 255328 | Soclu fara fante aerisire 100mm, 800x800 | 87 | cerere oferta | N | 1 | 0 | 1 | 7.4 | KG | 0X0X0 | 4015082553289 |  | 275 | PDC | 1
255329 | NWS-SO/8802 | 255329 | Soclu fara fante aerisire 200mm, 800x800 | 87 | cerere oferta | N | 1 | 0 | 1 | 14.1 | KG | 800X800X200 | 4015082553296 |  | 275 | PDC | 1
255330 | NWS-SO/8802/M | 255330 | Base w/o louvers | 87 | cerere oferta | N | 1 | 0 | 1 | 14.1 | KG | 0X0X0 | 4015082553302 |  | 275 | PDC | 1
259021 | NWS-SOK/61001 | 259021 | Soclu cu fante aerisire 100mm, 600x1000 | 87 | cerere oferta | N | 1 | 0 | 1 | 9 | KG | 1000X600X100 | 4015082590215 |  | 275 | PDC | 1
259020 | NWS-SOK/61001/M | 259020 | Base with louvers | 87 | cerere oferta | N | 1 | 0 | 1 | 9 | KG | 1000X600X100 | 4015082590208 |  | 275 | PDC | 1
259025 | NWS-SOK/61002 | 259025 | Soclu fara fante aerisire 200mm, 800x600 | 87 | cerere oferta | N | 1 | 0 | 1 | 50 | KG | 1000X600X200 | 4015082590253 |  | 275 | PDC | 1
259024 | NWS-SOK/61002/M | 259024 | Base with louvers | 87 | cerere oferta | N | 1 | 0 | 1 | 50 | KG | 1000X600X200 | 4015082590246 |  | 275 | PDC | 1
255331 | NWS-SOK/6601 | 255331 | Soclu cu fante aerisire 100mm, 600x600 | 87 | cerere oferta | N | 1 | 0 | 1 | 6.2 | KG | 0X0X0 | 4015082553319 |  | 275 | PDC | 1
255332 | NWS-SOK/6601/M | 255332 | Base with louvers | 87 | cerere oferta | N | 1 | 0 | 1 | 6.2 | KG | 0X0X0 | 4015082553326 |  | 275 | PDC | 1
255333 | NWS-SOK/6602 | 255333 | Soclu cu fante aerisire 200mm, 600x600 | 87 | cerere oferta | N | 1 | 0 | 1 | 11.9 | KG | 0X0X0 | 4015082553333 |  | 275 | PDC | 1
255334 | NWS-SOK/6602/M | 255334 | Base with louvers | 87 | cerere oferta | N | 1 | 0 | 1 | 11.9 | KG | 0X0X0 | 4015082553340 |  | 275 | PDC | 1
258881 | NWS-SOK/6801 | 258881 | Soclu cu fante aerisire 100mm, 600x800 | 87 | cerere oferta | N | 1 | 0 | 1 | 6.5 | KG | 800X600X100 | 4015082588816 |  | 275 | PDC | 1
258880 | NWS-SOK/6801/M | 258880 | Soclu cu fante aerisire 100mm, 600x800, | 87 | cerere oferta | N | 1 | 0 | 1 | 6.5 | KG | 800X600X100 | 4015082588809 |  | 275 | PDC | 1
258885 | NWS-SOK/6802 | 258885 | Soclu cu fante aerisire 200mm, 600x800 | 87 | cerere oferta | N | 1 | 0 | 1 | 12.3 | KG | 800X600X200 | 4015082588854 |  | 275 | PDC | 1
258884 | NWS-SOK/6802/M | 258884 | Base with louvers | 87 | cerere oferta | N | 1 | 0 | 1 | 12.3 | KG | 800X600X200 | 4015082588847 |  | 275 | PDC | 1
259044 | NWS-SOK/81001 | 259044 | Soclu cu fante aerisire 100mm, 800x1000 | 87 | cerere oferta | N | 1 | 0 | 1 | 9.5 | KG | 1000X800X100 | 4015082590444 |  | 275 | PDC | 1
259048 | NWS-SOK/81002 | 259048 | Soclu cu fante aerisire 200mm, 800x1000 | 87 | cerere oferta | N | 1 | 0 | 1 | 19 | KG | 1000X800X200 | 4015082590482 |  | 275 | PDC | 1
259047 | NWS-SOK/81002/M | 259047 | Base with louvers | 87 | cerere oferta | N | 1 | 0 | 1 | 19 | KG | 1000X800X200 | 4015082590475 |  | 275 | PDC | 1
255335 | NWS-SOK/8601 | 255335 | Soclu cu fante aerisire 100mm, 800x600 | 87 | cerere oferta | N | 1 | 0 | 1 | 6.5 | KG | 0X0X0 | 4015082553357 |  | 275 | PDC | 1
255336 | NWS-SOK/8601/M | 255336 | Soclu cu fante aerisire 100mm, 800x600, | 87 | cerere oferta | N | 1 | 0 | 1 | 6.5 | KG | 0X0X0 | 4015082553364 |  | 275 | PDC | 1
255337 | NWS-SOK/8602 | 255337 | Soclu cu fante aerisire 200mm, 800x600 | 87 | cerere oferta | N | 1 | 0 | 1 | 12.3 | KG | 0X0X0 | 4015082553371 |  | 275 | PDC | 1
255338 | NWS-SOK/8602/M | 255338 | Base with louvers | 87 | cerere oferta | N | 1 | 0 | 1 | 12.3 | KG | 0X0X0 | 4015082553388 |  | 275 | PDC | 1
255339 | NWS-SOK/8801 | 255339 | Soclu cu fante aerisire 100mm, 800x800 | 87 | cerere oferta | N | 1 | 0 | 1 | 7.4 | KG | 0X0X0 | 4015082553395 |  | 275 | PDC | 1
255340 | NWS-SOK/8801/M | 255340 | Base with louvers | 87 | cerere oferta | N | 1 | 0 | 1 | 7.4 | KG | 0X0X0 | 4015082553401 |  | 275 | PDC | 1
255341 | NWS-SOK/8802 | 255341 | Soclu cu fante aerisire 200mm, 800x800 | 87 | cerere oferta | N | 1 | 0 | 1 | 14.1 | KG | 0X0X0 | 4015082553418 |  | 275 | PDC | 1
255342 | NWS-SOK/8802/M | 255342 | Base with louvers | 87 | cerere oferta | N | 1 | 0 | 1 | 14.1 | KG | 0X0X0 | 4015082553425 |  | 275 | PDC | 1
258940 | NWS-SRA/8012 | 258940 | Cadru rabatabil asimetric 1180x800 | 87 | cerere oferta | N | 1 | 0 | 1 | 50 | KG | 1180X800X85 | 4015082589400 |  | 275 | PDC | 1
258997 | NWS-SRA/8016 | 258997 | Cadru rabatabil asimetric 1625x800 | 87 | cerere oferta | N | 1 | 0 | 1 | 50 | KG | 1625X800X85 | 4015082589974 |  | 275 | PDC | 1
255343 | NWS-SRA/8018 | 255343 | Cadru rabatabil asimetric 1805x800 | 87 | cerere oferta | N | 1 | 0 | 1 | 22.5 | KG | 0X0X0 | 4015082553432 |  | 275 | PDC | 1
255345 | NWS-SRA/8020 | 255345 | Cadru rabatabil asimetric 2025x800 | 87 | cerere oferta | N | 1 | 0 | 1 | 24.5 | KG | 0X0X0 | 4015082553456 |  | 275 | PDC | 1
255347 | NWS-SRA/8022 | 255347 | Cadru rabatabil asimetric 2205x800 | 87 | cerere oferta | N | 1 | 0 | 1 | 26 | KG | 0X0X0 | 4015082553470 |  | 275 | PDC | 1
258939 | NWS-SRA/8612/M | 258939 | Swing frame asymm. | 87 | cerere oferta | N | 1 | 0 | 1 | 18 | KG | 1180X800X85 | 4015082589394 |  | 275 | PDC | 1
258996 | NWS-SRA/8616/M | 258996 | Swing frame asymm. | 87 | cerere oferta | N | 1 | 0 | 1 | 20 | KG | 1625X800X85 | 4015082589967 |  | 275 | PDC | 1
255344 | NWS-SRA/8618/M | 255344 | Swing frame asymm. | 87 | cerere oferta | N | 1 | 0 | 1 | 22.5 | KG | 0X0X0 | 4015082553449 |  | 275 | PDC | 1
255346 | NWS-SRA/8620/M | 255346 | Swing frame asymm. | 87 | cerere oferta | N | 1 | 0 | 1 | 24.5 | KG | 0X0X0 | 4015082553463 |  | 275 | PDC | 1
255348 | NWS-SRA/8622/M | 255348 | Swing frame asymm. | 87 | cerere oferta | N | 1 | 0 | 1 | 26 | KG | 0X0X0 | 4015082553487 |  | 275 | PDC | 1
258950 | NWS-SRA/8812/M | 258950 | Swing frame asymm. | 87 | cerere oferta | N | 1 | 0 | 1 | 50 | KG | 1180X800X85 | 4015082589509 |  | 275 | PDC | 1
259007 | NWS-SRA/8816/M | 259007 | Swing frame asymm. | 87 | cerere oferta | N | 1 | 0 | 1 | 50 | KG | 1625X800X85 | 4015082590079 |  | 275 | PDC | 1
255349 | NWS-SRA/8818/M | 255349 | Swing frame asymm. | 87 | cerere oferta | N | 1 | 0 | 1 | 22.5 | KG | 0X0X0 | 4015082553494 |  | 275 | PDC | 1
255350 | NWS-SRA/8820/M | 255350 | Swing frame asymm. | 87 | cerere oferta | N | 1 | 0 | 1 | 24.5 | KG | 0X0X0 | 4015082553500 |  | 275 | PDC | 1
255351 | NWS-SRA/8822/M | 255351 | Swing frame asymm. | 87 | cerere oferta | N | 1 | 0 | 1 | 26 | KG | 0X0X0 | 4015082553517 |  | 275 | PDC | 1
255352 | NWS-SRB/SET | 255352 | Set suruburi rack | 87 | cerere oferta | N | 1 | 0 | 1 | 0.207 | KG | 0 001X0 001X0 001 | 4015082553524 |  | 275 | PDC | 1
258936 | NWS-SRS/8012 | 258936 | Cadru rabatabil simetric 1180x800 | 87 | cerere oferta | N | 1 | 0 | 1 | 50 | KG | 1180X800X85 | 4015082589363 |  | 275 | PDC | 1
258993 | NWS-SRS/8016 | 258993 | Cadru rabatabil simetric 1625x800 | 87 | cerere oferta | N | 1 | 0 | 1 | 50 | KG | 1625X800X85 | 4015082589936 |  | 275 | PDC | 1
255356 | NWS-SRS/8018 | 255356 | Cadru rabatabil simetric 1805x800 | 87 | cerere oferta | N | 1 | 0 | 1 | 22.5 | KG | 0X0X0 | 4015082553562 |  | 275 | PDC | 1
255358 | NWS-SRS/8020 | 255358 | Cadru rabatabil simetric 2025x800 | 87 | cerere oferta | N | 1 | 0 | 1 | 24.5 | KG | 0X0X0 | 4015082553586 | x | 275 | PDC | 1
255360 | NWS-SRS/8022 | 255360 | Cadru rabatabil simetric 2205x800 | 87 | cerere oferta | N | 1 | 0 | 1 | 26 | KG | 0X0X0 | 4015082553609 |  | 275 | PDC | 1
258935 | NWS-SRS/8612/M | 258935 | Swing frame symm. | 87 | cerere oferta | N | 1 | 0 | 1 | 18 | KG | 1180X800X85 | 4015082589356 |  | 275 | PDC | 1
258992 | NWS-SRS/8616/M | 258992 | Swing frame symm. | 87 | cerere oferta | N | 1 | 0 | 1 | 50 | KG | 1625X800X85 | 4015082589929 |  | 275 | PDC | 1
255357 | NWS-SRS/8618/M | 255357 | Swing frame symm. | 87 | cerere oferta | N | 1 | 0 | 1 | 22.5 | KG | 0X0X0 | 4015082553579 |  | 275 | PDC | 1
255359 | NWS-SRS/8620/M | 255359 | Swing frame symm. | 87 | cerere oferta | N | 1 | 0 | 1 | 24.5 | KG | 0X0X0 | 4015082553593 |  | 275 | PDC | 1
255361 | NWS-SRS/8622/M | 255361 | Swing frame symm. | 87 | cerere oferta | N | 1 | 0 | 1 | 26 | KG | 0X0X0 | 4015082553616 |  | 275 | PDC | 1
258948 | NWS-SRS/8812/M | 258948 | Swing frame symm. | 87 | cerere oferta | N | 1 | 0 | 1 | 18 | KG | 1180X800X85 | 4015082589486 |  | 275 | PDC | 1
259005 | NWS-SRS/8816/M | 259005 | Swing frame symm. | 87 | cerere oferta | N | 1 | 0 | 1 | 20 | KG | 1625X800X85 | 4015082590055 |  | 275 | PDC | 1
255362 | NWS-SRS/8818/M | 255362 | Swing frame symm. | 87 | cerere oferta | N | 1 | 0 | 1 | 22.5 | KG | 0X0X0 | 4015082553623 |  | 275 | PDC | 1
255363 | NWS-SRS/8820/M | 255363 | Swing frame symm. | 87 | cerere oferta | N | 1 | 0 | 1 | 24.5 | KG | 0X0X0 | 4015082553630 |  | 275 | PDC | 1
255364 | NWS-SRS/8822/M | 255364 | Swing frame symm. | 87 | cerere oferta | N | 1 | 0 | 1 | 26 | KG | 0X0X0 | 4015082553647 |  | 275 | PDC | 1
258938 | NWS-SRS/Q/8012 | 258938 | Cadru rabatabil simetric cablare incruci | 87 | cerere oferta | N | 1 | 0 | 1 | 50 | KG | 1180X800X85 | 4015082589387 |  | 275 | PDC | 1
258995 | NWS-SRS/Q/8016 | 258995 | Cadru rabatabil simetric cablare incruci | 87 | cerere oferta | N | 1 | 0 | 1 | 50 | KG | 1625X800X85 | 4015082589950 |  | 275 | PDC | 1
255365 | NWS-SRS/Q/8018 | 255365 | Cadru rabatabil simetric cablare incruci | 87 | cerere oferta | N | 1 | 0 | 1 | 1 | KG | 0X0X0 | 4015082553654 |  | 275 | PDC | 1
255367 | NWS-SRS/Q/8020 | 255367 | Cadru rabatabil simetric cablare incruci | 87 | cerere oferta | N | 1 | 0 | 1 | 26 | KG | 0X0X0 | 4015082553678 |  | 275 | PDC | 1
255369 | NWS-SRS/Q/8022 | 255369 | Cadru rabatabil simetric cablare incruci | 87 | cerere oferta | N | 1 | 0 | 1 | 1 | KG | 0X0X0 | 4015082553692 |  | 275 | PDC | 1
258937 | NWS-SRS/Q/8612/M | 258937 | Swing frame symm. | 87 | cerere oferta | N | 1 | 0 | 1 | 50 | KG | 1180X800X85 | 4015082589370 |  | 275 | PDC | 1
258994 | NWS-SRS/Q/8616/M | 258994 | Swing frame symm. | 87 | cerere oferta | N | 1 | 0 | 1 | 50 | KG | 1625X800X85 | 4015082589943 |  | 275 | PDC | 1
255366 | NWS-SRS/Q/8618/M | 255366 | Swing frame symm. | 87 | cerere oferta | N | 1 | 0 | 1 | 25 | KG | 0X0X0 | 4015082553661 |  | 275 | PDC | 1
255368 | NWS-SRS/Q/8620/M | 255368 | Swing frame symm. | 87 | cerere oferta | N | 1 | 0 | 1 | 26 | KG | 0X0X0 | 4015082553685 |  | 275 | PDC | 1
255370 | NWS-SRS/Q/8622/M | 255370 | Swing frame symm. | 87 | cerere oferta | N | 1 | 0 | 1 | 1 | KG | 0X0X0 | 4015082553708 |  | 275 | PDC | 1
258949 | NWS-SRS/Q/8812/M | 258949 | Swing frame symm. | 87 | cerere oferta | N | 1 | 0 | 1 | 18 | KG | 1180X800X85 | 4015082589493 |  | 275 | PDC | 1
259006 | NWS-SRS/Q/8816/M | 259006 | Swing frame symm. | 87 | cerere oferta | N | 1 | 0 | 1 | 50 | KG | 1625X800X85 | 4015082590062 |  | 275 | PDC | 1
255371 | NWS-SRS/Q/8818/M | 255371 | Swing frame symm. | 87 | cerere oferta | N | 1 | 0 | 1 | 1 | KG | 0X0X0 | 4015082553715 |  | 275 | PDC | 1
255372 | NWS-SRS/Q/8820/M | 255372 | Swing frame symm. | 87 | cerere oferta | N | 1 | 0 | 1 | 26 | KG | 0X0X0 | 4015082553722 |  | 275 | PDC | 1
255373 | NWS-SRS/Q/8822/M | 255373 | Swing frame symm. | 87 | cerere oferta | N | 1 | 0 | 1 | 1 | KG | 0X0X0 | 4015082553739 |  | 275 | PDC | 1
255380 | NWS-ST/SR/TK1/8621/M | 255380 | Cabinet standard 42U, 800x600, asamblat | 87 | cerere oferta | N | 1 | 0 | 1 | 146 | KG | 0X0X0 | 4015082553807 |  | 275 | PDC | 1
255382 | NWS-ST/SR/VT1/6621/M | 255382 | Cabinet standard 42U, 600x600, asamblat | 87 | cerere oferta | N | 1 | 0 | 1 | 86 | KG | 0X0X0 | 4015082553821 |  | 275 | PDC | 1
255384 | NWS-ST/SR/VT2/8621/M | 255384 | Cabinet standard 42U, 800x600, asamblat | 87 | cerere oferta | N | 1 | 0 | 1 | 98.6 | KG | 0X0X0 | 4015082553845 |  | 275 | PDC | 1
255386 | NWS-ST/SR/VT3/8821/M | 255386 | Cabinet standard 42U, 800x800, asamblat | 87 | cerere oferta | N | 1 | 0 | 1 | 105.8 | KG | 0X0X0 | 4015082553869 |  | 275 | PDC | 1
255388 | NWS-ST/SR/VT4/8621/M | 255388 | Cabinet standard 40U, 800x600, asamblat | 87 | cerere oferta | N | 1 | 0 | 1 | 115.5 | KG | 0X0X0 | 4015082553883 |  | 275 | PDC | 1
255390 | NWS-ST/SR/VT5/8821/M | 255390 | Cabinet standard 40U, 800x800, asamblat | 87 | cerere oferta | N | 1 | 0 | 1 | 122 | KG | 0X0X0 | 4015082553906 |  | 275 | PDC | 1
285809 | NWS-ST/SR/VT59/EU/81020/M | 285809 | 19" Cabinet VT59 | 87 | cerere oferta | N | 1 | 0 | 1 | 160.6 | KG | 0 001X0 001X0 001 | 4015082858094 |  | 275 | PDC | 1
255392 | NWS-ST/SR/VT6/6621/M | 255392 | Cabinet standard 42U, 600x600, asamblat | 87 | cerere oferta | N | 1 | 0 | 1 | 150 | KG | 0X0X0 | 4015082553920 |  | 275 | PDC | 1
255394 | NWS-ST/SR/VT7/8621/M | 255394 | Cabinet standard 42U, 800x600, asamblat | 87 | cerere oferta | N | 1 | 0 | 1 | 150 | KG | 0X0X0 | 4015082553944 |  | 275 | PDC | 1
255393 | NWS-ST/SR/VT8/8821/M | 255393 | Cabinet standard 42U, 800x800, asamblat | 87 | cerere oferta | N | 1 | 0 | 1 | 162 | KG | 0X0X0 | 4015082553937 |  | 275 | PDC | 1
255398 | NWS-STL/19/7F | 255398 | Placa multipriza, 19", 7 prize | 87 | cerere oferta | N | 1 | 0 | 1 | 0.8 | KG | 410X70X40 | 4015082553982 |  | 275 | PDC | 1
255399 | NWS-STL/19/7F/S/BL | 255399 | Placa multipriza, 19", 7 prize cu intrer | 87 | cerere oferta | N | 1 | 0 | 1 | 1 | KG | 0 001X0 001X0 001 | 4015082553999 |  | 275 | PDC | 1
259010 | NWS-SW/01020 | 259010 | Perete lateral 2025x1000 | 87 | cerere oferta | N | 1 | 0 | 1 | 17 | KG | 2025X1000X30 | 4015082590109 |  | 275 | PDC | 1
255417 | NWS-SW/01020/M | 255417 | Perete lateral 2025x1000, montat | 87 | cerere oferta | N | 1 | 0 | 1 | 17 | KG | 0X0X0 | 4015082554170 |  | 275 | PDC | 1
259032 | NWS-SW/01022 | 259032 | Perete lateral 2205x1000 | 87 | cerere oferta | N | 1 | 0 | 1 | 18.6 | KG | 2205X1000X30 | 4015082590321 |  | 275 | PDC | 1
259031 | NWS-SW/01022/M | 259031 | Side Panel | 87 | cerere oferta | N | 1 | 0 | 1 | 18.6 | KG | 2205X1000X30 | 4015082590314 |  | 275 | PDC | 1
258897 | NWS-SW/0612 | 258897 | Perete lateral 1180x600 | 87 | cerere oferta | N | 1 | 0 | 1 | 6.3 | KG | 1180X600X30 | 4015082588977 |  | 275 | PDC | 1
258896 | NWS-SW/0612/M | 258896 | Perete lateral 1180x600, montat | 87 | cerere oferta | N | 1 | 0 | 1 | 6.3 | KG | 1180X600X30 | 4015082588960 |  | 275 | PDC | 1
258954 | NWS-SW/0616 | 258954 | Perete lateral 1625x600 | 87 | cerere oferta | N | 1 | 0 | 1 | 50 | KG | 1625X600X30 | 4015082589547 |  | 275 | PDC | 1
258953 | NWS-SW/0616/M | 258953 | Perete lateral 1625x600, montat | 87 | cerere oferta | N | 1 | 0 | 1 | 8.6 | KG | 1625X600X30 | 4015082589530 |  | 275 | PDC | 1
255405 | NWS-SW/0618 | 255405 | Perete lateral 1805x600 | 87 | cerere oferta | N | 1 | 0 | 1 | 9.7 | KG | 0X0X0 | 4015082554057 |  | 275 | PDC | 1
255406 | NWS-SW/0618/M | 255406 | Side Panel | 87 | cerere oferta | N | 1 | 0 | 1 | 9.7 | KG | 0X0X0 | 4015082554064 |  | 275 | PDC | 1
255407 | NWS-SW/0620 | 255407 | Perete lateral 2025x600 | 87 | cerere oferta | N | 1 | 0 | 1 | 11 | KG | 0X0X0 | 4015082554071 |  | 275 | PDC | 1
255408 | NWS-SW/0620/M | 255408 | Side Panel | 87 | cerere oferta | N | 1 | 0 | 1 | 11 | KG | 0X0X0 | 4015082554088 |  | 275 | PDC | 1
255409 | NWS-SW/0622 | 255409 | Perete lateral 2205x600 | 87 | cerere oferta | N | 1 | 0 | 1 | 12 | KG | 0X0X0 | 4015082554095 |  | 275 | PDC | 1
255410 | NWS-SW/0622/M | 255410 | Perete lateral 2205x600, montat | 87 | cerere oferta | N | 1 | 0 | 1 | 12 | KG | 0X0X0 | 4015082554101 |  | 275 | PDC | 1
285812 | NWS-SW/08020/MTE | 285812 | Side wall MDSW | 87 | cerere oferta | N | 1 | 0 | 1 | 20 | KG | 800X50X2000 | 4015082858124 |  | 275 | PDC | 1
258911 | NWS-SW/0812 | 258911 | Perete lateral 1180x800 | 87 | cerere oferta | N | 1 | 0 | 1 | 8.2 | KG | 1180X800X30 | 4015082589110 |  | 275 | PDC | 1
258910 | NWS-SW/0812/M | 258910 | Side Panel | 87 | cerere oferta | N | 1 | 0 | 1 | 8.2 | KG | 1180X800X30 | 4015082589103 |  | 275 | PDC | 1
258968 | NWS-SW/0816 | 258968 | Perete lateral 1625x800 | 87 | cerere oferta | N | 1 | 0 | 1 | 11.2 | KG | 1625X800X30 | 4015082589684 |  | 275 | PDC | 1
258967 | NWS-SW/0816/M | 258967 | Side Panel | 87 | cerere oferta | N | 1 | 0 | 1 | 11.2 | KG | 1625X800X30 | 4015082589677 |  | 275 | PDC | 1
255411 | NWS-SW/0818 | 255411 | Perete lateral 1805x800 | 87 | cerere oferta | N | 1 | 0 | 1 | 12.7 | KG | 0X0X0 | 4015082554118 |  | 275 | PDC | 1
255412 | NWS-SW/0818/M | 255412 | Side Panel | 87 | cerere oferta | N | 1 | 0 | 1 | 12.7 | KG | 0X0X0 | 4015082554125 |  | 275 | PDC | 1
255413 | NWS-SW/0820 | 255413 | Perete lateral 2025x800 | 87 | cerere oferta | N | 1 | 0 | 1 | 14 | KG | 0X0X0 | 4015082554132 |  | 275 | PDC | 1
255414 | NWS-SW/0820/M | 255414 | Perete lateral 2025x800, montat | 87 | cerere oferta | N | 1 | 0 | 1 | 14 | KG | 0X0X0 | 4015082554149 |  | 275 | PDC | 1
255415 | NWS-SW/0822 | 255415 | Perete lateral 2205x800 | 87 | cerere oferta | N | 1 | 0 | 1 | 15.5 | KG | 0X0X0 | 4015082554156 |  | 275 | PDC | 1
255416 | NWS-SW/0822/M | 255416 | Perete lateral 2205x800, montat | 87 | cerere oferta | N | 1 | 0 | 1 | 15.5 | KG | 0X0X0 | 4015082554163 |  | 275 | PDC | 1
255418 | NWS-TH/ESB/SK | 255418 | Termostat reglabil cu contact ND | 87 | cerere oferta | N | 1 | 0 | 1 | 0.105 | KG | 0 001X0 001X0 001 | 4015082554187 |  | 275 | PDC | 1
285049 | NWS-TH/ESB/SK/M | 285049 | Termostat reglabil cu contact ND, montat | 87 | cerere oferta | N | 1 | 0 | 1 | 0.11 | KG | 0 001X0 001X0 001 | 4015082850494 |  | 275 | PDC | 1
255419 | NWS-TH/ESB/WK | 255419 | Termostat reglabil cu contact comutator | 87 | cerere oferta | N | 1 | 0 | 1 | 0.105 | KG | 0 001X0 001X0 001 | 4015082554194 |  | 275 | PDC | 1
285048 | NWS-TH/ESB/WK/M | 285048 | Termostat reglabil cu contact comutator, | 87 | cerere oferta | N | 1 | 0 | 1 | 0.11 | KG | 0 001X0 001X0 001 | 4015082850487 |  | 275 | PDC | 1
255420 | NWS-TKT | 255420 | Contact usa | 87 | cerere oferta | N | 1 | 0 | 1 | 0.055 | KG | 0X0X0 | 4015082554200 |  | 275 | PDC | 1
285046 | NWS-TKT/M | 285046 | Contact usa, montat | 87 | cerere oferta | N | 1 | 0 | 1 | 0.6 | KG | 100X50X55 | 4015082850463 |  | 275 | PDC | 1
255421 | NWS-TS/PU | 255421 | Sina omega pentru unitatea de alimentare | 87 | cerere oferta | N | 1 | 1 | 1 | 0.16 | KG | 0 001X0 001X0 001 | 4015082554217 |  | 275 | PDC | 1
285120 | NWS-VD/LUE | 285120 | Caseta conectare ventilatoare | 87 | cerere oferta | N | 1 | 0 | 1 | 0.229 | KG | 0 001X0 001X0 001 | 4015082851200 |  | 275 | PDC | 1
255422 | NWS-VD/LUE/M | 255422 | Caseta conectare ventilatoare, montat | 87 | cerere oferta | N | 1 | 0 | 1 | 0.363 | KG | 0X0X0 | 4015082554224 |  | 275 | PDC | 1
255423 | NWS-VER/F/SET | 255423 | Picioare egalizare, set 4 | 87 | cerere oferta | N | 1 | 0 | 1 | 0.2 | KG | 0X0X0 | 4015082554231 |  | 275 | PDC | 1
255424 | NWS-VER/F/SET/M | 255424 | Picioare egalizare, set 4, montat | 87 | cerere oferta | N | 1 | 0 | 1 | 0.2 | KG | 0X0X0 | 4015082554248 |  | 275 | PDC | 1
285150 | NWS-ZB/B600/RAL5021 | 285150 | Sina decorativa pentru usa 600mm | 87 | cerere oferta | N | 1 | 0 | 1 | 0.5 | KG | 25X575X50 | 4015082851507 |  | 275 | PDC | 1
285151 | NWS-ZB/B800/RAL5021 | 285151 | Sina decorativa pentru usa 800mm | 87 | cerere oferta | N | 1 | 0 | 1 | 0.7 | KG | 25X775X50 | 4015082851514 |  | 275 | PDC | 1
260203 | NZM1/2-XAB | 260203 | Distantor adancime set | 18 | cerere oferta | S | 1 | 0 | 1 | 0.062 | KG | 17 5X28X28 | 4015082602031 |  | 681 | PDC | 1
285760 | NZM1/2-XAGK | 285760 | Compensation coupling for door handle | 18 | cerere oferta | S | 1 | 0 | 1 | 0.097 | KG | 60X45X45 | 4015082857608 |  | 681 | PDC | 1
266621 | NZM1/2-XDZ | 266621 | Maner suplimentar | 18 | cerere oferta | S | 1 | 0 | 1 | 0.074 | KG | 75X50X45 | 4015082666217 |  | 681 | PDC | 1
100728 | NZM1/2-XTDM | 100728 | Door coupling module,standard | 18 | cerere oferta | S | 1 | 0 | 1 | 0.22 | KG | 125X110X95 | 4015081006281 |  | 681 | PDC | 1
100729 | NZM1/2-XTDMV | 100729 | Door coupling module,lockable | 18 | cerere oferta | S | 1 | 0 | 1 | 0.245 | KG | 125X110X95 | 4015081006298 |  | 681 | PDC | 1
261232 | NZM1/2-XV4 | 261232 | Tija actionare pe usa adancime max 400 m | 18 | cerere oferta | S | 1 | 0 | 1 | 0.126 | KG | 270X12X12 | 4015082612320 |  | 681 | PDC | 1
260191 | NZM1/2-XV6 | 260191 | Tija actionare pe usa adancime max 600 m | 18 | cerere oferta | S | 1 | 0 | 1 | 0.212 | KG | 470X12X12 | 4015082601911 |  | 681 | PDC | 1
292252 | NZM1/2-XVAK | 292252 | Shaft connection for NZM1 and NZM2 | 18 | cerere oferta | S | 1 | 0 | 1 | 0.021 | KG | 20X24X19 | 4015082922528 |  | 681 | PDC | 1
266676 | NZM1/2-XZB | 266676 | Additional sheet | 18 | cerere oferta | S | 1 | 0 | 1 | 0.176 | KG | 145X50X3 | 4015082666767 |  | 681 | PDC | 1
104607 | NZM1-4-XFI300R | 104607 | Declansator ptr curent diferential 300mA | 18 | cerere oferta | N | 1 | 0 | 1 | 1.6 | KG | 220X135X80 | 4015081044177 |  | 681 | PDC | 1
104613 | NZM1-4-XFI300U | 104613 | Declansator ptr curent diferential 30mA | 18 | cerere oferta | N | 1 | 0 | 1 | 0.9 | KG | 180X120X80 | 4015081044238 |  | 681 | PDC | 1
104606 | NZM1-4-XFI30R | 104606 | Declansator ptr curent diferential 30mA | 18 | cerere oferta | N | 1 | 0 | 1 | 1.6 | KG | 220X135X80 | 4015081044160 |  | 681 | PDC | 1
104612 | NZM1-4-XFI30U | 104612 | Declansator ptr curent diferential 30mA | 18 | cerere oferta | N | 1 | 0 | 1 | 0.9 | KG | 180X120X80 | 4015081044221 |  | 681 | PDC | 1
104608 | NZM1-4-XFIR | 104608 | Declansator ptr curent diferential gama | 18 | cerere oferta | N | 1 | 0 | 1 | 1.659 | KG | 220X135X80 | 4015081044184 |  | 681 | PDC | 1
104614 | NZM1-4-XFIU | 104614 | Declansator ptr curent diferential monta | 18 | cerere oferta | N | 1 | 0 | 1 | 0.9 | KG | 180X120X80 | 4015081044245 |  | 681 | PDC | 1
266749 | NZM1-4-XIPA | 266749 | Protectie impotriva atingerii cu degetul | 18 | cerere oferta | N | 1 | 0 | 1 | 0.032 | KG | 75X60X30 | 4015082667498 |  | 681 | PDC | 1
266745 | NZM1-4-XIPK | 266745 | Protectie impotriva atingerii cu degetul | 18 | cerere oferta | N | 1 | 0 | 1 | 0.072 | KG | 130X60X30 | 4015082667450 |  | 681 | PDC | 1
266731 | NZM1-4-XKA | 266731 | Set tetrapolar cleme tunel | 18 | cerere oferta | N | 1 | 0 | 1 | 0.433 | KG | 55X80X27 | 4015082667313 |  | 681 | PDC | 1
267075 | NZM1-4-XKC | 267075 | Set cleme tetrapolar ptr cablu | 18 | cerere oferta | N | 1 | 0 | 1 | 0.096 | KG | 13X16 6X24 5 | 4015082670757 |  | 681 | PDC | 1
119863 | NZM1-4-XKP | 119863 | Phase isolator, 4 poles | 18 | cerere oferta | N | 1 | 0 | 1 | 0.043 | KG | 125X90X40 | 4015081177141 |  | 681 | PDC | 1
266737 | NZM1-4-XKR | 266737 | Set tetrapolar conexiune spate ptr. NZM1 | 18 | cerere oferta | N | 1 | 0 | 1 | 0.574 | KG | 140X60X35 | 4015082667375 |  | 681 | PDC | 1
266725 | NZM1-4-XKS | 266725 | Screw terminal 4pole | 18 | cerere oferta | N | 1 | 0 | 1 | 0.352 | KG | 75X75X25 | 4015082667252 |  | 681 | PDC | 1
266741 | NZM1-4-XKSA | 266741 | Capota protectie borne | 18 | cerere oferta | N | 1 | 0 | 1 | 0.174 | KG | 130X85X65 | 4015082667412 |  | 681 | PDC | 1
100781 | NZM1-4-XKSFA | 100781 | Capota protectie borne decupabila | 18 | cerere oferta | N | 1 | 0 | 1 | 0.015 | KG | 57X119X7 | 4015081006816 |  | 681 | PDC | 1
259724 | NZM1-XA110-130AC/DC | 259724 | Bobina declansare | 18 | cerere oferta | S | 1 | 0 | 1 | 0.074 | KG | 37X32X66 | 4015082597245 |  | 681 | PDC | 1
259706 | NZM1-XA12AC/DC | 259706 | Bobina declansare | 18 | cerere oferta | S | 1 | 0 | 1 | 0.044 | KG | 37X32X66 | 4015082597061 |  | 681 | PDC | 1
259726 | NZM1-XA208-250AC/DC | 259726 | Bobina declansare | 18 | cerere oferta | S | 1 | 0 | 1 | 0.074 | KG | 37X32X66 | 4015082597269 |  | 681 | PDC | 1
259708 | NZM1-XA24AC/DC | 259708 | Bobina declansare | 18 | cerere oferta | S | 1 | 0 | 1 | 0.074 | KG | 37X32X66 | 4015082597085 |  | 681 | PDC | 1
259728 | NZM1-XA380-440AC/DC | 259728 | Bobina declansare | 18 | cerere oferta | S | 1 | 0 | 1 | 0.073 | KG | 37X32X66 | 4015082597283 |  | 681 | PDC | 1
259720 | NZM1-XA48AC/DC | 259720 | Bobina declansare | 18 | cerere oferta | S | 1 | 0 | 1 | 0.044 | KG | 37X32X66 | 4015082597207 |  | 681 | PDC | 1
259722 | NZM1-XA60AC/DC | 259722 | Bobina declansare | 18 | cerere oferta | S | 1 | 0 | 1 | 0.044 | KG | 37X32X66 | 4015082597221 |  | 681 | PDC | 1
104554 | NZM1-XAD160 | 104554 | NZM1-XAD160 | 18 | cerere oferta | S | 1 | 0 | 1 | 0.81 | KG | 200X90X38 | 4015081043729 |  | 279 | PDC | 1
259780 | NZM1-XAHIV110-130AC/DC | 259780 | Bobina declansare cu contact aux cu inch | 18 | cerere oferta | S | 1 | 0 | 1 | 0.044 | KG | 37X32X66 | 4015082597801 |  | 681 | PDC | 1
259772 | NZM1-XAHIV12AC/DC | 259772 | Bobina declansare cu contact aux cu inch | 18 | cerere oferta | S | 1 | 0 | 1 | 0.044 | KG | 37X32X66 | 4015082597726 |  | 681 | PDC | 1
259782 | NZM1-XAHIV208-250AC/DC | 259782 | Bobina declansare cu contact aux cu inch | 18 | cerere oferta | S | 1 | 0 | 1 | 0.084 | KG | 37X32X66 | 4015082597825 |  | 681 | PDC | 1
259774 | NZM1-XAHIV24AC/DC | 259774 | Bobina declansare cu contact aux cu inch | 18 | cerere oferta | S | 1 | 0 | 1 | 0.084 | KG | 37X32X66 | 4015082597740 |  | 681 | PDC | 1
259784 | NZM1-XAHIV380-440AC/DC | 259784 | Bobina declansare cu contact aux cu inch | 18 | cerere oferta | S | 1 | 0 | 1 | 0.044 | KG | 37X32X66 | 4015082597849 |  | 681 | PDC | 1
259776 | NZM1-XAHIV48AC/DC | 259776 | Bobina declansare cu contact aux cu inch | 18 | cerere oferta | S | 1 | 0 | 1 | 0.044 | KG | 37X32X66 | 4015082597764 |  | 681 | PDC | 1
259778 | NZM1-XAHIV60AC/DC | 259778 | Bobina declansare cu contact aux cu inch | 18 | cerere oferta | S | 1 | 0 | 1 | 0.044 | KG | 37X32X66 | 4015082597788 |  | 681 | PDC | 1
259744 | NZM1-XAL208-250AC/DC | 259744 | Shunt release w/o clamp terminals,lat. | 18 | cerere oferta | N | 1 | 0 | 1 | 0.108 | KG | 37X32X66 | 4015082597443 |  | 681 | PDC | 1
260195 | NZM1-XBR | 260195 | Rama mascare decupare | 18 | cerere oferta | S | 1 | 0 | 1 | 0.053 | KG | 19X148 5X82 | 4015082601959 |  | 681 | PDC | 1
260213 | NZM1-XC35 | 260213 | Adaptor ptr fixare intreruptor pe sina | 18 | cerere oferta | S | 1 | 0 | 1 | 0.152 | KG | 20X90X158 | 4015082602130 |  | 681 | PDC | 1
271522 | NZM1-XCI23-TVD | 271522 | Cutie policarbontat ptr actionare cu man | 18 | cerere oferta | S | 1 | 0 | 1 | 2.614 | KG | 300X187 5X224 | 4015082715229 |  | 681 | PDC | 1
271527 | NZM1-XCI23-TVDVR | 271527 | Cutie policarbontat ptr actionare cu man | 18 | cerere oferta | S | 1 | 0 | 1 | 3.05 | KG | 300X187 5X224 | 4015082715274 |  | 681 | PDC | 1
104645 | NZM1-XCI43/2-TVD | 104645 | Cutie policarbontat ptr actionare cu man | 18 | cerere oferta | S | 1 | 0 | 1 | 4.247 | KG | 225X250X375 | 4015081044559 |  | 681 | PDC | 1
104646 | NZM1-XCI43/2-TVDVR | 104646 | Cutie policarbontat ptr actionare cu man | 18 | cerere oferta | S | 1 | 0 | 1 | 4.283 | KG | 225X250X375 | 4015081044566 |  | 681 | PDC | 1
271523 | NZM1-XCI43-TVD | 271523 | Cutie policarbontat ptr actionare cu man | 18 | cerere oferta | S | 1 | 0 | 1 | 5.681 | KG | 495X250X248 5 | 4015082715236 |  | 681 | PDC | 1
271528 | NZM1-XCI43-TVDVR | 271528 | Cutie policarbontat ptr actionare cu man | 18 | cerere oferta | S | 1 | 0 | 1 | 4.103 | KG | 495X250X224 | 4015082715281 |  | 681 | PDC | 1
271521 | NZM1-XCIK5-TVD | 271521 | Cutie policarbontat ptr actionare cu man | 18 | cerere oferta | S | 1 | 0 | 1 | 2.107 | KG | 280X200X234 | 4015082715212 |  | 681 | PDC | 1
271526 | NZM1-XCIK5-TVDVR | 271526 | Cutie policarbontat ptr actionare cu man | 18 | cerere oferta | S | 1 | 0 | 1 | 2.157 | KG | 280X200X234 | 4015082715267 |  | 681 | PDC | 1
100721 | NZM1-XDA | 100721 | Rotary drive,standard | 18 | cerere oferta | S | 1 | 0 | 1 | 0.127 | KG | 140X75X66 | 4015081006212 |  | 681 | PDC | 1
100722 | NZM1-XDAV | 100722 | Rotary drive,lockable | 18 | cerere oferta | S | 1 | 0 | 1 | 0.14 | KG | 140X75X66 | 4015081006229 |  | 681 | PDC | 1
100731 | NZM1-XDG | 100731 | Rotary handle,standard | 18 | cerere oferta | S | 1 | 0 | 1 | 0.05 | KG | 75X67X66 | 4015081006311 |  | 681 | PDC | 1
100734 | NZM1-XDGR | 100734 | Rotary handle,red-yellow | 18 | cerere oferta | S | 1 | 0 | 1 | 0.05 | KG | 75X67X66 | 4015081006342 |  | 681 | PDC | 1
100732 | NZM1-XDGV | 100732 | Rotary handle,lockable | 18 | cerere oferta | S | 1 | 0 | 1 | 0.05 | KG | 75X67X66 | 4015081006328 |  | 681 | PDC | 1
100733 | NZM1-XDGVR | 100733 | Rotary handle,red-yellow,lockable | 18 | cerere oferta | S | 1 | 0 | 1 | 0.05 | KG | 75X67X66 | 4015081006335 |  | 681 | PDC | 1
260131 | NZM1-XDTV | 260131 | Maner rotativ blocabil | 18 | cerere oferta | S | 1 | 0 | 1 | 0.288 | KG | 80X90X54 | 4015082601317 |  | 681 | PDC | 1
260142 | NZM1-XDTVR | 260142 | Maner rotativ blocabil | 18 | cerere oferta | S | 1 | 0 | 1 | 0.29 | KG | 80X90X54 | 4015082601423 |  | 681 | PDC | 1
260125 | NZM1-XDV | 260125 | Maner rotativ blocabil | 18 | cerere oferta | S | 1 | 0 | 1 | 0.195 | KG | 80X90X54 | 4015082601256 |  | 681 | PDC | 1
285247 | NZM1-XDVG | 285247 | Maner rotativ blocabil | 18 | cerere oferta | S | 1 | 0 | 1 | 0.162 | KG | 80X90X54 | 4015082852474 |  | 681 | PDC | 1
285249 | NZM1-XDVGR | 285249 | Maner rotativ blocabil | 18 | cerere oferta | S | 1 | 0 | 1 | 0.16 | KG | 80X90X54 | 4015082852498 |  | 681 | PDC | 1
285763 | NZM1-XDV-MODAN | 285763 | Rotary drive for MODAN door handle | 18 | cerere oferta | N | 1 | 0 | 1 | 0.131 | KG | 60X90X55 | 4015082857639 |  | 681 | PDC | 1
260135 | NZM1-XDVR | 260135 | Maner rotativ blocabil | 18 | cerere oferta | S | 1 | 0 | 1 | 0.2 | KG | 80X90X54 | 4015082601355 |  | 681 | PDC | 1
104604 | NZM1-XFI300R | 104604 | Declansator ptr curent diferential 300mA | 18 | cerere oferta | S | 1 | 0 | 1 | 1.6 | KG | 220X105X80 | 4015081044146 |  | 681 | PDC | 1
104610 | NZM1-XFI300U | 104610 | Declansator ptr curent diferential 30mA | 18 | cerere oferta | S | 1 | 0 | 1 | 0.9 | KG | 180X90X80 | 4015081044207 |  | 681 | PDC | 1
104603 | NZM1-XFI30R | 104603 | Declansator ptr curent diferential 30mA | 18 | cerere oferta | S | 1 | 0 | 1 | 1.6 | KG | 220X105X80 | 4015081044139 |  | 681 | PDC | 1
104609 | NZM1-XFI30U | 104609 | Declansator ptr curent diferential 30mA | 18 | cerere oferta | S | 1 | 0 | 1 | 0.9 | KG | 180X90X80 | 4015081044191 |  | 681 | PDC | 1
104605 | NZM1-XFIR | 104605 | Declansator ptr curent diferential gama | 18 | cerere oferta | S | 1 | 0 | 1 | 1.6 | KG | 220X105X80 | 4015081044153 |  | 681 | PDC | 1
104611 | NZM1-XFIU | 104611 | Declansator ptr curent diferential monta | 18 | cerere oferta | S | 1 | 0 | 1 | 0.9 | KG | 180X90X80 | 4015081044214 |  | 681 | PDC | 1
266626 | NZM1-XHB | 266626 | Kit actionare de pe usa | 18 | cerere oferta | S | 1 | 0 | 1 | 0.742 | KG | 190X90X90 | 4015082666262 |  | 681 | PDC | 1
266632 | NZM1-XHBR | 266632 | Kit actionare de pe usa cu maner rosu-ga | 18 | cerere oferta | S | 1 | 0 | 1 | 0.786 | KG | 190X90X90 | 4015082666323 |  | 681 | PDC | 1
259426 | NZM1-XHIV | 259426 | Contacte aux cu inchidere in avans | 18 | cerere oferta | S | 1 | 0 | 1 | 0.063 | KG | 37X32X66 | 4015082594268 |  | 681 | PDC | 1
259432 | NZM1-XHIVL | 259432 | Contacte aux cu inchidere in avans | 18 | cerere oferta | S | 1 | 0 | 1 | 0.15 | KG | 37X32X66 | 4015082594329 |  | 681 | PDC | 1
292195 | NZM1-XHIVR | 292195 | Contacte aux cu inchidere in avans | 18 | cerere oferta | S | 1 | 0 | 1 | 0.038 | KG | 37X32X66 | 4015082921958 |  | 681 | PDC | 1
266748 | NZM1-XIPA | 266748 | Protectie impotriva atingerii cu degetul | 18 | cerere oferta | S | 1 | 0 | 1 | 0.029 | KG | 50X60X30 | 4015082667481 |  | 681 | PDC | 1
266744 | NZM1-XIPK | 266744 | Protectie impotriva atingerii cu degetul | 18 | cerere oferta | S | 1 | 0 | 1 | 0.062 | KG | 95X60X30 | 4015082667443 |  | 681 | PDC | 1
266730 | NZM1-XKA | 266730 | Set cleme tunel | 18 | cerere oferta | S | 1 | 0 | 1 | 0.34 | KG | 55X60X27 | 4015082667306 |  | 681 | PDC | 1
144112 | NZM1-XKAM | 144112 | Tunnel terminal 3p 6x16mm2 w. cover | 18 | cerere oferta | N | 1 | 0 | 1 | 0.27 | KG | 80X90X59 | 4015081406289 |  | 681 | PDC | 1
260199 | NZM1-XKAV | 260199 | Toggle switch interlock | 18 | cerere oferta | S | 1 | 0 | 60 | 0.036 | KG | 38X75X50 | 4015082601997 |  | 681 | PDC | 1
260015 | NZM1-XKC | 260015 | Set cleme ptr cablu | 18 | cerere oferta | S | 1 | 0 | 1 | 0.078 | KG | 13X16 6X24 5 | 4015082600150 |  | 681 | PDC | 1
119862 | NZM1-XKP | 119862 | Phase isolator, 3 poles | 18 | cerere oferta | N | 1 | 0 | 1 | 0.032 | KG | 125X90X40 | 4015081177134 |  | 681 | PDC | 1
266734 | NZM1-XKR | 266734 | Set tripolar conexiune spate | 18 | cerere oferta | S | 1 | 0 | 1 | 0.393 | KG | 140X60X35 | 4015082667344 |  | 681 | PDC | 1
260019 | NZM1-XKS | 260019 | Set cleme cu surub | 18 | cerere oferta | S | 1 | 0 | 1 | 0.287 | KG | 41X16X8 | 4015082600198 |  | 681 | PDC | 1
260021 | NZM1-XKSA | 260021 | Capota protectie | 18 | cerere oferta | S | 1 | 0 | 1 | 0.142 | KG | 92X88X58 | 4015082600211 |  | 681 | PDC | 1
100780 | NZM1-XKSFA | 100780 | Capota protectie decupabila | 18 | cerere oferta | S | 1 | 0 | 1 | 0.027 | KG | 57X89X7 | 4015081006809 |  | 681 | PDC | 1
281581 | NZM1-XMV | 281581 | Interblocaj mecanic | 18 | cerere oferta | S | 1 | 0 | 1 | 0.308 | KG | 90X85X50 | 4015082815813 |  | 681 | PDC | 1
107245 | NZM1-XRAV | 107245 | Rear drive, 3 p., lockable | 18 | cerere oferta | S | 1 | 0 | 1 | 0.56 | KG | 145X115X130 | 4015081070084 |  | 681 | PDC | 1
107249 | NZM1-XRAVR | 107249 | Rear drive, 3 p., lockable, red | 18 | cerere oferta | S | 1 | 0 | 1 | 0.56 | KG | 145X115X130 | 4015081070220 |  | 681 | PDC | 1
289810 | NZM1-XSF-L | 289810 | Main sw.ass.kit lat.left front operated | 18 | cerere oferta | S | 1 | 0 | 1 | 0.835 | KG | 190X100X100 | 4015082898106 |  | 681 | PDC | 1
289814 | NZM1-XSF-R | 289814 | Main sw.ass.kit lat.right front operated | 18 | cerere oferta | S | 1 | 0 | 1 | 0.835 | KG | 190X100X100 | 4015082898144 |  | 681 | PDC | 1
266641 | NZM1-XS-L | 266641 | Main switch assembly kit lateral left 3 | 18 | cerere oferta | S | 1 | 0 | 1 | 0.878 | KG | 190X100X100 | 4015082666415 |  | 681 | PDC | 1
100737 | NZM1-XSM | 100737 | Mounting bracket,lateral mounting | 18 | cerere oferta | S | 1 | 0 | 1 | 0.93 | KG | 248X162X163 | 4015081006373 |  | 681 | PDC | 1
266663 | NZM1-XSM-L | 266663 | Main switch assembly kit lateral left 3 | 18 | cerere oferta | S | 1 | 0 | 1 | 1.6 | KG | 190X145X180 | 4015082666637 |  | 681 | PDC | 1
266665 | NZM1-XSM-R | 266665 | Main switch assembly kit lateral right | 18 | cerere oferta | S | 1 | 0 | 1 | 1.541 | KG | 190X145X180 | 4015082666651 |  | 681 | PDC | 1
266644 | NZM1-XS-R | 266644 | Main switch assembly kit lateral right | 18 | cerere oferta | S | 1 | 0 | 1 | 0.872 | KG | 190X100X100 | 4015082666446 |  | 681 | PDC | 1
266653 | NZM1-XSR-L | 266653 | Main switch assembly kit lateral left r | 18 | cerere oferta | S | 1 | 0 | 1 | 0.877 | KG | 190X100X100 | 4015082666538 |  | 681 | PDC | 1
266671 | NZM1-XSRM-L | 266671 | Main switch assembly kit lateral left r | 18 | cerere oferta | S | 1 | 0 | 1 | 1.511 | KG | 190X145X180 | 4015082666712 |  | 681 | PDC | 1
266673 | NZM1-XSRM-R | 266673 | Main switch assembly kit lateral right | 18 | cerere oferta | S | 1 | 0 | 1 | 1.536 | KG | 190X145X180 | 4015082666736 |  | 681 | PDC | 1
266656 | NZM1-XSR-R | 266656 | Main switch assembly kit lateral right | 18 | cerere oferta | S | 1 | 0 | 1 | 0.881 | KG | 190X100X100 | 4015082666569 |  | 681 | PDC | 1
284371 | NZM1-XSR-R-0 | 284371 | Main sw.ass.kit lat.right red 0mm | 18 | cerere oferta | S | 1 | 0 | 1 | 0.835 | KG | 190X100X100 | 4015082843717 |  | 681 | PDC | 1
260150 | NZM1-XSTS | 260150 | Control circuit terminal | 18 | cerere oferta | S | 1 | 0 | 1 | 0.021 | KG | 21X25X12 5 | 4015082601508 |  | 681 | PDC | 1
100736 | NZM1-XSU-L | 100736 | Offset drive,left | 18 | cerere oferta | S | 1 | 0 | 1 | 0.26 | KG | 140X75X66 | 4015081006366 |  | 681 | PDC | 1
100735 | NZM1-XSU-R | 100735 | Offset drive,right | 18 | cerere oferta | S | 1 | 0 | 1 | 0.26 | KG | 140X75X66 | 4015081006359 |  | 681 | PDC | 1
109777 | NZM1-XSVS | 109777 | Socket, 3 poles | 14 | cerere oferta | S | 1 | 0 | 1 | 0.678 | KG | 190X100X78 | 4015081089598 |  | 681 | PDC | 1
100723 | NZM1-XTDK | 100723 | Coupling elements standard incl.support | 18 | cerere oferta | S | 1 | 0 | 1 | 0.2 | KG | 140X75X66 | 4015081006236 |  | 681 | PDC | 1
100726 | NZM1-XTDK-0 | 100726 | Coupling elements w.short shaft | 18 | cerere oferta | S | 1 | 0 | 1 | 0.08 | KG | 75X67X66 | 4015081006267 |  | 681 | PDC | 1
100724 | NZM1-XTDK-60 | 100724 | Coupling elements,for shaft max 60mm | 18 | cerere oferta | S | 1 | 0 | 1 | 0.17 | KG | 75X67X66 | 4015081006243 |  | 681 | PDC | 1
100727 | NZM1-XTDKR-0 | 100727 | Coupling elem.,red-yellow,w.short shaft | 18 | cerere oferta | S | 1 | 0 | 1 | 0.08 | KG | 75X67X66 | 4015081006274 |  | 681 | PDC | 1
100725 | NZM1-XTDKR-60 | 100725 | Coupl.elem.,red-yellow,f.shaft max 60mm | 18 | cerere oferta | S | 1 | 0 | 1 | 0.17 | KG | 75X67X66 | 4015081006250 |  | 681 | PDC | 1
260166 | NZM1-XTVD | 260166 | Door coupling rotary handle, lockable | 18 | cerere oferta | S | 1 | 0 | 1 | 0.595 | KG | 75X90X190 | 4015082601669 |  | 681 | PDC | 1
279392 | NZM1-XTVD-0 | 279392 | Door handle lock. w/o extension shaft | 18 | cerere oferta | S | 1 | 0 | 1 | 0.525 | KG | 75X90X190 | 4015082793920 |  | 681 | PDC | 1
271504 | NZM1-XTVD-60 | 271504 | Door coupling rotary handle,lockable | 18 | cerere oferta | S | 1 | 0 | 1 | 0.59 | KG | 75X90X190 | 4015082715045 |  | 681 | PDC | 1
260172 | NZM1-XTVDV | 260172 | D. coupl. rotary handle lockable on hand | 18 | cerere oferta | S | 1 | 0 | 1 | 0.638 | KG | 75X90X190 | 4015082601720 |  | 681 | PDC | 1
279396 | NZM1-XTVDV-0 | 279396 | Door handle lock. w/o extension shaft | 18 | cerere oferta | S | 1 | 0 | 1 | 0.55 | KG | 75X90X190 | 4015082793968 |  | 681 | PDC | 1
271508 | NZM1-XTVDV-60 | 271508 | Door coupling rot.handle lock.on handle | 18 | cerere oferta | S | 1 | 0 | 1 | 0.51 | KG | 75X90X190 | 4015082715083 |  | 681 | PDC | 1
260178 | NZM1-XTVDVR | 260178 | Door coupling rotary handle red-yellow | 18 | cerere oferta | S | 1 | 0 | 1 | 0.632 | KG | 75X90X190 | 4015082601782 |  | 681 | PDC | 1
279400 | NZM1-XTVDVR-0 | 279400 | Door handle red-yellow w/o ext. shaft | 18 | cerere oferta | S | 1 | 0 | 1 | 0.564 | KG | 75X90X190 | 4015082794002 |  | 681 | PDC | 1
271512 | NZM1-XTVDVR-60 | 271512 | Door coupling rotary handle,red-yellow | 18 | cerere oferta | S | 1 | 0 | 1 | 0.645 | KG | 75X90X190 | 4015082715120 |  | 681 | PDC | 1
259440 | NZM1-XU110-130AC | 259440 | Undervoltage release | 18 | cerere oferta | S | 1 | 0 | 1 | 0.073 | KG | 37X32X66 | 4015082594404 |  | 681 | PDC | 1
259458 | NZM1-XU110-130DC | 259458 | Undervoltage release | 18 | cerere oferta | S | 1 | 0 | 1 | 0.044 | KG | 37X32X66 | 4015082594589 |  | 681 | PDC | 1
259450 | NZM1-XU12DC | 259450 | Undervoltage release | 18 | cerere oferta | S | 1 | 0 | 1 | 0.044 | KG | 37X32X66 | 4015082594503 |  | 681 | PDC | 1
259442 | NZM1-XU208-240AC | 259442 | Undervoltage release | 18 | cerere oferta | S | 1 | 0 | 1 | 0.072 | KG | 37X32X66 | 4015082594428 |  | 681 | PDC | 1
259460 | NZM1-XU220-250DC | 259460 | Undervoltage release | 18 | cerere oferta | S | 1 | 0 | 1 | 0.044 | KG | 37X32X66 | 4015082594602 |  | 681 | PDC | 1
259434 | NZM1-XU24AC | 259434 | Undervoltage release | 18 | cerere oferta | S | 1 | 0 | 1 | 0.073 | KG | 37X32X66 | 4015082594343 |  | 681 | PDC | 1
259452 | NZM1-XU24DC | 259452 | Undervoltage release | 18 | cerere oferta | S | 1 | 0 | 1 | 0.073 | KG | 37X32X66 | 4015082594527 |  | 681 | PDC | 1
259444 | NZM1-XU380-440AC | 259444 | Undervoltage release | 18 | cerere oferta | S | 1 | 0 | 1 | 0.073 | KG | 37X32X66 | 4015082594442 |  | 681 | PDC | 1
259446 | NZM1-XU480-525AC | 259446 | Undervoltage release | 18 | cerere oferta | S | 1 | 0 | 1 | 0.044 | KG | 37X32X66 | 4015082594466 |  | 681 | PDC | 1
259436 | NZM1-XU48AC | 259436 | Undervoltage release | 18 | cerere oferta | S | 1 | 0 | 1 | 0.044 | KG | 37X32X66 | 4015082594367 |  | 681 | PDC | 1
262631 | NZM1-XU48DC | 262631 | Undervoltage release | 18 | cerere oferta | S | 1 | 0 | 1 | 0.044 | KG | 37X32X66 | 4015082626310 |  | 681 | PDC | 1
259448 | NZM1-XU600AC | 259448 | Undervoltage release | 18 | cerere oferta | S | 1 | 0 | 1 | 0.044 | KG | 37X32X66 | 4015082594480 |  | 681 | PDC | 1
259438 | NZM1-XU60AC | 259438 | Undervoltage release | 18 | cerere oferta | S | 1 | 0 | 1 | 0.044 | KG | 37X32X66 | 4015082594381 |  | 681 | PDC | 1
259454 | NZM1-XU60DC | 259454 | Undervoltage release | 18 | cerere oferta | S | 1 | 0 | 1 | 0.044 | KG | 37X32X66 | 4015082594541 |  | 681 | PDC | 1
259537 | NZM1-XUHIV110-130AC | 259537 | Undervoltage release with 2 early-make a | 18 | cerere oferta | S | 1 | 0 | 1 | 0.084 | KG | 37X32X66 | 4015082595371 |  | 681 | PDC | 1
259553 | NZM1-XUHIV110-130DC | 259553 | Undervoltage release with 2 early-make a | 18 | cerere oferta | S | 1 | 0 | 1 | 0.056 | KG | 37X32X66 | 4015082595531 |  | 681 | PDC | 1
259545 | NZM1-XUHIV12DC | 259545 | Undervoltage release with 2 early-make a | 18 | cerere oferta | S | 1 | 0 | 1 | 0.056 | KG | 37X32X66 | 4015082595456 |  | 681 | PDC | 1
259539 | NZM1-XUHIV208-240AC | 259539 | Undervoltage release with 2 early-make a | 18 | cerere oferta | S | 1 | 0 | 1 | 0.084 | KG | 37X32X66 | 4015082595395 |  | 681 | PDC | 1
284402 | NZM1-XUHIV20LK24AC | 284402 | Untervoltage release with 2 VHI Kl Ka | 18 | cerere oferta | N | 1 | 0 | 1 | 0.129 | KG | 37X32X66 | 4015082844028 |  | 681 | PDC | 1
259555 | NZM1-XUHIV220-250DC | 259555 | Undervoltage release with 2 early-make a | 18 | cerere oferta | S | 1 | 0 | 1 | 0.056 | KG | 37X32X66 | 4015082595555 |  | 681 | PDC | 1
259531 | NZM1-XUHIV24AC | 259531 | Undervoltage release with 2 early-make a | 18 | cerere oferta | S | 1 | 0 | 1 | 0.084 | KG | 37X32X66 | 4015082595319 |  | 681 | PDC | 1
259547 | NZM1-XUHIV24DC | 259547 | Undervoltage release with 2 early-make a | 18 | cerere oferta | S | 1 | 0 | 1 | 0.086 | KG | 37X32X66 | 4015082595470 |  | 681 | PDC | 1
259541 | NZM1-XUHIV380-440AC | 259541 | Undervoltage release with 2 early-make a | 18 | cerere oferta | S | 1 | 0 | 1 | 0.087 | KG | 37X32X66 | 4015082595418 |  | 681 | PDC | 1
259543 | NZM1-XUHIV480-525AC | 259543 | Undervoltage release with 2 early-make a | 18 | cerere oferta | S | 1 | 0 | 1 | 0.056 | KG | 37X32X66 | 4015082595432 |  | 681 | PDC | 1
259533 | NZM1-XUHIV48AC | 259533 | Undervoltage release with 2 early-make a | 18 | cerere oferta | S | 1 | 0 | 1 | 0.056 | KG | 37X32X66 | 4015082595333 |  | 681 | PDC | 1
259549 | NZM1-XUHIV48DC | 259549 | Undervoltage release with 2 early-make a | 18 | cerere oferta | S | 1 | 0 | 1 | 0.056 | KG | 37X32X66 | 4015082595494 |  | 681 | PDC | 1
259535 | NZM1-XUHIV60AC | 259535 | Undervoltage release with 2 early-make a | 18 | cerere oferta | S | 1 | 0 | 1 | 0.056 | KG | 37X32X66 | 4015082595357 |  | 681 | PDC | 1
259551 | NZM1-XUHIV60DC | 259551 | Undervoltage release with 2 early-make a | 18 | cerere oferta | S | 1 | 0 | 1 | 0.056 | KG | 37X32X66 | 4015082595517 |  | 681 | PDC | 1
259471 | NZM1-XUL208-240AC | 259471 | Undervolt.release w/o lat.clamp termin. | 18 | cerere oferta | N | 1 | 0 | 1 | 0.107 | KG | 37X32X66 | 4015082594718 |  | 681 | PDC | 1
259481 | NZM1-XUL24DC | 259481 | Undervolt.release w/o lat.clamp termin. | 18 | cerere oferta | N | 1 | 0 | 1 | 0.101 | KG | 37X32X66 | 4015082594817 |  | 681 | PDC | 1
271609 | NZM1-XUVHIV20L | 271609 | Special release device with 2 sep. VHI | 18 | cerere oferta | S | 1 | 0 | 1 | 0.17 | KG | 37X32X66 | 4015082716097 |  | 681 | PDC | 1
271608 | NZM1-XUVHIVL | 271608 | Special release device with 2 VHI | 18 | cerere oferta | S | 1 | 0 | 1 | 0.056 | KG | 37X32X66 | 4015082716080 |  | 681 | PDC | 1
271607 | NZM1-XUVL | 271607 | Special release device | 18 | cerere oferta | S | 1 | 0 | 1 | 0.044 | KG | 37X32X66 | 4015082716073 |  | 681 | PDC | 1
259760 | NZM2/3-XA110-130AC/DC | 259760 | Shunt release | 18 | cerere oferta | S | 1 | 0 | 1 | 0.095 | KG | 42X30X90 | 4015082597603 |  | 681 | PDC | 1
259752 | NZM2/3-XA12AC/DC | 259752 | Shunt release | 18 | cerere oferta | S | 1 | 0 | 1 | 0.094 | KG | 42X30X90 | 4015082597528 |  | 681 | PDC | 1
259763 | NZM2/3-XA208-250AC/DC | 259763 | Shunt release | 18 | cerere oferta | S | 1 | 0 | 1 | 0.097 | KG | 42X30X90 | 4015082597634 |  | 681 | PDC | 1
259754 | NZM2/3-XA24AC/DC | 259754 | Shunt release | 18 | cerere oferta | S | 1 | 0 | 1 | 0.094 | KG | 42X30X90 | 4015082597542 |  | 681 | PDC | 1
259766 | NZM2/3-XA380-440AC/DC | 259766 | Shunt release | 18 | cerere oferta | S | 1 | 0 | 1 | 0.093 | KG | 42X30X90 | 4015082597665 |  | 681 | PDC | 1
259756 | NZM2/3-XA48AC/DC | 259756 | Shunt release | 18 | cerere oferta | S | 1 | 0 | 1 | 0.064 | KG | 42X30X90 | 4015082597566 |  | 681 | PDC | 1
259758 | NZM2/3-XA60AC/DC | 259758 | Shunt release | 18 | cerere oferta | S | 1 | 0 | 1 | 0.064 | KG | 42X30X90 | 4015082597580 |  | 681 | PDC | 1
259816 | NZM2/3-XAHIV110-130AC/DC | 259816 | Shunt release with early-make aux. conta | 18 | cerere oferta | S | 1 | 0 | 1 | 0.097 | KG | 42X30X90 | 4015082598167 |  | 681 | PDC | 1
259808 | NZM2/3-XAHIV12AC/DC | 259808 | Shunt release with early-make aux. conta | 18 | cerere oferta | S | 1 | 0 | 1 | 0.064 | KG | 42X30X90 | 4015082598082 |  | 681 | PDC | 1
259818 | NZM2/3-XAHIV208-250AC/DC | 259818 | Shunt release with early-make aux. conta | 18 | cerere oferta | S | 1 | 0 | 1 | 0.099 | KG | 42X30X90 | 4015082598181 |  | 681 | PDC | 1
259810 | NZM2/3-XAHIV24AC/DC | 259810 | Shunt release with early-make aux. conta | 18 | cerere oferta | S | 1 | 0 | 1 | 0.1 | KG | 42X30X90 | 4015082598105 |  | 681 | PDC | 1
259820 | NZM2/3-XAHIV380-440AC/DC | 259820 | Shunt release with early-make aux. conta | 18 | cerere oferta | S | 1 | 0 | 1 | 0.064 | KG | 42X30X90 | 4015082598204 |  | 681 | PDC | 1
259812 | NZM2/3-XAHIV48AC/DC | 259812 | Shunt release with early-make aux. conta | 18 | cerere oferta | S | 1 | 0 | 1 | 0.064 | KG | 42X30X90 | 4015082598129 |  | 681 | PDC | 1
259814 | NZM2/3-XAHIV60AC/DC | 259814 | Shunt release with early-make aux. conta | 18 | cerere oferta | S | 1 | 0 | 1 | 0.064 | KG | 42X30X90 | 4015082598143 |  | 681 | PDC | 1
259430 | NZM2/3-XHIV | 259430 | Early-make aux. contact | 18 | cerere oferta | S | 1 | 0 | 1 | 0.076 | KG | 42X30X90 | 4015082594305 |  | 681 | PDC | 1
260201 | NZM2/3-XKAV | 260201 | Toggle switch interlock | 18 | cerere oferta | S | 1 | 0 | 1 | 0.146 | KG | 70X95X95 | 4015082602017 |  | 681 | PDC | 1
104544 | NZM2/3-XMVR | 104544 | Mechanical interlock f. remote operator | 18 | cerere oferta | S | 1 | 0 | 1 | 0.8 | KG | 260X220X100 | 4015081043620 |  | 681 | PDC | 1
104549 | NZM2/3-XMVRL | 104549 | Mechanic.interlock f.remote operat.long | 18 | cerere oferta | S | 1 | 0 | 1 | 0.9 | KG | 260X220X100 | 4015081043675 |  | 681 | PDC | 1
259497 | NZM2/3-XU110-130AC | 259497 | Undervoltage release | 18 | cerere oferta | S | 1 | 0 | 1 | 0.091 | KG | 42X30X90 | 4015082594978 |  | 681 | PDC | 1
259515 | NZM2/3-XU110-130DC | 259515 | Undervoltage release | 18 | cerere oferta | S | 1 | 0 | 1 | 0.064 | KG | 42X30X90 | 4015082595159 |  | 681 | PDC | 1
259507 | NZM2/3-XU12DC | 259507 | Undervoltage release | 18 | cerere oferta | S | 1 | 0 | 1 | 0.064 | KG | 42X30X90 | 4015082595074 |  | 681 | PDC | 1
259499 | NZM2/3-XU208-240AC | 259499 | Undervoltage release | 18 | cerere oferta | S | 1 | 0 | 1 | 0.097 | KG | 42X30X90 | 4015082594992 |  | 681 | PDC | 1
259517 | NZM2/3-XU220-250DC | 259517 | Undervoltage release | 18 | cerere oferta | S | 1 | 0 | 1 | 0.064 | KG | 42X30X90 | 4015082595173 |  | 681 | PDC | 1
259491 | NZM2/3-XU24AC | 259491 | Undervoltage release | 18 | cerere oferta | S | 1 | 0 | 1 | 0.093 | KG | 42X30X90 | 4015082594916 |  | 681 | PDC | 1
259509 | NZM2/3-XU24DC | 259509 | Undervoltage release | 18 | cerere oferta | S | 1 | 0 | 1 | 0.093 | KG | 42X30X90 | 4015082595098 |  | 681 | PDC | 1
259501 | NZM2/3-XU380-440AC | 259501 | Undervoltage release | 18 | cerere oferta | S | 1 | 0 | 1 | 0.094 | KG | 42X30X90 | 4015082595012 |  | 681 | PDC | 1
259503 | NZM2/3-XU480-525AC | 259503 | Undervoltage release | 18 | cerere oferta | S | 1 | 0 | 1 | 0.064 | KG | 42X30X90 | 4015082595036 |  | 681 | PDC | 1
259493 | NZM2/3-XU48AC | 259493 | Undervoltage release | 18 | cerere oferta | S | 1 | 0 | 1 | 0.064 | KG | 42X30X90 | 4015082594930 |  | 681 | PDC | 1
259511 | NZM2/3-XU48DC | 259511 | Undervoltage release | 18 | cerere oferta | S | 1 | 0 | 1 | 0.064 | KG | 42X30X90 | 4015082595111 |  | 681 | PDC | 1
259505 | NZM2/3-XU600AC | 259505 | Undervoltage release | 18 | cerere oferta | S | 1 | 0 | 1 | 0.064 | KG | 42X30X90 | 4015082595050 |  | 681 | PDC | 1
259495 | NZM2/3-XU60AC | 259495 | Undervoltage release | 18 | cerere oferta | S | 1 | 0 | 1 | 0.064 | KG | 42X30X90 | 4015082594954 |  | 681 | PDC | 1
259513 | NZM2/3-XU60DC | 259513 | Undervoltage release | 18 | cerere oferta | S | 1 | 0 | 1 | 0.064 | KG | 42X30X90 | 4015082595135 |  | 681 | PDC | 1
259589 | NZM2/3-XUHIV110-130AC | 259589 | Undervoltage release with 2 early-make a | 18 | cerere oferta | S | 1 | 0 | 1 | 0.074 | KG | 42X30X90 | 4015082595890 |  | 681 | PDC | 1
259608 | NZM2/3-XUHIV110-130DC | 259608 | Undervoltage release with 2 early-make a | 18 | cerere oferta | S | 1 | 0 | 1 | 0.074 | KG | 42X30X90 | 4015082596088 |  | 681 | PDC | 1
259600 | NZM2/3-XUHIV12DC | 259600 | Undervoltage release with 2 early-make a | 18 | cerere oferta | S | 1 | 0 | 1 | 0.074 | KG | 42X30X90 | 4015082596002 |  | 681 | PDC | 1
259648 | NZM2/3-XUHIV20110-130AC | 259648 | Undervoltage release with 2 separ. early | 18 | cerere oferta | S | 1 | 0 | 1 | 0.132 | KG | 42X30X90 | 4015082596484 |  | 681 | PDC | 1
259651 | NZM2/3-XUHIV20208-240AC | 259651 | Undervoltage release with 2 separ. early | 18 | cerere oferta | S | 1 | 0 | 1 | 0.135 | KG | 42X30X90 | 4015082596514 |  | 681 | PDC | 1
259640 | NZM2/3-XUHIV2024AC | 259640 | Undervoltage release with 2 separ. early | 18 | cerere oferta | S | 1 | 0 | 1 | 0.134 | KG | 42X30X90 | 4015082596408 |  | 681 | PDC | 1
259659 | NZM2/3-XUHIV2024DC | 259659 | Undervoltage release with 2 separ. early | 18 | cerere oferta | S | 1 | 0 | 1 | 0.132 | KG | 42X30X90 | 4015082596590 |  | 681 | PDC | 1
259653 | NZM2/3-XUHIV20380-440AC | 259653 | Undervoltage release with 2 separ. early | 18 | cerere oferta | S | 1 | 0 | 1 | 0.144 | KG | 42X30X90 | 4015082596538 |  | 681 | PDC | 1
259591 | NZM2/3-XUHIV208-240AC | 259591 | Undervoltage release with 2 early-make a | 18 | cerere oferta | S | 1 | 0 | 1 | 0.101 | KG | 42X30X90 | 4015082595913 |  | 681 | PDC | 1
284407 | NZM2/3-XUHIV20LK110-130AC | 284407 | Untervoltage release with 2 VHI Kl Ka | 18 | cerere oferta | S | 1 | 0 | 1 | 0.074 | KG | 42X30X90 | 4015082844073 |  | 681 | PDC | 1
284408 | NZM2/3-XUHIV20LK208-240AC | 284408 | Untervoltage release with 2 VHI Kl Ka | 18 | cerere oferta | S | 1 | 0 | 1 | 0.074 | KG | 42X30X90 | 4015082844080 |  | 681 | PDC | 1
285291 | NZM2/3-XUHIV20LK24AC | 285291 | Undervoltage release + 2 VHI cl Ka | 18 | cerere oferta | S | 1 | 0 | 1 | 0.074 | KG | 42X30X90 | 4015082852917 |  | 681 | PDC | 1
284405 | NZM2/3-XUHIV20LK24DC | 284405 | Untervoltage release with 2 VHI Kl Ka | 18 | cerere oferta | S | 1 | 0 | 1 | 0.074 | KG | 42X30X90 | 4015082844059 |  | 681 | PDC | 1
259610 | NZM2/3-XUHIV220-250DC | 259610 | Undervoltage release with 2 early-make a | 18 | cerere oferta | S | 1 | 0 | 1 | 0.074 | KG | 42X30X90 | 4015082596101 |  | 681 | PDC | 1
259583 | NZM2/3-XUHIV24AC | 259583 | Undervoltage release with 2 early-make a | 18 | cerere oferta | S | 1 | 0 | 1 | 0.102 | KG | 42X30X90 | 4015082595838 |  | 681 | PDC | 1
259602 | NZM2/3-XUHIV24DC | 259602 | Undervoltage release with 2 early-make a | 18 | cerere oferta | S | 1 | 0 | 1 | 0.1 | KG | 42X30X90 | 4015082596026 |  | 681 | PDC | 1
259594 | NZM2/3-XUHIV380-440AC | 259594 | Undervoltage release with 2 early-make a | 18 | cerere oferta | S | 1 | 0 | 1 | 0.103 | KG | 42X30X90 | 4015082595944 |  | 681 | PDC | 1
259598 | NZM2/3-XUHIV480-525AC | 259598 | Undervoltage release with 2 early-make a | 18 | cerere oferta | S | 1 | 0 | 1 | 0.074 | KG | 42X30X90 | 4015082595982 |  | 681 | PDC | 1
259585 | NZM2/3-XUHIV48AC | 259585 | Undervoltage release with 2 early-make a | 18 | cerere oferta | S | 1 | 0 | 1 | 0.074 | KG | 42X30X90 | 4015082595852 |  | 681 | PDC | 1
259604 | NZM2/3-XUHIV48DC | 259604 | Undervoltage release with 2 early-make a | 18 | cerere oferta | S | 1 | 0 | 1 | 0.074 | KG | 42X30X90 | 4015082596040 |  | 681 | PDC | 1
259587 | NZM2/3-XUHIV60AC | 259587 | Undervoltage release with 2 early-make a | 18 | cerere oferta | S | 1 | 0 | 1 | 0.074 | KG | 42X30X90 | 4015082595876 |  | 681 | PDC | 1
259606 | NZM2/3-XUHIV60DC | 259606 | Undervoltage release with 2 early-make a | 18 | cerere oferta | S | 1 | 0 | 1 | 0.074 | KG | 42X30X90 | 4015082596064 |  | 681 | PDC | 1
259527 | NZM2/3-XUV | 259527 | Special release | 18 | cerere oferta | S | 1 | 0 | 1 | 0.093 | KG | 42X30X90 | 4015082595272 |  | 681 | PDC | 1
259684 | NZM2/3-XUVHIV | 259684 | Special release with 2 early-make aux. c | 18 | cerere oferta | S | 1 | 0 | 1 | 0.1 | KG | 42X30X90 | 4015082596842 |  | 681 | PDC | 1
259688 | NZM2/3-XUVHIV20 | 259688 | Special release with 2 separ. early-make | 18 | cerere oferta | S | 1 | 0 | 1 | 0.074 | KG | 42X30X90 | 4015082596880 |  | 681 | PDC | 1
262240 | NZM2-160-XKC | 262240 | Box terminals (3pcs.) for NZM2 up to 160 | 18 | cerere oferta | S | 1 | 0 | 1 | 0.243 | KG | 103X105X184 | 4015082622404 |  | 681 | PDC | 1
262244 | NZM2-250-XKC | 262244 | Box terminals (3pcs.) for NZM2 up to 250 | 18 | cerere oferta | S | 1 | 0 | 1 | 0.233 | KG | 103X105X184 | 4015082622442 |  | 681 | PDC | 1
266755 | NZM2-4-160-XKC | 266755 | Box terminal 4pole 160A | 18 | cerere oferta | N | 1 | 0 | 1 | 0.3 | KG | 60X70X45 | 4015082667559 |  | 681 | PDC | 1
266756 | NZM2-4-250-XKC | 266756 | Box terminal 4pole 250A | 18 | cerere oferta | N | 1 | 0 | 1 | 0.305 | KG | 60X70X45 | 4015082667566 |  | 681 | PDC | 1
138388 | NZM2-4-XAD250 | 138388 | Busbar adapter, 4 poles for NZM2 | 18 | cerere oferta | N | 1 | 0 | 1 | 1.8 | KG | 35X140X270 | 4015081351688 |  | 279 | PDC | 1
292344 | NZM2-4-XFI | 292344 | Earth-fault release 0.1 - 3 A 4 p. | 18 | cerere oferta | N | 1 | 0 | 1 | 2.407 | KG | 132X140X103 | 4015082923440 |  | 681 | PDC | 1
292343 | NZM2-4-XFI30 | 292343 | Earth-fault release 30 mA 4 p. | 18 | cerere oferta | N | 1 | 0 | 1 | 2.504 | KG | 132X140X103 | 4015082923433 |  | 681 | PDC | 1
292346 | NZM2-4-XFIA | 292346 | Earth-fault release0.3-1A AC/DC sens.4p. | 18 | cerere oferta | N | 1 | 0 | 1 | 2.03 | KG | 132X140X103 | 4015082923464 |  | 681 | PDC | 1
292345 | NZM2-4-XFIA30 | 292345 | Earth-fault release 4p. 30mA AC/DC sens. | 18 | cerere oferta | N | 1 | 0 | 1 | 6.06 | KG | 132X140X103 | 4015082923457 |  | 681 | PDC | 1
266778 | NZM2-4-XIPA | 266778 | IP2X finger protection 4pole cover | 18 | cerere oferta | N | 1 | 0 | 1 | 0.039 | KG | 75X75X35 | 4015082667788 |  | 681 | PDC | 1
266774 | NZM2-4-XIPK | 266774 | IP2X finger protection 4pole terminal | 18 | cerere oferta | N | 1 | 0 | 1 | 0.095 | KG | 145X70X30 | 4015082667740 |  | 681 | PDC | 1
271458 | NZM2-4-XKA | 271458 | CAPAC CONEXIUNI | 18 | cerere oferta | N | 1 | 0 | 1 | 0.662 | KG | 145X90X100 | 4015082714581 |  | 681 | PDC | 1
106646 | NZM2-4-XKAB | 106646 | Connect.block without terminals f.NZM2-4 | 18 | cerere oferta | N | 1 | 0 | 1 | 0.14 | KG | 137X24X92 | 4015081064151 |  | 681 | PDC | 1
266768 | NZM2-4-XKR | 266768 | Rear connection 4pole | 18 | cerere oferta | N | 1 | 0 | 1 | 0.574 | KG | 140X60X35 | 4015082667689 |  | 681 | PDC | 1
118907 | NZM2-4-XKR4 | 118907 | Connection block for comp. adapters 4p | 18 | cerere oferta | N | 1 | 0 | 1 | 0.2 | KG | 136X93X35 | 4015081171064 |  | 681 | PDC | 1
266750 | NZM2-4-XKS | 266750 | Screw terminal 4pole | 18 | cerere oferta | N | 1 | 0 | 1 | 0.082 | KG | 75X75X25 | 4015082667504 |  | 681 | PDC | 1
266770 | NZM2-4-XKSA | 266770 | cover 4pole | 18 | cerere oferta | N | 1 | 0 | 1 | 0.29 | KG | 145X90X100 | 4015082667702 |  | 681 | PDC | 1
104641 | NZM2-4-XKSFA | 104641 | Terminal cover, knockout, 4pole | 18 | cerere oferta | N | 1 | 0 | 1 | 0.048 | KG | 72X137X25 | 4015081044511 |  | 681 | PDC | 1
131730 | NZM2-4-XKV2P | 131730 | Jumper kit with cover 4/2p | 18 | cerere oferta | N | 1 | 0 | 1 | 0.599 | KG | 150X95X94 | 4015081286997 |  | 681 | PDC | 1
129965 | NZM2-4-XMC-MB | 129965 | Modul masura NZM2 4poli cu comunicatie M | 18 | cerere oferta | N | 1 | 0 | 1 | 0.9 | KG | 250X132X91 | 4015081272167 |  | 681 | PDC | 1
266700 | NZM2-4-XSVS | 266700 | Socket base 4pole | 18 | cerere oferta | N | 1 | 0 | 1 | 2.63 | KG | 88X140X237 | 4015082667009 |  | 680 | PDC | 1
104555 | NZM2-XAD250 | 104555 | NZM2-XAD250 | 18 | cerere oferta | S | 1 | 0 | 1 | 0.828 | KG | 192X106X35 | 4015081043736 |  | 279 | PDC | 1
266677 | NZM2-XAVPR | 266677 | cover 4pole | 18 | cerere oferta | S | 1 | 0 | 1 | 0.018 | KG | 114X40X8 | 4015082666774 |  | 681 | PDC | 1
260197 | NZM2-XBR | 260197 | Insulating surround | 18 | cerere oferta | S | 1 | 0 | 1 | 0.064 | KG | 17 5X158 5X132 | 4015082601973 |  | 681 | PDC | 1
260215 | NZM2-XC75 | 260215 | Clip plate | 18 | cerere oferta | S | 1 | 0 | 1 | 0.261 | KG | 19X105X170 | 4015082602154 |  | 681 | PDC | 1
271524 | NZM2-XCI43-TVD | 271524 | Insulated enclosure | 18 | cerere oferta | S | 1 | 0 | 1 | 6.043 | KG | 495X250X299 | 4015082715243 |  | 681 | PDC | 1
271529 | NZM2-XCI43-TVDVR | 271529 | Insulated enclosure | 18 | cerere oferta | S | 1 | 0 | 1 | 6.296 | KG | 495X250X299 | 4015082715298 |  | 681 | PDC | 1
280418 | NZM2-XCI45-TVD | 280418 | Insulated housing | 18 | cerere oferta | S | 1 | 0 | 1 | 5.844 | KG | 495X250X299 | 4015082804183 |  | 681 | PDC | 1
279356 | NZM2-XCI45-TVDVR | 279356 | Insulating housing | 18 | cerere oferta | S | 1 | 0 | 1 | 10.32 | KG | 495X250X299 | 4015082793562 |  | 681 | PDC | 1
100738 | NZM2-XDA | 100738 | Rotary drive,standard | 18 | cerere oferta | S | 1 | 0 | 1 | 0.28 | KG | 160X140X66 | 4015081006380 |  | 681 | PDC | 1
100739 | NZM2-XDAV | 100739 | Rotary drive,lockable | 18 | cerere oferta | S | 1 | 0 | 1 | 0.33 | KG | 160X140X66 | 4015081006397 |  | 681 | PDC | 1
100745 | NZM2-XDG | 100745 | Rotary handle,standard | 18 | cerere oferta | S | 1 | 0 | 1 | 0.12 | KG | 75X67X66 | 4015081006458 |  | 681 | PDC | 1
100748 | NZM2-XDGR | 100748 | Rotary handle,red-yellow | 18 | cerere oferta | S | 1 | 0 | 1 | 0.12 | KG | 75X67X66 | 4015081006489 |  | 681 | PDC | 1
100746 | NZM2-XDGV | 100746 | Rotary handle,lockable | 18 | cerere oferta | S | 1 | 0 | 1 | 0.093 | KG | 75X67X66 | 4015081006465 |  | 681 | PDC | 1
100747 | NZM2-XDGVR | 100747 | Rotary handle,red-yellow,lockable | 18 | cerere oferta | S | 1 | 0 | 1 | 0.12 | KG | 75X67X66 | 4015081006472 |  | 681 | PDC | 1
260133 | NZM2-XDTV | 260133 | rotary handle, lockable on handle | 18 | cerere oferta | S | 1 | 0 | 1 | 0.495 | KG | 85X105X100 | 4015082601331 |  | 681 | PDC | 1
260144 | NZM2-XDTVR | 260144 | rotary handle red-yellow lockable on han | 18 | cerere oferta | S | 1 | 0 | 1 | 0.482 | KG | 85X105X100 | 4015082601447 |  | 681 | PDC | 1
260127 | NZM2-XDV | 260127 | rotary handle, lockable | 18 | cerere oferta | S | 1 | 0 | 1 | 0.38 | KG | 85X105X100 | 4015082601270 |  | 681 | PDC | 1
285248 | NZM2-XDVG | 285248 | Rotary handle, can be interlocked | 18 | cerere oferta | S | 1 | 0 | 1 | 0.28 | KG | 85X105X100 | 4015082852481 |  | 681 | PDC | 1
285280 | NZM2-XDVGR | 285280 | Rotary handle, can be interlocked | 18 | cerere oferta | S | 1 | 0 | 1 | 0.33 | KG | 85X105X100 | 4015082852801 |  | 681 | PDC | 1
285764 | NZM2-XDV-MODAN | 285764 | Rotary drive for MODAN door handle | 15 | cerere oferta | N | 1 | 0 | 1 | 0.26 | KG | 60X105X100 | 4015082857646 |  | 681 | PDC | 1
260137 | NZM2-XDVR | 260137 | rotary handle, red-yellow, lockable | 18 | cerere oferta | S | 1 | 0 | 1 | 0.386 | KG | 85X105X100 | 4015082601379 |  | 681 | PDC | 1
266627 | NZM2-XHB | 266627 | Main switch assembly kit 3pole | 18 | cerere oferta | S | 1 | 0 | 1 | 0.906 | KG | 190X110X110 | 4015082666279 |  | 681 | PDC | 1
266633 | NZM2-XHBR | 266633 | Main switch assembly kit 3pole red/yello | 18 | cerere oferta | S | 1 | 0 | 1 | 0.948 | KG | 190X110X110 | 4015082666330 |  | 681 | PDC | 1
266777 | NZM2-XIPA | 266777 | IP2X finger protection 3pole cover | 18 | cerere oferta | S | 1 | 0 | 1 | 0.035 | KG | 75X75X35 | 4015082667771 |  | 681 | PDC | 1
266773 | NZM2-XIPK | 266773 | IP2X finger protection 3pole terminal | 18 | cerere oferta | S | 1 | 0 | 1 | 0.081 | KG | 110X70X30 | 4015082667733 |  | 681 | PDC | 1
271457 | NZM2-XKA | 271457 | TUNNEL TERMINAL AND COVER, 3P | 18 | cerere oferta | S | 1 | 0 | 1 | 0.517 | KG | 76X102X85 | 4015082714574 |  | 681 | PDC | 1
292257 | NZM2-XKAB | 292257 | Connect.block without terminals f.NZM2 | 18 | cerere oferta | S | 1 | 0 | 1 | 0.104 | KG | 102X93X25 | 4015082922573 |  | 681 | PDC | 1
144113 | NZM2-XKAM | 144113 | Tunnel terminal 3p 6x35mm2 w. cover | 18 | cerere oferta | N | 1 | 0 | 1 | 0.42 | KG | 81X105X87 | 4015081406296 |  | 681 | PDC | 1
119864 | NZM2-XKP | 119864 | Separator faza | 18 | cerere oferta | N | 1 | 0 | 1 | 0.05 | KG | 125X90X40 | 4015081177158 |  | 681 | PDC | 1
266765 | NZM2-XKR | 266765 | Rear connection 3pole | 18 | cerere oferta | S | 1 | 0 | 1 | 0.403 | KG | 140X60X35 | 4015082667658 |  | 681 | PDC | 1
281666 | NZM2-XKR4 | 281666 | Rear connection 3,5mm 3-pole | 18 | cerere oferta | S | 1 | 0 | 1 | 0.159 | KG | 102X93X35 | 4015082816667 |  | 681 | PDC | 1
260030 | NZM2-XKS | 260030 | Screw terminal 3pole | 18 | cerere oferta | S | 1 | 0 | 1 | 0.064 | KG | 103X105X336 | 4015082600303 |  | 681 | PDC | 1
260032 | NZM2-XKS185 | 260032 | Cable lug 185mm˛ | 18 | cerere oferta | S | 3 | 0 | 1 | 0.103 | KG | 75X23X26 | 4015082600327 |  | 681 | PDC | 1
260038 | NZM2-XKSA | 260038 | cover with Screw terminal | 18 | cerere oferta | S | 1 | 0 | 1 | 0.234 | KG | 76X102X85 | 4015082600389 |  | 681 | PDC | 1
119868 | NZM2-XKSAE | 119868 | Cable lug cover, 3 p. | 18 | cerere oferta | S | 1 | 0 | 1 | 0.66 | KG | 93X62X62 | 4015081177196 |  | 681 | PDC | 1
104640 | NZM2-XKSFA | 104640 | Terminal cover, knockout, 3pole | 18 | cerere oferta | S | 1 | 0 | 1 | 0.036 | KG | 72X102X25 | 4015081044504 |  | 681 | PDC | 1
129961 | NZM2-XMC-MB | 129961 | Modul masura NZM2 cu comunicatie Modbus | 18 | cerere oferta | N | 1 | 0 | 1 | 0.7 | KG | 209X132X91 | 4015081272129 |  | 681 | PDC | 1
281582 | NZM2-XMV | 281582 | INTERBLOCAJ MECANIC | 18 | cerere oferta | S | 1 | 0 | 1 | 0.492 | KG | 105X125X55 | 4015082815820 |  | 681 | PDC | 1
104543 | NZM2-XMVR | 104543 | Mechanical interlock f. remote operator | 18 | cerere oferta | S | 1 | 0 | 1 | 0.8 | KG | 260X220X100 | 4015081043613 |  | 681 | PDC | 1
104548 | NZM2-XMVRL | 104548 | Mechanic.interlock f.remote operat.long | 18 | cerere oferta | S | 1 | 0 | 1 | 0.9 | KG | 260X220X100 | 4015081043668 |  | 681 | PDC | 1
259830 | NZM2-XR110-130AC | 259830 | Remote operator | 18 | cerere oferta | S | 1 | 0 | 1 | 1.836 | KG | 150X105X105 | 4015082598303 | x | 679 | PDC | 1
259840 | NZM2-XR110-130DC | 259840 | Remote operator | 18 | cerere oferta | S | 1 | 0 | 1 | 1.728 | KG | 150X105X105 | 4015082598402 | x | 679 | PDC | 1
259832 | NZM2-XR208-240AC | 259832 | Remote operator | 18 | cerere oferta | S | 1 | 0 | 1 | 1.833 | KG | 150X105X105 | 4015082598327 |  | 679 | PDC | 1
259842 | NZM2-XR220-250DC | 259842 | Remote operator | 18 | cerere oferta | S | 1 | 0 | 1 | 1.728 | KG | 150X105X105 | 4015082598426 |  | 679 | PDC | 1
259836 | NZM2-XR24-30DC | 259836 | Remote operator | 18 | cerere oferta | S | 1 | 0 | 1 | 1.812 | KG | 150X105X105 | 4015082598365 |  | 679 | PDC | 1
259834 | NZM2-XR380-440AC | 259834 | Remote operator | 18 | cerere oferta | S | 1 | 0 | 1 | 1.823 | KG | 150X105X105 | 4015082598341 | x | 679 | PDC | 1
259838 | NZM2-XR48-60DC | 259838 | Remote operator | 18 | cerere oferta | S | 1 | 0 | 1 | 1.728 | KG | 150X105X105 | 4015082598389 |  | 679 | PDC | 1
107247 | NZM2-XRAV | 107247 | Rear drive, 3 p., lockable | 18 | cerere oferta | S | 1 | 0 | 1 | 0.94 | KG | 184X136X165 | 4015081070206 |  | 681 | PDC | 1
107261 | NZM2-XRAVR | 107261 | Rear drive, 3 p., lockable, red | 18 | cerere oferta | S | 1 | 0 | 1 | 0.94 | KG | 184X136X165 | 4015081070244 |  | 681 | PDC | 1
115390 | NZM2-XRD110-130AC | 115390 | Dispozitiv de actionare de la distantă | 18 | cerere oferta | S | 1 | 0 | 1 | 1.25 | KG | 150X105X105 | 4015081151226 |  | 679 | PDC | 1
115394 | NZM2-XRD110-130DC | 115394 | Dispozitiv de actionare de la distantă | 18 | cerere oferta | S | 1 | 0 | 1 | 1.25 | KG | 150X105X105 | 4015081151264 |  | 679 | PDC | 1
115391 | NZM2-XRD208-240AC | 115391 | Dispozitiv de actionare de la distantă | 18 | cerere oferta | S | 1 | 0 | 1 | 1.25 | KG | 150X105X105 | 4015081151233 |  | 679 | PDC | 1
115395 | NZM2-XRD220-250DC | 115395 | Dispozitiv de actionare de la distantă | 18 | cerere oferta | S | 1 | 0 | 1 | 1.25 | KG | 150X105X105 | 4015081151271 |  | 679 | PDC | 1
115393 | NZM2-XRD24-30DC | 115393 | Dispozitiv de actionare de la distantă | 18 | cerere oferta | S | 1 | 0 | 1 | 1.25 | KG | 150X105X105 | 4015081151257 |  | 679 | PDC | 1
115392 | NZM2-XRD380-440AC | 115392 | Dispozitiv de actionare de la distantă | 18 | cerere oferta | S | 1 | 0 | 1 | 1.25 | KG | 150X105X105 | 4015081151240 |  | 679 | PDC | 1
285761 | NZM2-XSKS | 285761 | Special head for door handle | 18 | cerere oferta | S | 1 | 0 | 1 | 33 | G | 8X77 5X20 | 4015082857615 |  | 681 | PDC | 1
266642 | NZM2-XS-L | 266642 | Main switch assembly kit lateral left 3 | 18 | cerere oferta | S | 1 | 0 | 1 | 0.989 | KG | 190X120X110 | 4015082666422 |  | 681 | PDC | 1
100751 | NZM2-XSM | 100751 | Mounting bracket,lateral mounting | 18 | cerere oferta | S | 1 | 0 | 1 | 1.27 | KG | 290X204X167 | 4015081006519 |  | 681 | PDC | 1
266664 | NZM2-XSM-L | 266664 | Main switch assembly kit lateral left 3 | 18 | cerere oferta | S | 1 | 0 | 1 | 2 | KG | 190X190X220 | 4015082666644 |  | 681 | PDC | 1
266666 | NZM2-XSM-R | 266666 | Main switch assembly kit lateral right | 18 | cerere oferta | S | 1 | 0 | 1 | 2.016 | KG | 190X190X220 | 4015082666668 |  | 681 | PDC | 1
266645 | NZM2-XS-R | 266645 | Main switch assembly kit lateral right | 18 | cerere oferta | S | 1 | 0 | 1 | 0.991 | KG | 190X120X110 | 4015082666453 |  | 681 | PDC | 1
266654 | NZM2-XSR-L | 266654 | Main switch assembly kit lateral left r | 18 | cerere oferta | S | 1 | 0 | 1 | 0.991 | KG | 190X120X110 | 4015082666545 |  | 681 | PDC | 1
266672 | NZM2-XSRM-L | 266672 | Main switch assembly kit lateral left r | 18 | cerere oferta | S | 1 | 0 | 1 | 2.024 | KG | 190X190X220 | 4015082666729 |  | 681 | PDC | 1
266674 | NZM2-XSRM-R | 266674 | Main switch assembly kit lateral right | 18 | cerere oferta | S | 1 | 0 | 1 | 2.046 | KG | 190X190X220 | 4015082666743 |  | 681 | PDC | 1
266657 | NZM2-XSR-R | 266657 | Main switch assembly kit lateral right | 18 | cerere oferta | S | 1 | 0 | 1 | 0.989 | KG | 190X120X110 | 4015082666576 |  | 681 | PDC | 1
260156 | NZM2-XSTS | 260156 | Control circuit terminal | 18 | cerere oferta | S | 1 | 0 | 1 | 0.02 | KG | 21X25X12 5 | 4015082601560 |  | 681 | PDC | 1
100750 | NZM2-XSU-L | 100750 | Offset drive,left | 18 | cerere oferta | S | 1 | 0 | 1 | 0.07 | KG | 75X67X66 | 4015081006502 |  | 681 | PDC | 1
100749 | NZM2-XSU-R | 100749 | Offset drive,right | 18 | cerere oferta | S | 1 | 0 | 1 | 0.07 | KG | 75X67X66 | 4015081006496 |  | 681 | PDC | 1
266705 | NZM2-XSVHI | 266705 | Control circuit connector for plug-in co | 18 | cerere oferta | S | 1 | 0 | 1 | 0.12 | KG | 21X78X94 | 4015082667054 |  | 680 | PDC | 1
266706 | NZM2-XSVR | 266706 | Control circuit connector for plug-in co | 18 | cerere oferta | S | 1 | 0 | 1 | 0.12 | KG | 21X78X94 | 4015082667061 |  | 680 | PDC | 1
266699 | NZM2-XSVS | 266699 | Socket base 3pole | 18 | cerere oferta | S | 1 | 0 | 1 | 1.942 | KG | 88X105X237 | 4015082666996 |  | 680 | PDC | 1
100740 | NZM2-XTDK | 100740 | Coupling elements standard incl.support | 18 | cerere oferta | S | 1 | 0 | 1 | 0.27 | KG | 125X110X95 | 4015081006403 |  | 681 | PDC | 1
100743 | NZM2-XTDK-0 | 100743 | Coupling elements w.short shaft | 18 | cerere oferta | S | 1 | 0 | 1 | 0.12 | KG | 75X67X66 | 4015081006434 |  | 681 | PDC | 1
100741 | NZM2-XTDK-60 | 100741 | Coupling elements,for shaft max 60mm | 18 | cerere oferta | S | 1 | 0 | 1 | 0.23 | KG | 140X75X66 | 4015081006410 |  | 681 | PDC | 1
100744 | NZM2-XTDKR-0 | 100744 | Coupling elem.,red-yellow,w.short shaft | 18 | cerere oferta | S | 1 | 0 | 1 | 0.12 | KG | 75X67X66 | 4015081006441 |  | 681 | PDC | 1
100742 | NZM2-XTDKR-60 | 100742 | Coupl.elem.,red-yellow,f.shaft max 60mm | 18 | cerere oferta | S | 1 | 0 | 1 | 0.23 | KG | 140X75X66 | 4015081006427 |  | 681 | PDC | 1
260168 | NZM2-XTVD | 260168 | Door coupling rotary handle, lockable | 18 | cerere oferta | S | 1 | 0 | 1 | 0.736 | KG | 100X110X190 | 4015082601683 |  | 681 | PDC | 1
279393 | NZM2-XTVD-0 | 279393 | Door handle lock. w/o extension shaft | 18 | cerere oferta | S | 1 | 0 | 1 | 0.672 | KG | 100X110X190 | 4015082793937 |  | 681 | PDC | 1
271505 | NZM2-XTVD-60 | 271505 | Door coupling rotary handle,lockable | 18 | cerere oferta | S | 1 | 0 | 1 | 0.749 | KG | 100X110X190 | 4015082715052 |  | 681 | PDC | 1
260174 | NZM2-XTVDV | 260174 | D. coupl. rotary handle lockable on hand | 18 | cerere oferta | S | 1 | 0 | 1 | 0.793 | KG | 75X90X190 | 4015082601744 |  | 681 | PDC | 1
279397 | NZM2-XTVDV-0 | 279397 | Door handle lock. on handle and breaker | 18 | cerere oferta | S | 1 | 0 | 1 | 0.723 | KG | 75X90X190 | 4015082793975 |  | 681 | PDC | 1
271509 | NZM2-XTVDV-60 | 271509 | Door coupling rot.handle lock.on handle | 18 | cerere oferta | S | 1 | 0 | 1 | 0.768 | KG | 75X90X190 | 4015082715090 |  | 681 | PDC | 1
260180 | NZM2-XTVDVR | 260180 | Door coupling rotary handle red-yellow | 18 | cerere oferta | S | 1 | 0 | 1 | 0.822 | KG | 100X110X190 | 4015082601805 |  | 681 | PDC | 1
279401 | NZM2-XTVDVR-0 | 279401 | Door handle red-yellow w/o ext. shaft | 18 | cerere oferta | S | 1 | 0 | 1 | 0.715 | KG | 100X110X190 | 4015082794019 |  | 681 | PDC | 1
271513 | NZM2-XTVDVR-60 | 271513 | Door coupling rotary handle,red-yellow | 18 | cerere oferta | S | 1 | 0 | 1 | 0.776 | KG | 100X110X190 | 4015082715137 |  | 681 | PDC | 1
100768 | NZM3/4-XAGK | 100768 | Compensation coupling,lateral mounting | 18 | cerere oferta | N | 1 | 0 | 1 | 0.25 | KG | 0 075X0 067X0 066 | 4015081006687 |  | 681 | PDC | 1
266622 | NZM3/4-XDZ | 266622 | Additional rotary handle | 18 | cerere oferta | N | 1 | 0 | 1 | 0.271 | KG | 200X55X70 | 4015082666224 |  | 681 | PDC | 1
104546 | NZM3/4-XMVR | 104546 | Mechanical interlock f. remote operator | 18 | cerere oferta | N | 1 | 0 | 1 | 0.8 | KG | 260X220X100 | 4015081043644 |  | 681 | PDC | 1
104551 | NZM3/4-XMVRL | 104551 | Mechanic.interlock f.remote operat.long | 18 | cerere oferta | N | 1 | 0 | 1 | 0.9 | KG | 260X220X100 | 4015081043699 |  | 681 | PDC | 1
266797 | NZM3/4-XSTS | 266797 | Control circuit terminal Screw | 18 | cerere oferta | N | 1 | 0 | 1 | 0.017 | KG | 50X30X25 | 4015082667979 |  | 681 | PDC | 1
100756 | NZM3/4-XTDK | 100756 | Coupling elements standard incl.support | 18 | cerere oferta | N | 1 | 0 | 1 | 0.42 | KG | 125X110X95 | 4015081006564 |  | 681 | PDC | 1
100757 | NZM3/4-XTDK-0 | 100757 | Coupling elements w.short shaft | 18 | cerere oferta | N | 1 | 0 | 1 | 0.19 | KG | 75X67X66 | 4015081006571 |  | 681 | PDC | 1
100754 | NZM3/4-XTDK-60 | 100754 | Coupling elements,for shaft max 60mm | 18 | cerere oferta | N | 1 | 0 | 1 | 0.38 | KG | 140X75X66 | 4015081006540 |  | 681 | PDC | 1
100758 | NZM3/4-XTDKR-0 | 100758 | Coupling elem.,red-yellow,w.short shaft | 18 | cerere oferta | N | 1 | 0 | 1 | 0.19 | KG | 75X67X66 | 4015081006588 |  | 681 | PDC | 1
100755 | NZM3/4-XTDKR-60 | 100755 | Coupl.elem.,red-yellow,f.shaft max 60mm | 18 | cerere oferta | N | 1 | 0 | 1 | 0.38 | KG | 140X75X66 | 4015081006557 |  | 681 | PDC | 1
100759 | NZM3/4-XTDM | 100759 | Door coupling module,standard | 18 | cerere oferta | N | 1 | 0 | 1 | 0.23 | KG | 125X110X95 | 4015081006595 |  | 681 | PDC | 1
100760 | NZM3/4-XTDMV | 100760 | Door coupling module,lockable | 18 | cerere oferta | N | 1 | 0 | 1 | 0.26 | KG | 125X110X95 | 4015081006601 |  | 681 | PDC | 1
261234 | NZM3/4-XV4 | 261234 | Extension shaft | 18 | cerere oferta | N | 1 | 0 | 1 | 0.217 | KG | 180X12X12 | 4015082612344 |  | 681 | PDC | 1
260193 | NZM3/4-XV6 | 260193 | Extension shaft | 18 | cerere oferta | N | 1 | 0 | 1 | 0.408 | KG | 420X12X12 | 4015082601935 |  | 681 | PDC | 1
292256 | NZM3/4-XVAK | 292256 | Shaft connection for NZM3 and NZM4 | 18 | cerere oferta | N | 1 | 0 | 1 | 0.053 | KG | 32X26X20 | 4015082922566 |  | 681 | PDC | 1
138389 | NZM3-4-XAD630 | 138389 | Busbar adapter, 4 poles for NZM3 | 18 | cerere oferta | N | 1 | 0 | 1 | 3.5 | KG | 35X185X300 | 4015081351695 |  | 279 | PDC | 1
266712 | NZM3-4-XAVS | 266712 | Socket base 4pole | 18 | cerere oferta | N | 1 | 0 | 1 | 13 | KG | 226X272X342 | 4015082667122 |  | 680 | PDC | 1
266809 | NZM3-4-XIPA | 266809 | IP2X finger protection 4pole cover | 18 | cerere oferta | N | 1 | 0 | 1 | 0.071 | KG | 110X100X40 | 4015082668099 |  | 681 | PDC | 1
266805 | NZM3-4-XIPK | 266805 | IP2X finger protection 4pole terminal | 18 | cerere oferta | N | 1 | 0 | 1 | 0.132 | KG | 190X85X50 | 4015082668051 |  | 681 | PDC | 1
100785 | NZM3-4-XK22X21 | 100785 | Terminal strip max. 22x21mm2, 4 poles | 18 | cerere oferta | N | 1 | 0 | 1 | 0.62 | KG | 27X180X25 | 4015081006854 |  | 681 | PDC | 1
100783 | NZM3-4-XK300 | 100783 | Terminal 300mm2, 4pole | 18 | cerere oferta | N | 1 | 0 | 1 | 1.15 | KG | 60X180X27 | 4015081006830 |  | 681 | PDC | 1
271460 | NZM3-4-XKA1 | 271460 | NZM3 | 18 | cerere oferta | N | 1 | 0 | 1 | 0.876 | KG | 190X105X105 | 4015082714604 |  | 681 | PDC | 1
271462 | NZM3-4-XKA2 | 271462 | NZM3 | 18 | cerere oferta | N | 1 | 0 | 1 | 1.514 | KG | 190X105X105 | 4015082714628 |  | 681 | PDC | 1
266783 | NZM3-4-XKC | 266783 | Box terminal 4pole | 18 | cerere oferta | N | 1 | 0 | 1 | 0.539 | KG | 80X80X60 | 4015082667832 |  | 681 | PDC | 1
100513 | NZM3-4-XKP | 100513 | Phase isolator, 4 poles | 18 | cerere oferta | N | 1 | 0 | 1 | 0.21 | KG | 100 2X93 5X161 6 | 4015081004973 |  | 681 | PDC | 1
266795 | NZM3-4-XKR | 266795 | Rear connection 4pole | 18 | cerere oferta | N | 1 | 0 | 1 | 1.439 | KG | 160X80X45 | 4015082667955 |  | 681 | PDC | 1
119020 | NZM3-4-XKR13 | 119020 | Connection block for comp. adapters 4p | 18 | cerere oferta | N | 1 | 0 | 1 | 0.3 | KG | 180X110X30 | 4015081171095 |  | 681 | PDC | 1
266780 | NZM3-4-XKS | 266780 | Screw terminal 4pole | 18 | cerere oferta | N | 1 | 0 | 1 | 0.212 | KG | 80X80X35 | 4015082667801 |  | 681 | PDC | 1
266801 | NZM3-4-XKSA | 266801 | cover 4pole | 18 | cerere oferta | N | 1 | 0 | 1 | 0.498 | KG | 190X105X105 | 4015082668013 |  | 681 | PDC | 1
132675 | NZM3-4-XKSAV | 132675 | Terminal cover 4p wide | 18 | cerere oferta | N | 1 | 0 | 1 | 0.48 | KG | 280X230X120 | 4015081296132 |  | 681 | PDC | 1
104643 | NZM3-4-XKSFA | 104643 | Terminal cover, knockout, 4pole | 18 | cerere oferta | N | 1 | 0 | 1 | 0.098 | KG | 82X182X30 | 4015081044535 |  | 681 | PDC | 1
131731 | NZM3-4-XKV2P | 131731 | Jumper kit with cover 4/2p | 18 | cerere oferta | N | 1 | 0 | 1 | 1.478 | KG | 190X112X154 | 4015081287000 |  | 681 | PDC | 1
100515 | NZM3-4-XKV70 | 100515 | Connection width extension 4pole | 18 | cerere oferta | N | 1 | 0 | 1 | 1.06 | KG | 6X258X80 | 4015081004997 |  | 681 | PDC | 1
129966 | NZM3-4-XMC-MB | 129966 | Modul masura NZM3 4poli cu comunicatie M | 18 | cerere oferta | N | 1 | 0 | 1 | 0.9 | KG | 250X132X91 | 4015081272174 |  | 681 | PDC | 1
274097 | NZM3-XA-230AC-MNS | 274097 | Mesh network CB with shunt release | 18 | cerere oferta | N | 1 | 0 | 1 | 0.064 | KG | 42X30X90 | 4015082740979 |  | 681 | PDC | 1
260211 | NZM3-XAB | 260211 | Spacer | 18 | cerere oferta | N | 1 | 0 | 1 | 0.116 | KG | 17 5X43X43 | 4015082602116 |  | 681 | PDC | 1
104556 | NZM3-XAD550 | 104556 | NZM3-XAD550 | 18 | cerere oferta | N | 1 | 0 | 1 | 2.056 | KG | 272X140X35 | 4015081043743 |  | 279 | PDC | 1
107206 | NZM3-XAD630 | 107206 | Busbar adapter f. NZM 630A UL508 | 16 | cerere oferta | N | 1 | 0 | 1 | 2.342 | KG | 272X140X35 | 4015081069699 |  | 279 | PDC | 1
266678 | NZM3-XAVPR | 266678 | cover 4pole | 18 | cerere oferta | N | 1 | 0 | 1 | 0.042 | KG | 192X51X13 | 4015082666781 |  | 681 | PDC | 1
266711 | NZM3-XAVS | 266711 | Socket base 3pole | 18 | cerere oferta | N | 1 | 0 | 1 | 12.043 | KG | 226X227X342 | 4015082667115 |  | 680 | PDC | 1
284645 | NZM3-XBR | 284645 | Insulating surround | 18 | cerere oferta | N | 1 | 0 | 1 | 0.071 | KG | 17 5X193 5X132 | 4015082846459 |  | 681 | PDC | 1
271525 | NZM3-XCI48-TVD | 271525 | Insulated enclosure | 18 | cerere oferta | N | 1 | 0 | 1 | 13.539 | KG | 910X375X371 | 4015082715250 |  | 681 | PDC | 1
271530 | NZM3-XCI48-TVDVR | 271530 | Insulated enclosure | 18 | cerere oferta | N | 1 | 0 | 1 | 13.639 | KG | 910X375X371 | 4015082715304 |  | 681 | PDC | 1
100752 | NZM3-XDA | 100752 | Rotary drive,standard | 18 | cerere oferta | N | 1 | 0 | 1 | 0.65 | KG | 160X140X66 | 4015081006526 |  | 681 | PDC | 1
102484 | NZM3-XDA-0S | 102484 | Rotary drive,standard,short Sond-shaft | 18 | cerere oferta | N | 1 | 0 | 1 | 0.693 | KG | 124X140X82 | 4015081015962 |  | 681 | PDC | 1
100753 | NZM3-XDAV | 100753 | Rotary drive,lockable | 18 | cerere oferta | N | 1 | 0 | 1 | 0.65 | KG | 160X140X66 | 4015081006533 |  | 681 | PDC | 1
102485 | NZM3-XDAV-0S | 102485 | Rotary drive lockable,short S-shaft | 18 | cerere oferta | N | 1 | 0 | 1 | 0.723 | KG | 124X140X82 | 4015081015979 |  | 681 | PDC | 1
100762 | NZM3-XDG | 100762 | Rotary handle,standard | 18 | cerere oferta | N | 1 | 0 | 1 | 0.21 | KG | 0 14X0 075X0 66 | 4015081006625 |  | 681 | PDC | 1
100765 | NZM3-XDGR | 100765 | Rotary handle,red-yellow | 18 | cerere oferta | N | 1 | 0 | 1 | 0.21 | KG | 0 14X0 075X0 66 | 4015081006656 |  | 681 | PDC | 1
100763 | NZM3-XDGV | 100763 | Rotary handle,lockable | 18 | cerere oferta | N | 1 | 0 | 1 | 0.218 | KG | 0 14X0 075X0 66 | 4015081006632 |  | 681 | PDC | 1
100764 | NZM3-XDGVR | 100764 | Rotary handle,red-yellow,lockable | 18 | cerere oferta | N | 1 | 0 | 1 | 0.204 | KG | 0 14X0 075X0 66 | 4015081006649 |  | 681 | PDC | 1
260129 | NZM3-XDV | 260129 | rotary handle, lockable | 18 | cerere oferta | N | 1 | 0 | 1 | 0.881 | KG | 108X140X124 | 4015082601294 |  | 681 | PDC | 1
285765 | NZM3-XDV-MODAN | 285765 | Rotary drive for MODAN door handle | 18 | cerere oferta | N | 1 | 0 | 1 | 0.88 | KG | 70X140X125 | 4015082857653 |  | 681 | PDC | 1
260140 | NZM3-XDVR | 260140 | rotary handle, red-yellow, lockable | 18 | cerere oferta | N | 1 | 0 | 1 | 0.854 | KG | 108X140X124 | 4015082601409 |  | 681 | PDC | 1
266628 | NZM3-XHB | 266628 | Main switch assembly kit 3pole | 18 | cerere oferta | N | 1 | 0 | 1 | 1.574 | KG | 230X140X110 | 4015082666286 |  | 681 | PDC | 1
118988 | NZM3-XHB-DA | 118988 | Main switch kit with additional handle | 18 | cerere oferta | N | 1 | 0 | 1 | 2.7 | KG | 440X250X230 | 4015081171255 |  | 681 | PDC | 1
266634 | NZM3-XHBR | 266634 | Main switch assembly kit 3pole red/yello | 18 | cerere oferta | N | 1 | 0 | 1 | 1.658 | KG | 230X140X110 | 4015082666347 |  | 681 | PDC | 1
266808 | NZM3-XIPA | 266808 | IP2X finger protection 3pole cover | 18 | cerere oferta | N | 1 | 0 | 1 | 0.059 | KG | 80X100X40 | 4015082668082 |  | 681 | PDC | 1
266804 | NZM3-XIPK | 266804 | IP2X finger protection 3pole terminal | 18 | cerere oferta | N | 1 | 0 | 1 | 0.11 | KG | 150X85X50 | 4015082668044 |  | 681 | PDC | 1
100784 | NZM3-XK22X21 | 100784 | Terminal strip max. 22x21mm2, 3 poles | 18 | cerere oferta | N | 1 | 0 | 1 | 0.169 | KG | 27X135X25 | 4015081006847 |  | 681 | PDC | 1
100782 | NZM3-XK300 | 100782 | Terminal 300mm2, 3pole | 18 | cerere oferta | N | 1 | 0 | 1 | 0.86 | KG | 60X135X27 | 4015081006823 |  | 681 | PDC | 1
271459 | NZM3-XKA1 | 271459 | NZM3 | 18 | cerere oferta | N | 1 | 0 | 1 | 0.691 | KG | 92 5X137X102 | 4015082714598 |  | 681 | PDC | 1
271461 | NZM3-XKA2 | 271461 | NZM3 | 18 | cerere oferta | N | 1 | 0 | 1 | 1.162 | KG | 92 5X137X102 | 4015082714611 |  | 681 | PDC | 1
260042 | NZM3-XKC | 260042 | Box terminal 3pole | 18 | cerere oferta | N | 1 | 0 | 1 | 0.41 | KG | 120 5X140X275 | 4015082600426 |  | 681 | PDC | 1
100512 | NZM3-XKP | 100512 | Phase isolator, 3 poles | 18 | cerere oferta | N | 1 | 0 | 1 | 0.14 | KG | 100 2X48 5X161 6 | 4015081004966 |  | 681 | PDC | 1
266792 | NZM3-XKR | 266792 | Rear connection 3pole | 18 | cerere oferta | N | 1 | 0 | 1 | 1.124 | KG | 160X65X45 | 4015082667924 |  | 681 | PDC | 1
281668 | NZM3-XKR13 | 281668 | Rear connection 13mm 3-pole | 18 | cerere oferta | N | 1 | 0 | 1 | 0.234 | KG | 140X110X30 | 4015082816681 |  | 681 | PDC | 1
260039 | NZM3-XKS | 260039 | Screw terminal 3pole | 18 | cerere oferta | N | 1 | 0 | 1 | 0.14 | KG | 120 5X140X459 | 4015082600396 |  | 681 | PDC | 1
260040 | NZM3-XKS185 | 260040 | Screw terminal 3pole | 18 | cerere oferta | N | 3 | 0 | 1 | 0.104 | KG | 78X31X26 5 | 4015082600402 |  | 681 | PDC | 1
260041 | NZM3-XKS240 | 260041 | Cable lug | 18 | cerere oferta | N | 3 | 0 | 1 | 0.128 | KG | 85X31X28 5 | 4015082600419 |  | 681 | PDC | 1
260045 | NZM3-XKSA | 260045 | cover for Screw terminal | 18 | cerere oferta | N | 1 | 0 | 1 | 0.414 | KG | 92 5X137X102 | 4015082600457 |  | 681 | PDC | 1
119869 | NZM3-XKSAE | 119869 | Cable lug cover, 3 p. | 18 | cerere oferta | N | 1 | 0 | 1 | 0.09 | KG | 108X71X67 | 4015081177202 |  | 681 | PDC | 1
119858 | NZM3-XKSAV | 119858 | Terminal cover 3p wide | 18 | cerere oferta | N | 1 | 0 | 1 | 0.4 | KG | 230X210X120 | 4015081177103 |  | 681 | PDC | 1
104642 | NZM3-XKSFA | 104642 | Terminal cover, knockout, 3pole | 18 | cerere oferta | N | 1 | 0 | 1 | 0.116 | KG | 82X137X30 | 4015081044528 |  | 681 | PDC | 1
100514 | NZM3-XKV70 | 100514 | Cconnection width extension 3 poles | 18 | cerere oferta | N | 1 | 0 | 1 | 0.75 | KG | 6X188X80 | 4015081004980 |  | 681 | PDC | 1
119860 | NZM3-XKV70-2 | 119860 | Connection width extension, 3p, 2 holes | 18 | cerere oferta | N | 1 | 0 | 1 | 0.61 | KG | 65X105X18 | 4015081177110 |  | 681 | PDC | 1
129962 | NZM3-XMC-MB | 129962 | Modul masura NZM3 cu comunicatie Modbus | 18 | cerere oferta | N | 1 | 0 | 1 | 0.7 | KG | 209X132X91 | 4015081272136 |  | 681 | PDC | 1
281583 | NZM3-XMV | 281583 | INTERBLOCAJ MECANIC | 18 | cerere oferta | N | 1 | 0 | 1 | 0.602 | KG | 140X125X60 | 4015082815837 |  | 681 | PDC | 1
104545 | NZM3-XMVR | 104545 | Mechanical interlock f. remote operator | 18 | cerere oferta | N | 1 | 0 | 1 | 0.8 | KG | 260X220X100 | 4015081043637 |  | 681 | PDC | 1
104550 | NZM3-XMVRL | 104550 | Mechanic.interlock f.remote operat.long | 18 | cerere oferta | N | 1 | 0 | 1 | 0.9 | KG | 260X220X100 | 4015081043682 |  | 681 | PDC | 1
259848 | NZM3-XR110-130AC | 259848 | Remote operator | 18 | cerere oferta | N | 1 | 0 | 1 | 3.139 | KG | 170X140X140 | 4015082598488 |  | 679 | PDC | 1
259858 | NZM3-XR110-130DC | 259858 | Remote operator | 18 | cerere oferta | N | 1 | 0 | 1 | 2.8 | KG | 170X140X140 | 4015082598587 |  | 679 | PDC | 1
259850 | NZM3-XR208-240AC | 259850 | Remote operator | 18 | cerere oferta | N | 1 | 0 | 1 | 3.155 | KG | 170X140X140 | 4015082598501 |  | 679 | PDC | 1
259860 | NZM3-XR220-250DC | 259860 | Remote operator | 18 | cerere oferta | N | 1 | 0 | 1 | 3.194 | KG | 170X140X140 | 4015082598600 |  | 679 | PDC | 1
259854 | NZM3-XR24-30DC | 259854 | Remote operator | 18 | cerere oferta | N | 1 | 0 | 1 | 2.8 | KG | 170X140X140 | 4015082598549 |  | 679 | PDC | 1
259852 | NZM3-XR380-440AC | 259852 | Remote operator | 18 | cerere oferta | N | 1 | 0 | 1 | 2.8 | KG | 170X140X140 | 4015082598525 |  | 679 | PDC | 1
259856 | NZM3-XR48-60DC | 259856 | Remote operator | 18 | cerere oferta | N | 1 | 0 | 1 | 2.8 | KG | 170X140X140 | 4015082598563 |  | 679 | PDC | 1
285762 | NZM3-XSKS | 285762 | Special head for door handle | 18 | cerere oferta | N | 1 | 0 | 1 | 82 | G | 13X77 5X20 | 4015082857622 |  | 681 | PDC | 1
266643 | NZM3-XS-L | 266643 | Main switch assembly kit lateral left 3 | 18 | cerere oferta | N | 1 | 0 | 1 | 2.16 | KG | 240X150X120 | 4015082666439 |  | 681 | PDC | 1
266646 | NZM3-XS-R | 266646 | Main switch assembly kit lateral right | 18 | cerere oferta | N | 1 | 0 | 1 | 2.24 | KG | 240X150X120 | 4015082666460 |  | 681 | PDC | 1
266655 | NZM3-XSR-L | 266655 | Main switch assembly kit lateral left r | 18 | cerere oferta | N | 1 | 0 | 1 | 2.197 | KG | 240X150X120 | 4015082666552 |  | 681 | PDC | 1
266658 | NZM3-XSR-R | 266658 | Main switch assembly kit lateral right | 18 | cerere oferta | N | 1 | 0 | 1 | 2.227 | KG | 240X150X120 | 4015082666583 |  | 681 | PDC | 1
100767 | NZM3-XSU-L | 100767 | Offset drive,left | 18 | cerere oferta | N | 1 | 0 | 1 | 0.84 | KG | 0 215X0 107X0 102 | 4015081006670 |  | 681 | PDC | 1
100766 | NZM3-XSU-R | 100766 | Offset drive,right | 18 | cerere oferta | N | 1 | 0 | 1 | 0.84 | KG | 0 215X0 107X0 102 | 4015081006663 |  | 681 | PDC | 1
260170 | NZM3-XTVD | 260170 | Door coupling rotary handle, lockable | 18 | cerere oferta | N | 1 | 0 | 1 | 1.373 | KG | 100X120X230 | 4015082601706 |  | 681 | PDC | 1
279394 | NZM3-XTVD-0 | 279394 | Door handle lock. w/o extension shaft | 18 | cerere oferta | N | 1 | 0 | 1 | 1.204 | KG | 100X120X230 | 4015082793944 |  | 681 | PDC | 1
271506 | NZM3-XTVD-60 | 271506 | Door coupling rotary handle,lockable | 18 | cerere oferta | N | 1 | 0 | 1 | 1.363 | KG | 100X120X230 | 4015082715069 |  | 681 | PDC | 1
260176 | NZM3-XTVDV | 260176 | D. coupl. rotary handle lockable on hand | 18 | cerere oferta | N | 1 | 0 | 1 | 1.446 | KG | 75X90X190 | 4015082601768 |  | 681 | PDC | 1
279398 | NZM3-XTVDV-0 | 279398 | Door handle lock. on handle and breaker | 18 | cerere oferta | N | 1 | 0 | 1 | 1.47 | KG | 75X90X190 | 4015082793982 |  | 681 | PDC | 1
271510 | NZM3-XTVDV-60 | 271510 | Door coupling rot.handle lock.on handle | 18 | cerere oferta | N | 1 | 0 | 1 | 1.47 | KG | 75X90X190 | 4015082715106 |  | 681 | PDC | 1
260182 | NZM3-XTVDVR | 260182 | Door coupling rotary handle red-yellow | 18 | cerere oferta | N | 1 | 0 | 1 | 1.434 | KG | 100X120X230 | 4015082601829 |  | 681 | PDC | 1
279402 | NZM3-XTVDVR-0 | 279402 | Door handle red-yellow w/o ext. shaft | 18 | cerere oferta | N | 1 | 0 | 1 | 1.275 | KG | 100X120X230 | 4015082794026 |  | 681 | PDC | 1
271514 | NZM3-XTVDVR-60 | 271514 | Door coupling rotary handle,red-yellow | 18 | cerere oferta | N | 1 | 0 | 1 | 1.423 | KG | 100X120X230 | 4015082715144 |  | 681 | PDC | 1
271451 | NZM3-XTVDVR-NA | 271451 | Door coupling rotary handle red-yellow,N | 18 | cerere oferta | N | 1 | 0 | 1 | 1.454 | KG | 100X120X230 | 4015082714512 |  | 681 | PDC | 1
266714 | NZM4-4-XAVS | 266714 | Socket base 4pole | 18 | cerere oferta | N | 1 | 0 | 1 | 30 | KG | 509X320X295 | 4015082667146 |  | 680 | PDC | 1
266837 | NZM4-4-XKA | 266837 | Tunnel terminal 4pole | 18 | cerere oferta | N | 1 | 0 | 1 | 3.403 | KG | 88X212X90 | 4015082668372 |  | 681 | PDC | 1
266831 | NZM4-4-XKB | 266831 | Ribbon terminal 4pole | 18 | cerere oferta | N | 1 | 0 | 1 | 1.394 | KG | 61X200X52 | 4015082668310 |  | 681 | PDC | 1
266815 | NZM4-4-XKM1 | 266815 | Module mount.plate 1-hole 4pole | 18 | cerere oferta | N | 1 | 0 | 1 | 0.825 | KG | 61X180X10 | 4015082668150 |  | 681 | PDC | 1
266821 | NZM4-4-XKM2 | 266821 | Module mount.plate 2-hole 4pole | 18 | cerere oferta | N | 1 | 0 | 1 | 0.825 | KG | 54X172X10 | 4015082668211 |  | 681 | PDC | 1
284472 | NZM4-4-XKM2S-1250 | 284472 | Module plate 2hole vertical 4pole 1250A | 18 | cerere oferta | N | 1 | 0 | 1 | 1.94 | KG | 108X200X12 | 4015082844721 |  | 681 | PDC | 1
284474 | NZM4-4-XKM2S-1600 | 284474 | Module plate 2hole vertical 4pole 1600A | 18 | cerere oferta | N | 1 | 0 | 1 | 3.24 | KG | 128X200X20 | 4015082844745 |  | 681 | PDC | 1
281596 | NZM4-4-XKP | 281596 | Phase isolator 4-pole | 18 | cerere oferta | N | 1 | 0 | 1 | 0.25 | KG | 200X120X25 | 4015082815967 |  | 681 | PDC | 1
266843 | NZM4-4-XKR | 266843 | Rear connection 4pole | 18 | cerere oferta | N | 1 | 0 | 1 | 1.748 | KG | 45X180X63 | 4015082668433 |  | 681 | PDC | 1
266847 | NZM4-4-XKSA | 266847 | cover 4pole | 18 | cerere oferta | N | 1 | 0 | 1 | 0.761 | KG | 108X240X130 | 4015082668471 |  | 681 | PDC | 1
292194 | NZM4-4-XKSFA | 292194 | Terminal cover, knockout, 4pole | 18 | cerere oferta | N | 1 | 0 | 1 | 0.068 | KG | 100X70X35 | 4015082921941 |  | 681 | PDC | 1
281594 | NZM4-4-XKV120 | 281594 | Connection expansion 4-pole | 18 | cerere oferta | N | 1 | 0 | 1 | 4.81 | KG | 155X140X70 | 4015082815943 |  | 681 | PDC | 1
281592 | NZM4-4-XKV95 | 281592 | Connection expansion 4-pole | 18 | cerere oferta | N | 1 | 0 | 1 | 3.88 | KG | 155X140X70 | 4015082815929 |  | 681 | PDC | 1
266450 | NZM4-XA110-130AC/DC | 266450 | Shunt release | 18 | cerere oferta | N | 1 | 0 | 1 | 0.256 | KG | 107X64X51 | 4015082664503 |  | 681 | PDC | 1
266446 | NZM4-XA12AC/DC | 266446 | Shunt release | 18 | cerere oferta | N | 1 | 0 | 1 | 0.218 | KG | 107X64X51 | 4015082664466 |  | 681 | PDC | 1
266451 | NZM4-XA208-250AC/DC | 266451 | Shunt release | 18 | cerere oferta | N | 1 | 0 | 1 | 0.256 | KG | 107X64X51 | 4015082664510 |  | 681 | PDC | 1
274138 | NZM4-XA-230AC-MNS | 274138 | Mesh network CB with shunt release | 18 | cerere oferta | N | 1 | 0 | 1 | 0.218 | KG | 107X64X51 | 4015082741389 |  | 681 | PDC | 1
266447 | NZM4-XA24AC/DC | 266447 | Shunt release | 18 | cerere oferta | N | 1 | 0 | 1 | 0.218 | KG | 107X64X51 | 4015082664473 |  | 681 | PDC | 1
266452 | NZM4-XA380-440AC/DC | 266452 | Shunt release | 18 | cerere oferta | N | 1 | 0 | 1 | 0.218 | KG | 107X64X51 | 4015082664527 |  | 681 | PDC | 1
266448 | NZM4-XA48AC/DC | 266448 | Shunt release | 18 | cerere oferta | N | 1 | 0 | 1 | 0.218 | KG | 107X64X51 | 4015082664480 |  | 681 | PDC | 1
266449 | NZM4-XA60AC/DC | 266449 | Shunt release | 18 | cerere oferta | N | 1 | 0 | 1 | 0.218 | KG | 107X64X51 | 4015082664497 |  | 681 | PDC | 1
266474 | NZM4-XAHIV110-130AC/DC | 266474 | Shunt release with early-make aux. conta | 18 | cerere oferta | N | 1 | 0 | 1 | 0.24 | KG | 107X64X51 | 4015082664749 |  | 681 | PDC | 1
266470 | NZM4-XAHIV12AC/DC | 266470 | Shunt release with early-make aux. conta | 18 | cerere oferta | N | 1 | 0 | 1 | 0.24 | KG | 107X64X51 | 4015082664701 |  | 681 | PDC | 1
266475 | NZM4-XAHIV208-250AC/DC | 266475 | Shunt release with early-make aux. conta | 18 | cerere oferta | N | 1 | 0 | 1 | 0.266 | KG | 107X64X51 | 4015082664756 |  | 681 | PDC | 1
274143 | NZM4-XAHIV-230AC-MNS | 274143 | Mesh network CB+shunt release+HIV | 18 | cerere oferta | N | 1 | 0 | 1 | 0.218 | KG | 107X64X51 | 4015082741433 |  | 681 | PDC | 1
266471 | NZM4-XAHIV24AC/DC | 266471 | Shunt release with early-make aux. conta | 18 | cerere oferta | N | 1 | 0 | 1 | 0.24 | KG | 107X64X51 | 4015082664718 |  | 681 | PDC | 1
266476 | NZM4-XAHIV380-440AC/DC | 266476 | Shunt release with early-make aux. conta | 18 | cerere oferta | N | 1 | 0 | 1 | 0.24 | KG | 107X64X51 | 4015082664763 |  | 681 | PDC | 1
266472 | NZM4-XAHIV48AC/DC | 266472 | Shunt release with early-make aux. conta | 18 | cerere oferta | N | 1 | 0 | 1 | 0.24 | KG | 107X64X51 | 4015082664725 |  | 681 | PDC | 1
266473 | NZM4-XAHIV60AC/DC | 266473 | Shunt release with early-make aux. conta | 18 | cerere oferta | N | 1 | 0 | 1 | 0.24 | KG | 107X64X51 | 4015082664732 |  | 681 | PDC | 1
285612 | NZM4-XAS12-1000 | 285612 | Adapter set NZM4/NZM12 630A/800A/1000A | 18 | cerere oferta | N | 1 | 0 | 1 | 6.392 | KG | 578 5X210X186 5 | 4015082856120 |  | 681 | PDC | 1
285613 | NZM4-XAS12-1250 | 285613 | Adapter set NZM4/NZM12 1250A | 18 | cerere oferta | N | 1 | 0 | 1 | 6.829 | KG | 578 5X210X186 5 | 4015082856137 |  | 681 | PDC | 1
285614 | NZM4-XAS12-1600 | 285614 | Adapter set NZM4/NZM12 1600A | 18 | cerere oferta | N | 1 | 0 | 1 | 5.125 | KG | 599X210X186 5 | 4015082856144 |  | 681 | PDC | 1
283291 | NZM4-XAS14-1250 | 283291 | Adapter set NZM4/NZM14 1250A | 18 | cerere oferta | N | 1 | 0 | 1 | 4.5 | KG | 295X165X150 | 4015082832919 |  | 681 | PDC | 1
283292 | NZM4-XAS14-1600 | 283292 | Adapter set NZM4/NZM14 1600A | 18 | cerere oferta | N | 1 | 0 | 1 | 7.44 | KG | 295X165X150 | 4015082832926 |  | 681 | PDC | 1
266713 | NZM4-XAVS | 266713 | Socket base 3pole | 18 | cerere oferta | N | 1 | 0 | 1 | 17.28 | KG | 509X250X295 | 4015082667139 |  | 680 | PDC | 1
284646 | NZM4-XBR | 284646 | Insulating surround | 18 | cerere oferta | N | 1 | 0 | 1 | 0.157 | KG | 17 5X262 5X154 | 4015082846466 |  | 681 | PDC | 1
100769 | NZM4-XDA | 100769 | Rotary drive,standard | 18 | cerere oferta | N | 1 | 0 | 1 | 1.14 | KG | 0 24X0 153X0 125 | 4015081006694 |  | 681 | PDC | 1
100770 | NZM4-XDAV | 100770 | Rotary drive,lockable | 18 | cerere oferta | N | 1 | 0 | 1 | 1.14 | KG | 0 24X0 153X0 125 | 4015081006700 |  | 681 | PDC | 1
100771 | NZM4-XDG | 100771 | Rotary handle,standard | 18 | cerere oferta | N | 1 | 0 | 1 | 0.25 | KG | 0 189X0 087X0 077 | 4015081006717 |  | 681 | PDC | 1
100774 | NZM4-XDGR | 100774 | Rotary handle,red-yellow | 18 | cerere oferta | N | 1 | 0 | 1 | 0.25 | KG | 0 189X0 087X0 077 | 4015081006748 |  | 681 | PDC | 1
100772 | NZM4-XDGV | 100772 | Rotary handle,lockable | 18 | cerere oferta | N | 1 | 0 | 1 | 0.29 | KG | 0 189X0 087X0 077 | 4015081006724 |  | 681 | PDC | 1
100773 | NZM4-XDGVR | 100773 | Rotary handle,red-yellow,lockable | 18 | cerere oferta | N | 1 | 0 | 1 | 0.262 | KG | 0 189X0 087X0 077 | 4015081006731 |  | 681 | PDC | 1
274243 | NZM4-XD-SDE | 274243 | Rotary handle + NZM4 cover | 18 | cerere oferta | N | 1 | 0 | 1 | 1.415 | KG | 160X210X130 | 4015082742430 |  | 681 | PDC | 1
266608 | NZM4-XDV | 266608 | rotary handle, lockable | 18 | cerere oferta | N | 1 | 0 | 1 | 1.314 | KG | 150X210X80 | 4015082666088 |  | 681 | PDC | 1
266610 | NZM4-XDVR | 266610 | rotary handle, red-yellow, lockable | 18 | cerere oferta | N | 1 | 0 | 1 | 1.29 | KG | 150X210X80 | 4015082666101 |  | 681 | PDC | 1
271779 | NZM4-XHB | 271779 | Main switch assembly kit | 18 | cerere oferta | N | 1 | 0 | 1 | 2.007 | KG | 250X165X165 | 4015082717797 |  | 681 | PDC | 1
271842 | NZM4-XHBR | 271842 | Main switch assembly kit | 18 | cerere oferta | N | 1 | 0 | 1 | 1.941 | KG | 250X165X165 | 4015082718428 |  | 681 | PDC | 1
266172 | NZM4-XHIV | 266172 | Early-make aux. contact | 18 | cerere oferta | N | 1 | 0 | 1 | 0.129 | KG | 107X64X51 | 4015082661724 |  | 681 | PDC | 1
266836 | NZM4-XKA | 266836 | Tunnel terminal 3pole | 18 | cerere oferta | N | 1 | 0 | 1 | 2.529 | KG | 88X159X90 | 4015082668365 |  | 681 | PDC | 1
266829 | NZM4-XKB | 266829 | Ribbon terminal 3pole | 18 | cerere oferta | N | 1 | 0 | 1 | 1.056 | KG | 61X150X52 | 4015082668297 |  | 681 | PDC | 1
266814 | NZM4-XKM1 | 266814 | Module mount.plate 1-hole 3pole | 18 | cerere oferta | N | 1 | 0 | 1 | 0.621 | KG | 61X135X10 | 4015082668143 |  | 681 | PDC | 1
266820 | NZM4-XKM2 | 266820 | Module mount.plate 2-hole 3pole | 18 | cerere oferta | N | 1 | 0 | 1 | 0.639 | KG | 54X129X10 | 4015082668204 |  | 681 | PDC | 1
284471 | NZM4-XKM2S-1250 | 284471 | Module plate 2hole vertical 3pole 1250A | 18 | cerere oferta | N | 1 | 0 | 1 | 1.431 | KG | 108X150X12 | 4015082844714 |  | 681 | PDC | 1
284473 | NZM4-XKM2S-1600 | 284473 | Module plate 2hole vertical 3pole 1600A | 18 | cerere oferta | N | 1 | 0 | 1 | 2.43 | KG | 128X150X20 | 4015082844738 |  | 681 | PDC | 1
281595 | NZM4-XKP | 281595 | Separator faze | 18 | cerere oferta | N | 1 | 0 | 1 | 0.17 | KG | 200X120X20 | 4015082815950 |  | 681 | PDC | 1
266842 | NZM4-XKR | 266842 | Rear connection 3pole | 18 | cerere oferta | N | 1 | 0 | 1 | 1.667 | KG | 45X135X63 | 4015082668426 |  | 681 | PDC | 1
127736 | NZM4-XKS | 127736 | Screw terminal set 3pole for 12-20mm CU | 18 | cerere oferta | N | 1 | 0 | 1 | 0.24 | KG | 70X40X60 | 4015081251469 |  | 681 | PDC | 1
266846 | NZM4-XKSA | 266846 | cover 3pole | 18 | cerere oferta | N | 1 | 0 | 1 | 0.576 | KG | 108X210X130 | 4015082668464 |  | 681 | PDC | 1
119876 | NZM4-XKSAV | 119876 | Terminal cover 3p wide | 18 | cerere oferta | N | 1 | 0 | 1 | 0.5 | KG | 230X290X120 | 4015081177271 |  | 681 | PDC | 1
292193 | NZM4-XKSFA | 292193 | Terminal cover, knockout, 3pole | 18 | cerere oferta | N | 1 | 0 | 1 | 0.051 | KG | 100X70X25 | 4015082921934 |  | 681 | PDC | 1
281593 | NZM4-XKV110 | 281593 | Set piese marire pas polar | 18 | cerere oferta | N | 1 | 0 | 1 | 3.1 | KG | 140X90X50 | 4015082815936 |  | 681 | PDC | 1
281591 | NZM4-XKV95 | 281591 | Set piese marire pas polar | 18 | cerere oferta | N | 1 | 0 | 1 | 2.91 | KG | 140X90X50 | 4015082815912 |  | 681 | PDC | 1
119861 | NZM4-XKV95-2KB | 119861 | Connection width extension, 3p, 2 studs | 18 | cerere oferta | N | 1 | 0 | 1 | 3.3 | KG | 128X120X130 | 4015081177127 |  | 681 | PDC | 1
281584 | NZM4-XMV | 281584 | Interblocaj mecanic intreruptor format 4 | 18 | cerere oferta | N | 1 | 0 | 1 | 0.597 | KG | 140X125X55 | 4015082815844 |  | 681 | PDC | 1
104547 | NZM4-XMVR | 104547 | Kit interblocaj mecanic 2 intreruptoare | 18 | cerere oferta | N | 1 | 0 | 1 | 0.8 | KG | 260X220X100 | 4015081043651 |  | 681 | PDC | 1
104552 | NZM4-XMVRL | 104552 | INTERBLOCAJ MECANIC CONTOR | 18 | cerere oferta | N | 1 | 0 | 1 | 0.9 | KG | 260X220X100 | 4015081043705 |  | 681 | PDC | 1
266684 | NZM4-XR110-130AC | 266684 | Motor actionare de la distanta | 18 | cerere oferta | N | 1 | 0 | 1 | 6.361 | KG | 189X210X202 | 4015082666842 |  | 679 | PDC | 1
266693 | NZM4-XR110-130DC | 266693 | Motor actionare de la distanta | 18 | cerere oferta | N | 1 | 0 | 1 | 6.1 | KG | 189X210X202 | 4015082666934 |  | 679 | PDC | 1
266685 | NZM4-XR208-240AC | 266685 | Motor actionare de la distanta | 18 | cerere oferta | N | 1 | 0 | 1 | 6.1 | KG | 189X210X202 | 4015082666859 |  | 679 | PDC | 1
266694 | NZM4-XR220-250DC | 266694 | Motor actionare de la distanta | 18 | cerere oferta | N | 1 | 0 | 1 | 6.1 | KG | 189X210X202 | 4015082666941 |  | 679 | PDC | 1
266691 | NZM4-XR24-30DC | 266691 | Motor actionare de la distanta | 18 | cerere oferta | N | 1 | 0 | 1 | 6.354 | KG | 189X210X202 | 4015082666910 |  | 679 | PDC | 1
266686 | NZM4-XR380-440AC | 266686 | Motor actionare de la distanta | 18 | cerere oferta | N | 1 | 0 | 1 | 6.1 | KG | 189X210X202 | 4015082666866 |  | 679 | PDC | 1
266692 | NZM4-XR48-60DC | 266692 | Motor actionare de la distanta | 18 | cerere oferta | N | 1 | 0 | 1 | 6.1 | KG | 189X210X202 | 4015082666927 |  | 679 | PDC | 1
289806 | NZM4-XS-L | 289806 | Maner rotativ pentru actionare din later | 18 | cerere oferta | N | 1 | 0 | 1 | 2.715 | KG | 250X165X165 | 4015082898069 |  | 681 | PDC | 1
289807 | NZM4-XS-R | 289807 | Maner rotativ pentru actionare din later | 18 | cerere oferta | N | 1 | 0 | 1 | 2.715 | KG | 250X165X165 | 4015082898076 |  | 681 | PDC | 1
289808 | NZM4-XSR-L | 289808 | Maner rotativ rosu-galben pentru actiona | 18 | cerere oferta | N | 1 | 0 | 1 | 2.715 | KG | 250X165X165 | 4015082898083 |  | 681 | PDC | 1
289809 | NZM4-XSR-R | 289809 | Maner rotativ rosu-galben pentru actiona | 18 | cerere oferta | N | 1 | 0 | 1 | 2.715 | KG | 250X165X165 | 4015082898090 |  | 681 | PDC | 1
100776 | NZM4-XSU-L | 100776 | Offset drive,left | 18 | cerere oferta | N | 1 | 0 | 1 | 0.96 | KG | 0 215X0 107X0 102 | 4015081006762 |  | 681 | PDC | 1
100775 | NZM4-XSU-R | 100775 | Offset drive,right | 18 | cerere oferta | N | 1 | 0 | 1 | 0.96 | KG | 0 215X0 107X0 102 | 4015081006755 |  | 681 | PDC | 1
266614 | NZM4-XTVD | 266614 | Maner rotativ pentru actionarea de pe us | 18 | cerere oferta | N | 1 | 0 | 1 | 1.785 | KG | 230X230X130 | 4015082666149 |  | 681 | PDC | 1
279395 | NZM4-XTVD-0 | 279395 | Maner rotativ pentru actionarea de pe us | 18 | cerere oferta | N | 1 | 0 | 1 | 1.584 | KG | 230X230X130 | 4015082793951 |  | 681 | PDC | 1
271507 | NZM4-XTVD-60 | 271507 | Maner rotativ pentru actionarea de pe us | 18 | cerere oferta | N | 1 | 0 | 1 | 1.65 | KG | 230X230X130 | 4015082715076 |  | 681 | PDC | 1
271448 | NZM4-XTVD-NA | 271448 | Maner rotativ pentru actionarea de pe us | 18 | cerere oferta | N | 1 | 0 | 1 | 1.753 | KG | 230X230X130 | 4015082714482 |  | 681 | PDC | 1
266616 | NZM4-XTVDV | 266616 | Maner rotativ pentru actionarea de pe us | 18 | cerere oferta | N | 1 | 0 | 1 | 1.934 | KG | 230X230X130 | 4015082666163 |  | 681 | PDC | 1
279399 | NZM4-XTVDV-0 | 279399 | Maner rotativ pentru actionarea de pe us | 18 | cerere oferta | N | 1 | 0 | 1 | 1.716 | KG | 230X230X130 | 4015082793999 |  | 681 | PDC | 1
271511 | NZM4-XTVDV-60 | 271511 | Maner rotativ pentru actionarea de pe us | 18 | cerere oferta | N | 1 | 0 | 1 | 1.78 | KG | 230X230X130 | 4015082715113 |  | 681 | PDC | 1
266618 | NZM4-XTVDVR | 266618 | Maner rotativ pentru actionarea de pe us | 18 | cerere oferta | N | 1 | 0 | 1 | 1.866 | KG | 230X230X130 | 4015082666187 |  | 681 | PDC | 1
279403 | NZM4-XTVDVR-0 | 279403 | Maner rotativ pentru actionarea de pe us | 18 | cerere oferta | N | 1 | 0 | 1 | 1.714 | KG | 230X230X130 | 4015082794033 |  | 681 | PDC | 1
271515 | NZM4-XTVDVR-60 | 271515 | Maner rotativ pentru actionarea de pe us | 18 | cerere oferta | N | 1 | 0 | 1 | 1.833 | KG | 230X230X130 | 4015082715151 |  | 681 | PDC | 1
271452 | NZM4-XTVDVR-NA | 271452 | Maner rotativ pentru actionarea de pe us | 18 | cerere oferta | N | 1 | 0 | 1 | 1.906 | KG | 230X230X130 | 4015082714529 |  | 681 | PDC | 1
266192 | NZM4-XU110-130AC | 266192 | Bobina de minima tensiune | 18 | cerere oferta | N | 1 | 0 | 1 | 0.263 | KG | 107X64X51 | 4015082661922 |  | 681 | PDC | 1
266207 | NZM4-XU110-130DC | 266207 | Bobina de minima tensiune | 18 | cerere oferta | N | 1 | 0 | 1 | 0.218 | KG | 107X64X51 | 4015082662073 |  | 681 | PDC | 1
266203 | NZM4-XU12DC | 266203 | Bobina de minima tensiune | 18 | cerere oferta | N | 1 | 0 | 1 | 0.218 | KG | 107X64X51 | 4015082662035 |  | 681 | PDC | 1
266193 | NZM4-XU208-240AC | 266193 | Bobina de minima tensiune | 18 | cerere oferta | N | 1 | 0 | 1 | 0.257 | KG | 107X64X51 | 4015082661939 |  | 681 | PDC | 1
266208 | NZM4-XU220-250DC | 266208 | Bobina de minima tensiune | 18 | cerere oferta | N | 1 | 0 | 1 | 0.218 | KG | 107X64X51 | 4015082662080 |  | 681 | PDC | 1
266189 | NZM4-XU24AC | 266189 | Bobina de minima tensiune | 18 | cerere oferta | N | 1 | 0 | 1 | 0.264 | KG | 107X64X51 | 4015082661892 |  | 681 | PDC | 1
266204 | NZM4-XU24DC | 266204 | Bobina de minima tensiune | 18 | cerere oferta | N | 1 | 0 | 1 | 0.265 | KG | 107X64X51 | 4015082662042 |  | 681 | PDC | 1
266194 | NZM4-XU380-440AC | 266194 | Bobina de minima tensiune | 18 | cerere oferta | N | 1 | 0 | 1 | 0.266 | KG | 107X64X51 | 4015082661946 |  | 681 | PDC | 1
266195 | NZM4-XU480-525AC | 266195 | Bobina de minima tensiune | 18 | cerere oferta | N | 1 | 0 | 1 | 0.218 | KG | 107X64X51 | 4015082661953 |  | 681 | PDC | 1
266190 | NZM4-XU48AC | 266190 | Bobina de minima tensiune | 18 | cerere oferta | N | 1 | 0 | 1 | 0.218 | KG | 107X64X51 | 4015082661908 |  | 681 | PDC | 1
266205 | NZM4-XU48DC | 266205 | Bobina de minima tensiune | 18 | cerere oferta | N | 1 | 0 | 1 | 0.218 | KG | 107X64X51 | 4015082662059 |  | 681 | PDC | 1
266196 | NZM4-XU600AC | 266196 | Bobina de minima tensiune | 18 | cerere oferta | N | 1 | 0 | 1 | 0.218 | KG | 107X64X51 | 4015082661960 |  | 681 | PDC | 1
266191 | NZM4-XU60AC | 266191 | Bobina de minima tensiune | 18 | cerere oferta | N | 1 | 0 | 1 | 0.218 | KG | 107X64X51 | 4015082661915 |  | 681 | PDC | 1
266206 | NZM4-XU60DC | 266206 | Bobina de minima tensiune | 18 | cerere oferta | N | 1 | 0 | 1 | 0.218 | KG | 107X64X51 | 4015082662066 |  | 681 | PDC | 1
266220 | NZM4-XUHIV110-130AC | 266220 | Bobina de minima tensiune cu contacte cu | 18 | cerere oferta | N | 1 | 0 | 1 | 0.24 | KG | 107X64X51 | 4015082662202 |  | 681 | PDC | 1
266235 | NZM4-XUHIV110-130DC | 266235 | Bobina de minima tensiune cu contacte cu | 18 | cerere oferta | N | 1 | 0 | 1 | 0.24 | KG | 107X64X51 | 4015082662356 |  | 681 | PDC | 1
266231 | NZM4-XUHIV12DC | 266231 | Bobina de minima tensiune cu contacte cu | 18 | cerere oferta | N | 1 | 0 | 1 | 0.24 | KG | 107X64X51 | 4015082662318 |  | 681 | PDC | 1
266247 | NZM4-XUHIV20110-130AC | 266247 | Bobina de minima tensiune cu contacte cu | 18 | cerere oferta | N | 1 | 0 | 1 | 0.24 | KG | 107X64X51 | 4015082662479 |  | 681 | PDC | 1
266248 | NZM4-XUHIV20208-240AC | 266248 | Bobina de minima tensiune cu contacte cu | 18 | cerere oferta | N | 1 | 0 | 1 | 0.323 | KG | 107X64X51 | 4015082662486 |  | 681 | PDC | 1
266244 | NZM4-XUHIV2024AC | 266244 | Bobina de minima tensiune cu contacte cu | 18 | cerere oferta | N | 1 | 0 | 1 | 0.24 | KG | 107X64X51 | 4015082662448 |  | 681 | PDC | 1
266258 | NZM4-XUHIV2024DC | 266258 | Bobina de minima tensiune cu contacte cu | 18 | cerere oferta | N | 1 | 0 | 1 | 0.24 | KG | 107X64X51 | 4015082662585 |  | 681 | PDC | 1
266249 | NZM4-XUHIV20380-440AC | 266249 | Bobina de minima tensiune cu contacte cu | 18 | cerere oferta | N | 1 | 0 | 1 | 0.24 | KG | 107X64X51 | 4015082662493 |  | 681 | PDC | 1
266221 | NZM4-XUHIV208-240AC | 266221 | Bobina de minima tensiune cu contacte cu | 18 | cerere oferta | N | 1 | 0 | 1 | 0.275 | KG | 107X64X51 | 4015082662219 |  | 681 | PDC | 1
266236 | NZM4-XUHIV220-250DC | 266236 | Bobina de minima tensiune cu contacte cu | 18 | cerere oferta | N | 1 | 0 | 1 | 0.24 | KG | 107X64X51 | 4015082662363 |  | 681 | PDC | 1
266217 | NZM4-XUHIV24AC | 266217 | Bobina de minima tensiune cu contacte cu | 18 | cerere oferta | N | 1 | 0 | 1 | 0.24 | KG | 107X64X51 | 4015082662172 |  | 681 | PDC | 1
266232 | NZM4-XUHIV24DC | 266232 | Bobina de minima tensiune cu contacte cu | 18 | cerere oferta | N | 1 | 0 | 1 | 0.24 | KG | 107X64X51 | 4015082662325 |  | 681 | PDC | 1
266222 | NZM4-XUHIV380-440AC | 266222 | Bobina de minima tensiune cu contacte cu | 18 | cerere oferta | N | 1 | 0 | 1 | 0.269 | KG | 107X64X51 | 4015082662226 |  | 681 | PDC | 1
266223 | NZM4-XUHIV480-525AC | 266223 | Bobina de minima tensiune cu contacte cu | 18 | cerere oferta | N | 1 | 0 | 1 | 0.24 | KG | 107X64X51 | 4015082662233 |  | 681 | PDC | 1
266218 | NZM4-XUHIV48AC | 266218 | Bobina de minima tensiune cu contacte cu | 18 | cerere oferta | N | 1 | 0 | 1 | 0.24 | KG | 107X64X51 | 4015082662189 |  | 681 | PDC | 1
266233 | NZM4-XUHIV48DC | 266233 | Bobina de minima tensiune cu contacte cu | 18 | cerere oferta | N | 1 | 0 | 1 | 0.24 | KG | 107X64X51 | 4015082662332 |  | 681 | PDC | 1
266219 | NZM4-XUHIV60AC | 266219 | Bobina de minima tensiune cu contacte cu | 18 | cerere oferta | N | 1 | 0 | 1 | 0.24 | KG | 107X64X51 | 4015082662196 |  | 681 | PDC | 1
266234 | NZM4-XUHIV60DC | 266234 | Bobina de minima tensiune cu contacte cu | 18 | cerere oferta | N | 1 | 0 | 1 | 0.24 | KG | 107X64X51 | 4015082662349 |  | 681 | PDC | 1
266588 | NZM4-XUV | 266588 | Bobina minima tensiune temporizata | 18 | cerere oferta | N | 1 | 0 | 1 | 0.263 | KG | 107X64X51 | 4015082665883 |  | 681 | PDC | 1
266596 | NZM4-XUVHIV | 266596 | Bobina de minima tensiune cu contacte cu | 18 | cerere oferta | N | 1 | 0 | 1 | 0.24 | KG | 107X64X51 | 4015082665968 |  | 681 | PDC | 1
266604 | NZM4-XUVHIV20 | 266604 | Bobina de minima tensiune cu contacte cu | 18 | cerere oferta | N | 1 | 0 | 1 | 0.24 | KG | 107X64X51 | 4015082666040 |  | 681 | PDC | 1
152538 | NZMB1-1-AF100 | 152538 | Circuit-breaker 1p syst./cable prot. Fix | 14 | cerere oferta | N | 1 | 0 | 1 | 0.442 | KG | 88X30X145 | 4015081492848 |  | 675 | PDC | 1
152539 | NZMB1-1-AF125 | 152539 | Circuit-breaker 1p syst./cable prot. Fix | 14 | cerere oferta | N | 1 | 0 | 1 | 0.444 | KG | 88X30X145 | 4015081492855 |  | 675 | PDC | 1
152536 | NZMB1-1-AF63 | 152536 | Circuit-breaker 1p syst./cable prot. Fix | 14 | cerere oferta | N | 1 | 0 | 1 | 0.438 | KG | 88X30X145 | 4015081492824 |  | 675 | PDC | 1
152537 | NZMB1-1-AF80 | 152537 | Circuit-breaker 1p syst./cable prot. Fix | 14 | cerere oferta | N | 1 | 0 | 1 | 0.438 | KG | 88X30X145 | 4015081492831 |  | 675 | PDC | 1
265807 | NZMB1-4-A100 | 265807 | Intreruptor automat 4p 100A | 14 | cerere oferta | N | 1 | 0 | 1 | 1.336 | KG | 84 5X120X145 | 4015082658076 |  | 675 | PDC | 1
265809 | NZMB1-4-A125 | 265809 | Intreruptor automat 4p 125A | 14 | cerere oferta | N | 1 | 0 | 1 | 1.33 | KG | 84 5X120X145 | 4015082658090 |  | 675 | PDC | 1
281243 | NZMB1-4-A160 | 281243 | Intreruptor automat 4p 160A | 14 | cerere oferta | N | 1 | 0 | 1 | 1.325 | KG | 84 5X120X145 | 4015082812430 |  | 675 | PDC | 1
281237 | NZMB1-4-A20 | 281237 | Intreruptor automat 4p 20A | 14 | cerere oferta | N | 1 | 0 | 1 | 1.334 | KG | 84 5X120X145 | 4015082812379 |  | 675 | PDC | 1
281239 | NZMB1-4-A25 | 281239 | Intreruptor automat 4p 25A | 14 | cerere oferta | N | 1 | 0 | 1 | 1.321 | KG | 84 5X120X145 | 4015082812393 |  | 675 | PDC | 1
281241 | NZMB1-4-A32 | 281241 | Intreruptor automat 4p 32A | 14 | cerere oferta | N | 1 | 0 | 1 | 1.34 | KG | 84 5X120X145 | 4015082812416 |  | 675 | PDC | 1
265799 | NZMB1-4-A40 | 265799 | Intreruptor automat 4p 40A | 14 | cerere oferta | N | 1 | 0 | 1 | 1.328 | KG | 84 5X120X145 | 4015082657994 |  | 675 | PDC | 1
265801 | NZMB1-4-A50 | 265801 | Intreruptor automat 4p 50A | 14 | cerere oferta | N | 1 | 0 | 1 | 1.316 | KG | 84 5X120X145 | 4015082658014 |  | 675 | PDC | 1
265803 | NZMB1-4-A63 | 265803 | Intreruptor automat 4p 63A | 14 | cerere oferta | N | 1 | 0 | 1 | 1.321 | KG | 84 5X120X145 | 4015082658038 |  | 675 | PDC | 1
265805 | NZMB1-4-A80 | 265805 | Intreruptor automat 4p 80A | 14 | cerere oferta | N | 1 | 0 | 1 | 1.323 | KG | 84 5X120X145 | 4015082658052 |  | 675 | PDC | 1
259079 | NZMB1-A100 | 259079 | Intreruptor automat 3p prot. sistemelor | 14 | cerere oferta | S | 1 | 0 | 1 | 1.069 | KG | 88X90X145 | 4015082590796 |  | 675 | PDC | 1
272258 | NZMB1-A100-NA | 272258 | Circuit-breaker 3p adjustable | 15 | cerere oferta | N | 1 | 0 | 1 | 1.082 | KG | 88X90X165 5 | 4015082722586 |  | 675 | PDC | 1
268239 | NZMB1-A100-S5-10 | 268239 | CB 3p plant/cable prot.SondIi'5-10xIn | 14 | cerere oferta | N | 1 | 0 | 1 | 1.046 | KG | 88X90X145 | 4015082682392 |  | 675 | PDC | 1
112732 | NZMB1-A100-S5-10-SVE | 112732 | C.-breaker 3p ,special 5-10 x In + plugs | 14 | cerere oferta | N | 1 | 0 | 1 | 1.227 | KG | 90X95X201 | 4015081122721 |  | 675 | PDC | 1
112707 | NZMB1-A100-SVE | 112707 | Circ.br. 3p sys/cab. prot.+plug-in cont. | 14 | cerere oferta | N | 1 | 0 | 1 | 1.203 | KG | 90X95X201 | 4015081122578 |  | 675 | PDC | 1
259080 | NZMB1-A125 | 259080 | Intreruptor automat 3p prot. sistemelor | 14 | cerere oferta | S | 1 | 0 | 1 | 1.068 | KG | 88X90X145 | 4015082590802 |  | 675 | PDC | 1
281562 | NZMB1-A125-NA | 281562 | Circuit-breaker 3p adjustable | 21 | cerere oferta | N | 1 | 0 | 1 | 1.082 | KG | 88X90X165 5 | 4015082815622 |  | 675 | PDC | 1
112708 | NZMB1-A125-SVE | 112708 | Circ.br. 3p sys/cab. prot.+plug-in cont. | 14 | cerere oferta | N | 1 | 0 | 1 | 1.203 | KG | 90X95X201 | 4015081122585 |  | 675 | PDC | 1
281230 | NZMB1-A160 | 281230 | Intreruptor automat 3p prot. sistemelor | 14 | cerere oferta | S | 1 | 0 | 1 | 1.123 | KG | 88X90X145 | 4015082812300 |  | 675 | PDC | 1
280987 | NZMB1-A20 | 280987 | Intreruptor automat 3p prot. sistemelor | 14 | cerere oferta | S | 1 | 0 | 1 | 1.07 | KG | 88X90X145 | 4015082809874 |  | 675 | PDC | 1
281559 | NZMB1-A20-NA | 281559 | Circuit-breaker 3p adjustable | 15 | cerere oferta | N | 1 | 0 | 1 | 1.082 | KG | 88X90X165 5 | 4015082815592 |  | 675 | PDC | 1
112733 | NZMB1-A20-SVE | 112733 | Circ.br. 3p sys/cab. prot.+plug-in cont. | 14 | cerere oferta | N | 1 | 0 | 1 | 1.209 | KG | 90X95X201 | 4015081122738 |  | 675 | PDC | 1
280988 | NZMB1-A25 | 280988 | Intreruptor automat 3p prot. sistemelor | 14 | cerere oferta | S | 1 | 0 | 1 | 1.018 | KG | 88X90X145 | 4015082809881 |  | 675 | PDC | 1
112734 | NZMB1-A25-SVE | 112734 | Circ.br. 3p sys/cab. prot.+plug-in cont. | 14 | cerere oferta | N | 1 | 0 | 1 | 1.199 | KG | 90X95X201 | 4015081122745 |  | 675 | PDC | 1
280989 | NZMB1-A32 | 280989 | Intreruptor automat 3p prot. sistemelor | 14 | cerere oferta | S | 1 | 0 | 1 | 1.062 | KG | 88X90X145 | 4015082809898 |  | 675 | PDC | 1
112735 | NZMB1-A32-SVE | 112735 | Circ.br. 3p sys/cab. prot.+plug-in cont. | 14 | cerere oferta | N | 1 | 0 | 1 | 1.216 | KG | 90X95X201 | 4015081122752 |  | 675 | PDC | 1
259075 | NZMB1-A40 | 259075 | Intreruptor automat 3p prot. sistemelor | 14 | cerere oferta | S | 1 | 0 | 1 | 1.054 | KG | 88X90X145 | 4015082590758 |  | 675 | PDC | 1
112703 | NZMB1-A40-SVE | 112703 | Circ.br. 3p sys/cab. prot.+plug-in cont. | 14 | cerere oferta | N | 1 | 0 | 1 | 1.202 | KG | 90X95X201 | 4015081122530 |  | 675 | PDC | 1
259076 | NZMB1-A50 | 259076 | Intreruptor automat 3p prot. sistemelor | 14 | cerere oferta | S | 1 | 0 | 1 | 1.053 | KG | 88X90X145 | 4015082590765 |  | 675 | PDC | 1
272254 | NZMB1-A50-NA | 272254 | Intreruptor automat tripolar | 18 | cerere oferta | N | 1 | 0 | 1 | 1.07 | KG | 88X90X165 5 | 4015082722548 |  | 675 | PDC | 1
268236 | NZMB1-A50-S5-10 | 268236 | CB 3p plant/cable prot.,SondIi'5-10xIn | 14 | cerere oferta | N | 1 | 0 | 1 | 1.046 | KG | 88X90X145 | 4015082682361 |  | 675 | PDC | 1
112729 | NZMB1-A50-S5-10-SVE | 112729 | C.-breaker 3p ,special 5-10 x In + plugs | 14 | cerere oferta | N | 1 | 0 | 1 | 1.227 | KG | 90X95X201 | 4015081122691 |  | 675 | PDC | 1
112704 | NZMB1-A50-SVE | 112704 | Circ.br. 3p sys/cab. prot.+plug-in cont. | 14 | cerere oferta | N | 1 | 0 | 1 | 1.208 | KG | 90X95X201 | 4015081122547 |  | 675 | PDC | 1
259077 | NZMB1-A63 | 259077 | Intreruptor automat 3p prot. sistemelor | 14 | cerere oferta | S | 1 | 0 | 1 | 1.051 | KG | 88X90X145 | 4015082590772 |  | 675 | PDC | 1
272255 | NZMB1-A63-NA | 272255 | Circuit-breaker 3p adjustable | 14 | cerere oferta | N | 1 | 0 | 1 | 1.073 | KG | 88X90X165 5 | 4015082722555 |  | 675 | PDC | 1
268237 | NZMB1-A63-S5-10 | 268237 | CB 3p plant/cable prot.SondIi'5-10xIn | 14 | cerere oferta | N | 1 | 0 | 1 | 1.046 | KG | 88X90X145 | 4015082682378 |  | 675 | PDC | 1
112730 | NZMB1-A63-S5-10-SVE | 112730 | C.-breaker 3p ,special 5-10 x In + plugs | 14 | cerere oferta | N | 1 | 0 | 1 | 1.227 | KG | 90X95X201 | 4015081122707 |  | 675 | PDC | 1
112705 | NZMB1-A63-SVE | 112705 | Circ.br. 3p sys/cab. prot.+plug-in cont. | 14 | cerere oferta | N | 1 | 0 | 1 | 1.199 | KG | 90X95X201 | 4015081122554 |  | 675 | PDC | 1
259078 | NZMB1-A80 | 259078 | Intreruptor automat 3p prot. sistemelor | 14 | cerere oferta | S | 1 | 0 | 1 | 1.059 | KG | 88X90X145 | 4015082590789 |  | 675 | PDC | 1
272256 | NZMB1-A80-NA | 272256 | Circuit-breaker 3p adjustable | 15 | cerere oferta | N | 1 | 0 | 1 | 1.07 | KG | 88X90X165 5 | 4015082722562 |  | 675 | PDC | 1
268238 | NZMB1-A80-S5-10 | 268238 | CB 3p plant/cable prot.SondIi'5-10xIn | 14 | cerere oferta | N | 1 | 0 | 1 | 1.046 | KG | 88X90X145 | 4015082682385 |  | 675 | PDC | 1
112731 | NZMB1-A80-S5-10-SVE | 112731 | C.-breaker 3p ,special 5-10 x In + plugs | 14 | cerere oferta | N | 1 | 0 | 1 | 1.227 | KG | 90X95X201 | 4015081122714 |  | 675 | PDC | 1
112706 | NZMB1-A80-SVE | 112706 | Circ.br. 3p sys/cab. prot.+plug-in cont. | 14 | cerere oferta | N | 1 | 0 | 1 | 1.201 | KG | 90X95X201 | 4015081122561 |  | 675 | PDC | 1
265714 | NZMB1-M100 | 265714 | Intreruptor automat 3p 100A prot. motoar | 14 | cerere oferta | S | 1 | 0 | 1 | 0.9 | KG | 88X90X145 | 4015082657147 |  | 675 | PDC | 1
112723 | NZMB1-M100-SVE | 112723 | C.-breaker 3p motor protect. + plugs | 14 | cerere oferta | N | 1 | 0 | 1 | 1.192 | KG | 90X95X201 | 4015081122639 |  | 675 | PDC | 1
265710 | NZMB1-M40 | 265710 | Intreruptor automat 3p 40A prot. motoar | 14 | cerere oferta | S | 1 | 0 | 1 | 1.028 | KG | 88X90X145 | 4015082657109 |  | 675 | PDC | 1
112709 | NZMB1-M40-SVE | 112709 | C.-breaker 3p motor protect. + plugs | 14 | cerere oferta | N | 1 | 0 | 1 | 1.209 | KG | 90X95X201 | 4015081122592 |  | 675 | PDC | 1
265711 | NZMB1-M50 | 265711 | Intreruptor automat 3p 50A prot. motoar | 14 | cerere oferta | S | 1 | 0 | 1 | 1.023 | KG | 88X90X145 | 4015082657116 |  | 675 | PDC | 1
112720 | NZMB1-M50-SVE | 112720 | C.-breaker 3p motor protect. + plugs | 14 | cerere oferta | N | 1 | 0 | 1 | 1.204 | KG | 90X95X201 | 4015081122608 |  | 675 | PDC | 1
265712 | NZMB1-M63 | 265712 | Intreruptor automat 3p 63A prot. motoar | 14 | cerere oferta | S | 1 | 0 | 1 | 1.032 | KG | 88X90X145 | 4015082657123 |  | 675 | PDC | 1
112721 | NZMB1-M63-SVE | 112721 | C.-breaker 3p motor protect. + plugs | 14 | cerere oferta | N | 1 | 0 | 1 | 1.213 | KG | 90X95X201 | 4015081122615 |  | 675 | PDC | 1
265713 | NZMB1-M80 | 265713 | Intreruptor automat 3p 80A MP | 14 | cerere oferta | S | 1 | 0 | 1 | 1.02 | KG | 88X90X145 | 4015082657130 |  | 675 | PDC | 1
112722 | NZMB1-M80-SVE | 112722 | C.-breaker 3p motor protect. + plugs | 14 | cerere oferta | N | 1 | 0 | 1 | 1.201 | KG | 90X95X201 | 4015081122622 |  | 675 | PDC | 1
265730 | NZMB1-S100 | 265730 | Intreruptor automat 3p 100A | 14 | cerere oferta | S | 1 | 0 | 1 | 1.046 | KG | 88X90X145 | 4015082657307 |  | 675 | PDC | 1
112728 | NZMB1-S100-SVE | 112728 | C.-breaker 3p w/o bimetal + plugs | 14 | cerere oferta | N | 1 | 0 | 1 | 1.227 | KG | 90X95X201 | 4015081122684 |  | 675 | PDC | 1
265726 | NZMB1-S40 | 265726 | Intreruptor automat 3p 40A | 14 | cerere oferta | S | 1 | 0 | 1 | 1.019 | KG | 88X90X145 | 4015082657260 |  | 675 | PDC | 1
112724 | NZMB1-S40-SVE | 112724 | C.-breaker 3p w/o bimetal + plugs | 14 | cerere oferta | N | 1 | 0 | 1 | 1.2 | KG | 90X95X201 | 4015081122646 |  | 675 | PDC | 1
265727 | NZMB1-S50 | 265727 | Intreruptor automat 3p 50A | 14 | cerere oferta | S | 1 | 0 | 1 | 1.046 | KG | 88X90X145 | 4015082657277 |  | 675 | PDC | 1
112725 | NZMB1-S50-SVE | 112725 | C.-breaker 3p w/o bimetal + plugs | 14 | cerere oferta | N | 1 | 0 | 1 | 1.227 | KG | 90X95X201 | 4015081122653 |  | 675 | PDC | 1
265728 | NZMB1-S63 | 265728 | Intreruptor automat 3p 63A | 14 | cerere oferta | S | 1 | 0 | 1 | 1.008 | KG | 88X90X145 | 4015082657284 |  | 675 | PDC | 1
112726 | NZMB1-S63-SVE | 112726 | C.-breaker 3p w/o bimetal + plugs | 14 | cerere oferta | N | 1 | 0 | 1 | 1.189 | KG | 90X95X201 | 4015081122660 |  | 675 | PDC | 1
265729 | NZMB1-S80 | 265729 | Intreruptor automat 3p 80A | 14 | cerere oferta | S | 1 | 0 | 1 | 1.046 | KG | 88X90X145 | 4015082657291 |  | 675 | PDC | 1
112727 | NZMB1-S80-SVE | 112727 | C.-breaker 3p w/o bimetal + plugs | 14 | cerere oferta | N | 1 | 0 | 1 | 1.227 | KG | 90X95X201 | 4015081122677 |  | 675 | PDC | 1
265847 | NZMB2-4-A125 | 265847 | Intreruptor automat 4p 125A | 15 | cerere oferta | N | 1 | 0 | 1 | 3 | KG | 149X140X184 | 4015082658472 |  | 676 | PDC | 1
113207 | NZMB2-4-A125-SVE | 113207 | Intreruptor automat 125A 4p prot. sistem | 15 | cerere oferta | N | 1 | 0 | 1 | 3.604 | KG | 180X140X245 | 4015081127429 |  | 676 | PDC | 1
265849 | NZMB2-4-A160 | 265849 | Intreruptor automat 4p 160A | 15 | cerere oferta | N | 1 | 0 | 1 | 3 | KG | 149X140X184 | 4015082658496 |  | 676 | PDC | 1
265850 | NZMB2-4-A160/100 | 265850 | Intreruptor automat 4p 160A | 15 | cerere oferta | N | 1 | 0 | 1 | 3 | KG | 149X140X184 | 4015082658502 |  | 676 | PDC | 1
113210 | NZMB2-4-A160/100-SVE | 113210 | Intreruptor automat 160A 4p prot. sistem | 15 | cerere oferta | N | 1 | 0 | 1 | 3.598 | KG | 180X140X245 | 4015081127450 |  | 676 | PDC | 1
113209 | NZMB2-4-A160-SVE | 113209 | Intreruptor automat 160A 4p prot. sistem | 15 | cerere oferta | N | 1 | 0 | 1 | 3.589 | KG | 180X140X245 | 4015081127443 |  | 676 | PDC | 1
265852 | NZMB2-4-A200 | 265852 | Intreruptor automat 4p 200A | 15 | cerere oferta | N | 1 | 0 | 1 | 3 | KG | 149X140X184 | 4015082658526 |  | 676 | PDC | 1
265853 | NZMB2-4-A200/125 | 265853 | Intreruptor automat 4p 200A | 15 | cerere oferta | N | 1 | 0 | 1 | 3 | KG | 149X140X184 | 4015082658533 |  | 676 | PDC | 1
113213 | NZMB2-4-A200/125-SVE | 113213 | Intreruptor automat 200A 4p prot. sistem | 15 | cerere oferta | N | 1 | 0 | 1 | 4.07 | KG | 180X140X245 | 4015081127481 |  | 676 | PDC | 1
113212 | NZMB2-4-A200-SVE | 113212 | Intreruptor automat 200A 4p prot. sistem | 15 | cerere oferta | N | 1 | 0 | 1 | 3.644 | KG | 180X140X245 | 4015081127474 |  | 676 | PDC | 1
265855 | NZMB2-4-A250 | 265855 | Intreruptor automat 4p 250A | 15 | cerere oferta | N | 1 | 0 | 1 | 3 | KG | 149X140X184 | 4015082658557 |  | 676 | PDC | 1
265856 | NZMB2-4-A250/160 | 265856 | Intreruptor automat 4p 250A | 15 | cerere oferta | N | 1 | 0 | 1 | 3 | KG | 149X140X184 | 4015082658564 |  | 676 | PDC | 1
113216 | NZMB2-4-A250/160-SVE | 113216 | Intreruptor automat 250A 4p prot. sistem | 15 | cerere oferta | N | 1 | 0 | 1 | 3.643 | KG | 180X140X245 | 4015081127511 |  | 676 | PDC | 1
113215 | NZMB2-4-A250-SVE | 113215 | Intreruptor automat 250A 4p prot. sistem | 15 | cerere oferta | N | 1 | 0 | 1 | 3.658 | KG | 180X140X245 | 4015081127504 |  | 676 | PDC | 1
107582 | NZMB2-4-A300 | 107582 | Circuit-breaker 4p 300A | 15 | cerere oferta | N | 1 | 0 | 1 | 3 | KG | 149X140X184 | 4015081072620 |  | 676 | PDC | 1
107583 | NZMB2-4-A300/200 | 107583 | Circuit-breaker 4p 300A | 15 | cerere oferta | N | 1 | 0 | 1 | 3 | KG | 149X140X184 | 4015081072637 |  | 676 | PDC | 1
259087 | NZMB2-A125 | 259087 | Intreruptor automat 3p prot. sistemelor | 15 | cerere oferta | S | 1 | 0 | 1 | 2.36 | KG | 149X105X184 | 4015082590871 |  | 676 | PDC | 1
113192 | NZMB2-A125-SVE | 113192 | Intreruptor automat 125A 3p prot. sistem | 15 | cerere oferta | N | 1 | 0 | 1 | 2.8 | KG | 180X105X245 | 4015081126576 |  | 676 | PDC | 1
259088 | NZMB2-A160 | 259088 | Intreruptor automat 3p prot. sistemelor | 15 | cerere oferta | S | 1 | 0 | 1 | 2.32 | KG | 149X105X184 | 4015082590888 |  | 676 | PDC | 1
268250 | NZMB2-A160-S5-10 | 268250 | CB 3p plant/cable prot.SondIi'5-10xIn | 15 | cerere oferta | N | 1 | 0 | 1 | 2.345 | KG | 149X105X184 | 4015082682507 |  | 676 | PDC | 1
113202 | NZMB2-A160-S5-10-SVE | 113202 | Intreruptor automat 160A 3p Sond 5-10xIn | 15 | cerere oferta | N | 1 | 0 | 1 | 2.785 | KG | 180X105X245 | 4015081127375 |  | 676 | PDC | 1
113193 | NZMB2-A160-SVE | 113193 | Intreruptor automat 160A 3p prot. sistem | 15 | cerere oferta | N | 1 | 0 | 1 | 2.76 | KG | 180X105X245 | 4015081126583 |  | 676 | PDC | 1
259089 | NZMB2-A200 | 259089 | Intreruptor automat 3p prot. sistemelor | 15 | cerere oferta | S | 1 | 0 | 1 | 2.344 | KG | 149X105X184 | 4015082590895 |  | 676 | PDC | 1
269216 | NZMB2-A200-NA | 269216 | INTRERUPATOR CAPSULAT | 15 | cerere oferta | N | 1 | 0 | 1 | 2.405 | KG | 149X105X195 | 4015082692162 |  | 676 | PDC | 1
268251 | NZMB2-A200-S5-10 | 268251 | CB 3p plant/cable prot.SondIi'5-10xIn | 15 | cerere oferta | N | 1 | 0 | 1 | 2.345 | KG | 149X105X184 | 4015082682514 |  | 676 | PDC | 1
113203 | NZMB2-A200-S5-10-SVE | 113203 | Intreruptor automat 200A 3p Sond 5-10xIn | 15 | cerere oferta | N | 1 | 0 | 1 | 2.785 | KG | 180X105X245 | 4015081127382 |  | 676 | PDC | 1
113194 | NZMB2-A200-SVE | 113194 | Intreruptor automat 200A 3p prot. sistem | 15 | cerere oferta | N | 1 | 0 | 1 | 2.784 | KG | 180X105X245 | 4015081126590 |  | 676 | PDC | 1
259090 | NZMB2-A250 | 259090 | Intreruptor automat 3p prot. sistemelor | 15 | cerere oferta | S | 1 | 0 | 1 | 2.368 | KG | 149X105X184 | 4015082590901 |  | 676 | PDC | 1
268252 | NZMB2-A250-S5-10 | 268252 | CB 3p plant/cable prot.SondIi'5-10xIn | 15 | cerere oferta | N | 1 | 0 | 1 | 2.345 | KG | 149X105X184 | 4015082682521 |  | 676 | PDC | 1
113204 | NZMB2-A250-S5-10-SVE | 113204 | Intreruptor automat 250A 3p Sond 5-10xIn | 15 | cerere oferta | N | 1 | 0 | 1 | 2.785 | KG | 180X105X245 | 4015081127399 |  | 676 | PDC | 1
113195 | NZMB2-A250-SVE | 113195 | Intreruptor automat 250A 3p prot. sistem | 15 | cerere oferta | N | 1 | 0 | 1 | 2.808 | KG | 180X105X245 | 4015081127306 |  | 676 | PDC | 1
107518 | NZMB2-A300 | 107518 | Circuit-breaker 3p systems/cable prot. | 15 | cerere oferta | S | 1 | 0 | 1 | 2.345 | KG | 149X105X184 | 4015081072484 |  | 676 | PDC | 1
265715 | NZMB2-M125 | 265715 | Intreruptor automat 3p 125A prot. motoar | 15 | cerere oferta | S | 1 | 0 | 1 | 2.35 | KG | 149X105X184 | 4015082657154 |  | 676 | PDC | 1
113196 | NZMB2-M125-SVE | 113196 | Intreruptor automat 125A 3p prot. motoar | 15 | cerere oferta | N | 1 | 0 | 1 | 2.79 | KG | 180X105X245 | 4015081127313 |  | 676 | PDC | 1
265716 | NZMB2-M160 | 265716 | Intreruptor automat 3p 160A prot. motoar | 15 | cerere oferta | S | 1 | 0 | 1 | 2.327 | KG | 149X105X184 | 4015082657161 |  | 676 | PDC | 1
113197 | NZMB2-M160-SVE | 113197 | Intreruptor automat 160A 3p prot. motoar | 15 | cerere oferta | N | 1 | 0 | 1 | 2.767 | KG | 180X105X245 | 4015081127320 |  | 676 | PDC | 1
265717 | NZMB2-M200 | 265717 | Intreruptor automat 3p 200A prot. motoar | 15 | cerere oferta | S | 1 | 0 | 1 | 2.343 | KG | 149X105X184 | 4015082657178 |  | 676 | PDC | 1
113198 | NZMB2-M200-SVE | 113198 | Intreruptor automat 200A 3p prot. motoar | 15 | cerere oferta | N | 1 | 0 | 1 | 2.783 | KG | 180X105X245 | 4015081127337 |  | 676 | PDC | 1
265736 | NZMB2-S125 | 265736 | Intreruptor automat 3p 125A | 15 | cerere oferta | S | 1 | 0 | 1 | 2.35 | KG | 149X105X184 | 4015082657369 |  | 676 | PDC | 1
113199 | NZMB2-S125-SVE | 113199 | Intreruptor automat 125A 3p fara prot. s | 15 | cerere oferta | N | 1 | 0 | 1 | 2.79 | KG | 180X105X245 | 4015081127344 |  | 676 | PDC | 1
265737 | NZMB2-S160 | 265737 | Intreruptor automat 3p 160A | 15 | cerere oferta | S | 1 | 0 | 1 | 2.32 | KG | 149X105X184 | 4015082657376 |  | 676 | PDC | 1
113200 | NZMB2-S160-SVE | 113200 | Intreruptor automat 160A 3p fara prot. s | 15 | cerere oferta | N | 1 | 0 | 1 | 2.76 | KG | 180X105X245 | 4015081127351 |  | 676 | PDC | 1
265738 | NZMB2-S200 | 265738 | Intreruptor automat 3p 200A | 15 | cerere oferta | S | 1 | 0 | 1 | 2.328 | KG | 149X105X184 | 4015082657383 |  | 676 | PDC | 1
113201 | NZMB2-S200-SVE | 113201 | Intreruptor automat 200A 3p fara prot. s | 15 | cerere oferta | N | 1 | 0 | 1 | 2.768 | KG | 180X105X245 | 4015081127368 |  | 676 | PDC | 1
271416 | NZMC1-4-A100 | 271416 | Intreruptor automat 4p prot. sistemelor | 14 | cerere oferta | N | 1 | 0 | 1 | 1.341 | KG | 84 5X120X145 | 4015082714161 |  | 675 | PDC | 1
271418 | NZMC1-4-A125 | 271418 | Intreruptor automat 4p prot. sistemelor | 14 | cerere oferta | N | 1 | 0 | 1 | 1.325 | KG | 84 5X120X145 | 4015082714185 |  | 675 | PDC | 1
283306 | NZMC1-4-A160 | 283306 | Intreruptor automat 4p 160A | 14 | cerere oferta | N | 1 | 0 | 1 | 1.325 | KG | 84 5X120X145 | 4015082833060 |  | 675 | PDC | 1
283300 | NZMC1-4-A20 | 283300 | Intreruptor automat 4p 20A | 14 | cerere oferta | N | 1 | 0 | 1 | 1.325 | KG | 84 5X120X145 | 4015082833008 |  | 675 | PDC | 1
283302 | NZMC1-4-A25 | 283302 | Intreruptor automat 4p 25A | 14 | cerere oferta | N | 1 | 0 | 1 | 1.325 | KG | 84 5X120X145 | 4015082833022 |  | 675 | PDC | 1
283304 | NZMC1-4-A32 | 283304 | Intreruptor automat 4p 32A | 14 | cerere oferta | N | 1 | 0 | 1 | 1.325 | KG | 84 5X120X145 | 4015082833046 |  | 675 | PDC | 1
271408 | NZMC1-4-A40 | 271408 | Intreruptor automat 4p prot. sistemelor | 14 | cerere oferta | N | 1 | 0 | 1 | 1.333 | KG | 84 5X120X145 | 4015082714086 |  | 675 | PDC | 1
271410 | NZMC1-4-A50 | 271410 | Intreruptor automat 4p prot. sistemelor | 14 | cerere oferta | N | 1 | 0 | 1 | 1.325 | KG | 84 5X120X145 | 4015082714109 |  | 675 | PDC | 1
271412 | NZMC1-4-A63 | 271412 | Intreruptor automat 4p prot. sistemelor | 14 | cerere oferta | N | 1 | 0 | 1 | 1.325 | KG | 84 5X120X145 | 4015082714123 |  | 675 | PDC | 1
271414 | NZMC1-4-A80 | 271414 | Intreruptor automat 4p prot. sistemelor | 14 | cerere oferta | N | 1 | 0 | 1 | 1.325 | KG | 84 5X120X145 | 4015082714147 |  | 675 | PDC | 1
271396 | NZMC1-A100 | 271396 | Intreruptor automat 3p prot. sistemelor | 14 | cerere oferta | N | 1 | 0 | 1 | 1.066 | KG | 88X90X145 | 4015082713966 |  | 675 | PDC | 1
112741 | NZMC1-A100-SVE | 112741 | C.-breaker 3p syst/line protect. + plugs | 18 | cerere oferta | N | 1 | 0 | 1 | 1.216 | KG | 90X95X201 | 4015081122813 |  | 675 | PDC | 1
271397 | NZMC1-A125 | 271397 | Intreruptor automat 3p prot. sistemelor | 14 | cerere oferta | N | 1 | 0 | 1 | 1.063 | KG | 88X90X145 | 4015082713973 |  | 675 | PDC | 1
112742 | NZMC1-A125-SVE | 112742 | C.-breaker 3p syst/line protect. + plugs | 18 | cerere oferta | N | 1 | 0 | 1 | 1.216 | KG | 90X95X201 | 4015081122820 |  | 675 | PDC | 1
283296 | NZMC1-A160 | 283296 | Intreruptor automat 3p dis.circ./cable p | 14 | cerere oferta | N | 1 | 0 | 1 | 1.126 | KG | 84 5X90X145 | 4015082832964 |  | 675 | PDC | 1
283293 | NZMC1-A20 | 283293 | Intreruptor automat 3p dis.circ./cable p | 14 | cerere oferta | N | 1 | 0 | 1 | 1.068 | KG | 84 5X90X145 | 4015082832933 |  | 675 | PDC | 1
112753 | NZMC1-A20-SVE | 112753 | C.-breaker 3p syst/line protect. + plugs | 18 | cerere oferta | N | 1 | 0 | 1 | 1.227 | KG | 90X95X201 | 4015081122936 |  | 675 | PDC | 1
283294 | NZMC1-A25 | 283294 | Intreruptor automat 3p dis.circ./cable p | 14 | cerere oferta | N | 1 | 0 | 1 | 1.046 | KG | 84 5X90X145 | 4015082832940 |  | 675 | PDC | 1
112754 | NZMC1-A25-SVE | 112754 | C.-breaker 3p syst/line protect. + plugs | 18 | cerere oferta | N | 1 | 0 | 1 | 1.227 | KG | 90X95X201 | 4015081122943 |  | 675 | PDC | 1
283295 | NZMC1-A32 | 283295 | Intreruptor automat 3p dis.circ./cable p | 14 | cerere oferta | N | 1 | 0 | 1 | 1.072 | KG | 84 5X90X145 | 4015082832957 |  | 675 | PDC | 1
112755 | NZMC1-A32-SVE | 112755 | C.-breaker 3p syst/line protect. + plugs | 18 | cerere oferta | N | 1 | 0 | 1 | 1.227 | KG | 90X95X201 | 4015081122950 |  | 675 | PDC | 1
271392 | NZMC1-A40 | 271392 | Intreruptor automat 3p prot. sistemelor | 14 | cerere oferta | N | 1 | 0 | 1 | 1.066 | KG | 88X90X145 | 4015082713928 |  | 675 | PDC | 1
271393 | NZMC1-A50 | 271393 | Intreruptor automat 3p prot. sistemelor | 14 | cerere oferta | N | 1 | 0 | 1 | 1.05 | KG | 88X90X145 | 4015082713935 |  | 675 | PDC | 1
112738 | NZMC1-A50-SVE | 112738 | C.-breaker 3p syst/line protect. + plugs | 18 | cerere oferta | N | 1 | 0 | 1 | 1.195 | KG | 90X95X201 | 4015081122783 |  | 675 | PDC | 1
271394 | NZMC1-A63 | 271394 | Intreruptor automat 3p prot. sistemelor | 14 | cerere oferta | N | 1 | 0 | 1 | 1.049 | KG | 88X90X145 | 4015082713942 |  | 675 | PDC | 1
112739 | NZMC1-A63-SVE | 112739 | C.-breaker 3p syst/line protect. + plugs | 18 | cerere oferta | N | 1 | 0 | 1 | 1.197 | KG | 90X95X201 | 4015081122790 |  | 675 | PDC | 1
271395 | NZMC1-A80 | 271395 | Intreruptor automat 3p prot. sistemelor | 14 | cerere oferta | N | 1 | 0 | 1 | 1.06 | KG | 88X90X145 | 4015082713959 |  | 675 | PDC | 1
112740 | NZMC1-A80-SVE | 112740 | C.-breaker 3p syst/line protect. + plugs | 18 | cerere oferta | N | 1 | 0 | 1 | 1.194 | KG | 90X95X201 | 4015081122806 |  | 675 | PDC | 1
271402 | NZMC1-M100 | 271402 | Intreruptor automat 3p prot. motoare | 14 | cerere oferta | N | 1 | 0 | 1 | 1.046 | KG | 88X90X145 | 4015082714024 |  | 675 | PDC | 1
112747 | NZMC1-M100-SVE | 112747 | C.-breaker 3p motor protect. + plugs | 18 | cerere oferta | N | 1 | 0 | 1 | 1.227 | KG | 90X95X201 | 4015081122875 |  | 675 | PDC | 1
271398 | NZMC1-M40 | 271398 | Intreruptor automat 3p prot. motoare | 14 | cerere oferta | N | 1 | 0 | 1 | 1.046 | KG | 88X90X145 | 4015082713980 |  | 675 | PDC | 1
112743 | NZMC1-M40-SVE | 112743 | C.-breaker 3p motor protect. + plugs | 18 | cerere oferta | N | 1 | 0 | 1 | 1.227 | KG | 90X95X201 | 4015081122837 |  | 675 | PDC | 1
271399 | NZMC1-M50 | 271399 | Intreruptor automat 3p prot. motoare | 14 | cerere oferta | N | 1 | 0 | 1 | 1.046 | KG | 88X90X145 | 4015082713997 |  | 675 | PDC | 1
112744 | NZMC1-M50-SVE | 112744 | C.-breaker 3p motor protect. + plugs | 18 | cerere oferta | N | 1 | 0 | 1 | 1.227 | KG | 90X95X201 | 4015081122844 |  | 675 | PDC | 1
271400 | NZMC1-M63 | 271400 | Intreruptor automat 3p prot. motoare | 14 | cerere oferta | N | 1 | 0 | 1 | 1.046 | KG | 88X90X145 | 4015082714000 |  | 675 | PDC | 1
112745 | NZMC1-M63-SVE | 112745 | C.-breaker 3p motor protect. + plugs | 18 | cerere oferta | N | 1 | 0 | 1 | 1.227 | KG | 90X95X201 | 4015081122851 |  | 675 | PDC | 1
271401 | NZMC1-M80 | 271401 | Intreruptor automat 3p prot. motoare | 14 | cerere oferta | N | 1 | 0 | 1 | 1.046 | KG | 88X90X145 | 4015082714017 |  | 675 | PDC | 1
112746 | NZMC1-M80-SVE | 112746 | C.-breaker 3p motor protect. + plugs | 18 | cerere oferta | N | 1 | 0 | 1 | 1.227 | KG | 90X95X201 | 4015081122868 |  | 675 | PDC | 1
271407 | NZMC1-S100 | 271407 | Intreruptor automat 3p without bimetal | 14 | cerere oferta | N | 1 | 0 | 1 | 1.046 | KG | 88X90X145 | 4015082714079 |  | 675 | PDC | 1
112752 | NZMC1-S100-SVE | 112752 | C.-breaker 3p w/o bimetal + plugs | 18 | cerere oferta | N | 1 | 0 | 1 | 1.227 | KG | 90X95X201 | 4015081122929 |  | 675 | PDC | 1
271403 | NZMC1-S40 | 271403 | Intreruptor automat 3p without bimetal | 14 | cerere oferta | N | 1 | 0 | 1 | 1.046 | KG | 88X90X145 | 4015082714031 |  | 675 | PDC | 1
112748 | NZMC1-S40-SVE | 112748 | C.-breaker 3p w/o bimetal + plugs | 18 | cerere oferta | N | 1 | 0 | 1 | 1.227 | KG | 90X95X201 | 4015081122882 |  | 675 | PDC | 1
271404 | NZMC1-S50 | 271404 | Intreruptor automat 3p without bimetal | 14 | cerere oferta | N | 1 | 0 | 1 | 1.046 | KG | 88X90X145 | 4015082714048 |  | 675 | PDC | 1
112749 | NZMC1-S50-SVE | 112749 | C.-breaker 3p w/o bimetal + plugs | 18 | cerere oferta | N | 1 | 0 | 1 | 1.227 | KG | 90X95X201 | 4015081122899 |  | 675 | PDC | 1
271405 | NZMC1-S63 | 271405 | Intreruptor automat 3p without bimetal | 14 | cerere oferta | N | 1 | 0 | 1 | 1.019 | KG | 88X90X145 | 4015082714055 |  | 675 | PDC | 1
112750 | NZMC1-S63-SVE | 112750 | C.-breaker 3p w/o bimetal + plugs | 18 | cerere oferta | N | 1 | 0 | 1 | 1.2 | KG | 90X95X201 | 4015081122905 |  | 675 | PDC | 1
271406 | NZMC1-S80 | 271406 | Intreruptor automat 3p without bimetal | 14 | cerere oferta | N | 1 | 0 | 1 | 1.046 | KG | 88X90X145 | 4015082714062 |  | 675 | PDC | 1
112751 | NZMC1-S80-SVE | 112751 | C.-breaker 3p w/o bimetal + plugs | 18 | cerere oferta | N | 1 | 0 | 1 | 1.227 | KG | 90X95X201 | 4015081122912 |  | 675 | PDC | 1
271430 | NZMC2-4-A125 | 271430 | Intreruptor automat 4p prot. sistemelor | 15 | cerere oferta | N | 1 | 0 | 1 | 3 | KG | 149X140X184 | 4015082714307 |  | 676 | PDC | 1
113231 | NZMC2-4-A125-SVE | 113231 | Intreruptor automat 125A 4p prot. sistem | 15 | cerere oferta | N | 1 | 0 | 1 | 7.07 | KG | 180X140X245 | 4015081127665 |  | 676 | PDC | 1
271432 | NZMC2-4-A160 | 271432 | Intreruptor automat 4p prot. sistemelor | 15 | cerere oferta | N | 1 | 0 | 1 | 3 | KG | 149X140X184 | 4015082714321 |  | 676 | PDC | 1
271433 | NZMC2-4-A160/100 | 271433 | Intreruptor automat 4p prot. sistemelor | 15 | cerere oferta | N | 1 | 0 | 1 | 3 | KG | 149X140X184 | 4015082714338 |  | 676 | PDC | 1
113234 | NZMC2-4-A160/100-SVE | 113234 | Intreruptor automat 160A 4p prot. sistem | 15 | cerere oferta | N | 1 | 0 | 1 | 7.07 | KG | 180X140X245 | 4015081127696 |  | 676 | PDC | 1
113233 | NZMC2-4-A160-SVE | 113233 | Intreruptor automat 160A 4p prot. sistem | 15 | cerere oferta | N | 1 | 0 | 1 | 7.07 | KG | 180X140X245 | 4015081127689 |  | 676 | PDC | 1
271435 | NZMC2-4-A200 | 271435 | Intreruptor automat 4p prot. sistemelor | 15 | cerere oferta | N | 1 | 0 | 1 | 3 | KG | 149X140X184 | 4015082714352 |  | 676 | PDC | 1
271436 | NZMC2-4-A200/125 | 271436 | Intreruptor automat 4p prot. sistemelor | 15 | cerere oferta | N | 1 | 0 | 1 | 3 | KG | 149X140X184 | 4015082714369 |  | 676 | PDC | 1
113237 | NZMC2-4-A200/125-SVE | 113237 | Intreruptor automat 200A 4p prot. sistem | 15 | cerere oferta | N | 1 | 0 | 1 | 7.07 | KG | 180X140X245 | 4015081127726 |  | 676 | PDC | 1
113236 | NZMC2-4-A200-SVE | 113236 | Intreruptor automat 200A 4p prot. sistem | 15 | cerere oferta | N | 1 | 0 | 1 | 7.07 | KG | 180X140X245 | 4015081127719 |  | 676 | PDC | 1
271438 | NZMC2-4-A250 | 271438 | Intreruptor automat 4p prot. sistemelor | 15 | cerere oferta | N | 1 | 0 | 1 | 3 | KG | 149X140X184 | 4015082714383 |  | 676 | PDC | 1
271439 | NZMC2-4-A250/160 | 271439 | Intreruptor automat 4p prot. sistemelor | 15 | cerere oferta | N | 1 | 0 | 1 | 3 | KG | 149X140X184 | 4015082714390 |  | 676 | PDC | 1
113240 | NZMC2-4-A250/160-SVE | 113240 | Intreruptor automat 250A 4p prot. sistem | 15 | cerere oferta | N | 1 | 0 | 1 | 7.07 | KG | 180X140X245 | 4015081127757 |  | 676 | PDC | 1
113239 | NZMC2-4-A250-SVE | 113239 | Intreruptor automat 250A 4p prot. sistem | 15 | cerere oferta | N | 1 | 0 | 1 | 7.07 | KG | 180X140X245 | 4015081127740 |  | 676 | PDC | 1
107584 | NZMC2-4-A300 | 107584 | Circuit-breaker 4p 300A | 15 | cerere oferta | N | 1 | 0 | 1 | 3 | KG | 149X140X184 | 4015081072644 |  | 676 | PDC | 1
107585 | NZMC2-4-A300/200 | 107585 | Circuit-breaker 4p 300A | 15 | cerere oferta | N | 1 | 0 | 1 | 3 | KG | 149X140X184 | 4015081072651 |  | 676 | PDC | 1
271420 | NZMC2-A125 | 271420 | Intreruptor automat 3p prot. sistemelor | 15 | cerere oferta | N | 1 | 0 | 1 | 2.345 | KG | 149X105X184 | 4015082714208 |  | 676 | PDC | 1
113219 | NZMC2-A125-SVE | 113219 | Intreruptor automat 125A 3p prot. sistem | 15 | cerere oferta | N | 1 | 0 | 1 | 2.785 | KG | 180X105X245 | 4015081127542 |  | 676 | PDC | 1
271421 | NZMC2-A160 | 271421 | Intreruptor automat 3p prot. sistemelor | 15 | cerere oferta | N | 1 | 0 | 1 | 2.348 | KG | 149X105X184 | 4015082714215 |  | 676 | PDC | 1
113220 | NZMC2-A160-SVE | 113220 | Intreruptor automat 160A 3p prot. sistem | 15 | cerere oferta | N | 1 | 0 | 1 | 2.788 | KG | 180X105X245 | 4015081127559 |  | 676 | PDC | 1
271422 | NZMC2-A200 | 271422 | Intreruptor automat 3p prot. sistemelor | 15 | cerere oferta | N | 1 | 0 | 1 | 2.344 | KG | 149X105X184 | 4015082714222 |  | 676 | PDC | 1
113221 | NZMC2-A200-SVE | 113221 | Intreruptor automat 200A 3p prot. sistem | 15 | cerere oferta | N | 1 | 0 | 1 | 2.784 | KG | 180X105X245 | 4015081127566 |  | 676 | PDC | 1
271423 | NZMC2-A250 | 271423 | Intreruptor automat 3p prot. sistemelor | 15 | cerere oferta | N | 1 | 0 | 1 | 2.364 | KG | 149X105X184 | 4015082714239 |  | 676 | PDC | 1
113222 | NZMC2-A250-SVE | 113222 | Intreruptor automat 250A 3p prot. sistem | 15 | cerere oferta | N | 1 | 0 | 1 | 2.804 | KG | 180X105X245 | 4015081127573 |  | 676 | PDC | 1
107519 | NZMC2-A300 | 107519 | Circuit-breaker 3p systems/cable prot. | 15 | cerere oferta | N | 1 | 0 | 1 | 2.345 | KG | 149X105X184 | 4015081072491 |  | 676 | PDC | 1
271424 | NZMC2-M125 | 271424 | Intreruptor automat 3p prot. motoare | 15 | cerere oferta | N | 1 | 0 | 1 | 2.345 | KG | 149X105X184 | 4015082714246 |  | 676 | PDC | 1
113223 | NZMC2-M125-SVE | 113223 | Intreruptor automat 125A 3p prot. motoar | 15 | cerere oferta | N | 1 | 0 | 1 | 2.785 | KG | 180X105X245 | 4015081127580 |  | 676 | PDC | 1
271425 | NZMC2-M160 | 271425 | Intreruptor automat 3p prot. motoare | 15 | cerere oferta | N | 1 | 0 | 1 | 2.345 | KG | 149X105X184 | 4015082714253 |  | 676 | PDC | 1
113224 | NZMC2-M160-SVE | 113224 | Intreruptor automat 160A 3p prot. motoar | 15 | cerere oferta | N | 1 | 0 | 1 | 2.785 | KG | 180X105X245 | 4015081127597 |  | 676 | PDC | 1
271426 | NZMC2-M200 | 271426 | Intreruptor automat 3p prot. motoare | 15 | cerere oferta | N | 1 | 0 | 1 | 2.345 | KG | 149X105X184 | 4015082714260 |  | 676 | PDC | 1
113225 | NZMC2-M200-SVE | 113225 | Intreruptor automat 200A 3p prot. motoar | 15 | cerere oferta | N | 1 | 0 | 1 | 2.785 | KG | 180X105X245 | 4015081127603 |  | 676 | PDC | 1
271427 | NZMC2-S125 | 271427 | Intreruptor automat 3p without bimetal | 15 | cerere oferta | N | 1 | 0 | 1 | 2.345 | KG | 149X105X184 | 4015082714277 |  | 676 | PDC | 1
113226 | NZMC2-S125-SVE | 113226 | Intreruptor automat 125A 3p fara prot. s | 15 | cerere oferta | N | 1 | 0 | 1 | 2.785 | KG | 180X105X245 | 4015081127610 |  | 676 | PDC | 1
271428 | NZMC2-S160 | 271428 | Intreruptor automat 3p without bimetal | 15 | cerere oferta | N | 1 | 0 | 1 | 2.345 | KG | 149X105X184 | 4015082714284 |  | 676 | PDC | 1
113227 | NZMC2-S160-SVE | 113227 | Intreruptor automat 160A 3p fara prot. s | 15 | cerere oferta | N | 1 | 0 | 1 | 2.785 | KG | 180X105X245 | 4015081127627 |  | 676 | PDC | 1
271429 | NZMC2-S200 | 271429 | Intreruptor automat 3p without bimetal | 15 | cerere oferta | N | 1 | 0 | 1 | 2.332 | KG | 149X105X184 | 4015082714291 |  | 676 | PDC | 1
113228 | NZMC2-S200-SVE | 113228 | Intreruptor automat 200A 3p fara prot. s | 15 | cerere oferta | N | 1 | 0 | 1 | 2.772 | KG | 180X105X245 | 4015081127634 |  | 676 | PDC | 1
109666 | NZMC3-A400 | 109666 | Intreruptor automat 400a | 14 | cerere oferta | N | 1 | 0 | 1 | 5.8 | KG | 166X140X275 | 4015081092529 |  | 677 | PDC | 1
109667 | NZMC3-A500 | 109667 | Circuit-breaker 3p systems/cable prot. | 16 | cerere oferta | N | 1 | 0 | 1 | 5.8 | KG | 166X140X275 | 4015081092536 |  | 677 | PDC | 1
284430 | NZMH1-4-A100 | 284430 | Intreruptor automat 4p 100A | 14 | cerere oferta | N | 1 | 0 | 1 | 1.325 | KG | 84 5X120X145 | 4015082844301 |  | 675 | PDC | 1
284432 | NZMH1-4-A125 | 284432 | Intreruptor automat 4p 125A | 14 | cerere oferta | N | 1 | 0 | 1 | 1.325 | KG | 84 5X120X145 | 4015082844325 |  | 675 | PDC | 1
284434 | NZMH1-4-A160 | 284434 | Intreruptor automat 4p 160A | 14 | cerere oferta | N | 1 | 0 | 1 | 1.325 | KG | 84 5X120X145 | 4015082844349 |  | 675 | PDC | 1
284416 | NZMH1-4-A20 | 284416 | Intreruptor automat 4p 20A | 14 | cerere oferta | N | 1 | 0 | 1 | 1.325 | KG | 84 5X120X145 | 4015082844165 |  | 675 | PDC | 1
284418 | NZMH1-4-A25 | 284418 | Intreruptor automat 4p 25A | 14 | cerere oferta | N | 1 | 0 | 1 | 1.325 | KG | 84 5X120X145 | 4015082844189 |  | 675 | PDC | 1
284420 | NZMH1-4-A32 | 284420 | Intreruptor automat 4p 32A | 14 | cerere oferta | N | 1 | 0 | 1 | 1.325 | KG | 84 5X120X145 | 4015082844202 |  | 675 | PDC | 1
284422 | NZMH1-4-A40 | 284422 | Intreruptor automat 4p 40A | 14 | cerere oferta | N | 1 | 0 | 1 | 1.324 | KG | 84 5X120X145 | 4015082844226 |  | 675 | PDC | 1
284424 | NZMH1-4-A50 | 284424 | Intreruptor automat 4p 50A | 14 | cerere oferta | N | 1 | 0 | 1 | 1.325 | KG | 84 5X120X145 | 4015082844240 |  | 675 | PDC | 1
284426 | NZMH1-4-A63 | 284426 | Intreruptor automat 4p 63A | 14 | cerere oferta | N | 1 | 0 | 1 | 1.325 | KG | 84 5X120X145 | 4015082844264 |  | 675 | PDC | 1
284428 | NZMH1-4-A80 | 284428 | Intreruptor automat 4p 80A | 14 | cerere oferta | N | 1 | 0 | 1 | 1.325 | KG | 84 5X120X145 | 4015082844288 |  | 675 | PDC | 1
284413 | NZMH1-A100 | 284413 | Intreruptor automat3p prot. sistemelor s | 14 | cerere oferta | N | 1 | 0 | 1 | 1.026 | KG | 84 5X90X145 | 4015082844134 |  | 675 | PDC | 1
112802 | NZMH1-A100-SVE | 112802 | Circ.br. 3p sys/cab. prot.+plug-in cont. | 14 | cerere oferta | N | 1 | 0 | 1 | 1.207 | KG | 84 5X90X145 | 4015081123421 |  | 675 | PDC | 1
284414 | NZMH1-A125 | 284414 | Intreruptor automat3p prot. sistemelor s | 14 | cerere oferta | N | 1 | 0 | 1 | 1.023 | KG | 84 5X90X145 | 4015082844141 |  | 675 | PDC | 1
112803 | NZMH1-A125-SVE | 112803 | Circ.br. 3p sys/cab. prot.+plug-in cont. | 14 | cerere oferta | N | 1 | 0 | 1 | 1.204 | KG | 84 5X90X145 | 4015081123438 |  | 675 | PDC | 1
284415 | NZMH1-A160 | 284415 | Intreruptor automat3p prot. sistemelor s | 14 | cerere oferta | N | 1 | 0 | 1 | 1.083 | KG | 84 5X90X145 | 4015082844158 |  | 675 | PDC | 1
284376 | NZMH1-A20 | 284376 | Intreruptor automat3p prot. sistemelor s | 14 | cerere oferta | N | 1 | 0 | 1 | 1.028 | KG | 84 5X90X145 | 4015082843762 |  | 675 | PDC | 1
112795 | NZMH1-A20-SVE | 112795 | Circ.br. 3p sys/cab. prot.+plug-in cont. | 14 | cerere oferta | N | 1 | 0 | 1 | 1.209 | KG | 84 5X90X145 | 4015081123353 |  | 675 | PDC | 1
284377 | NZMH1-A25 | 284377 | Intreruptor automat3p prot. sistemelor s | 14 | cerere oferta | N | 1 | 0 | 1 | 1.025 | KG | 84 5X90X145 | 4015082843779 |  | 675 | PDC | 1
112796 | NZMH1-A25-SVE | 112796 | Circ.br. 3p sys/cab. prot.+plug-in cont. | 14 | cerere oferta | N | 1 | 0 | 1 | 1.206 | KG | 84 5X90X145 | 4015081123360 |  | 675 | PDC | 1
284378 | NZMH1-A32 | 284378 | Intreruptor automat3p prot. sistemelor s | 14 | cerere oferta | N | 1 | 0 | 1 | 1.046 | KG | 84 5X90X145 | 4015082843786 |  | 675 | PDC | 1
112797 | NZMH1-A32-SVE | 112797 | Circ.br. 3p sys/cab. prot.+plug-in cont. | 14 | cerere oferta | N | 1 | 0 | 1 | 1.227 | KG | 84 5X90X145 | 4015081123377 |  | 675 | PDC | 1
284379 | NZMH1-A40 | 284379 | Intreruptor automat3p prot. sistemelor s | 14 | cerere oferta | N | 1 | 0 | 1 | 1.02 | KG | 84 5X90X145 | 4015082843793 |  | 675 | PDC | 1
112798 | NZMH1-A40-SVE | 112798 | Circ.br. 3p sys/cab. prot.+plug-in cont. | 14 | cerere oferta | N | 1 | 0 | 1 | 1.201 | KG | 84 5X90X145 | 4015081123384 |  | 675 | PDC | 1
284410 | NZMH1-A50 | 284410 | Intreruptor automat3p prot. sistemelor s | 14 | cerere oferta | N | 1 | 0 | 1 | 1.046 | KG | 84 5X90X145 | 4015082844103 |  | 675 | PDC | 1
112799 | NZMH1-A50-SVE | 112799 | Circ.br. 3p sys/cab. prot.+plug-in cont. | 14 | cerere oferta | N | 1 | 0 | 1 | 1.227 | KG | 84 5X90X145 | 4015081123391 |  | 675 | PDC | 1
284411 | NZMH1-A63 | 284411 | Intreruptor automat3p prot. sistemelor s | 14 | cerere oferta | N | 1 | 0 | 1 | 1.015 | KG | 84 5X90X145 | 4015082844110 |  | 675 | PDC | 1
112800 | NZMH1-A63-SVE | 112800 | Circ.br. 3p sys/cab. prot.+plug-in cont. | 14 | cerere oferta | N | 1 | 0 | 1 | 1.196 | KG | 84 5X90X145 | 4015081123407 |  | 675 | PDC | 1
284412 | NZMH1-A80 | 284412 | Intreruptor automat3p prot. sistemelor s | 14 | cerere oferta | N | 1 | 0 | 1 | 1.014 | KG | 84 5X90X145 | 4015082844127 |  | 675 | PDC | 1
112801 | NZMH1-A80-SVE | 112801 | Circ.br. 3p sys/cab. prot.+plug-in cont. | 14 | cerere oferta | N | 1 | 0 | 1 | 1.195 | KG | 84 5X90X145 | 4015081123414 |  | 675 | PDC | 1
115454 | NZMH1-M100 | 115454 | Circuit br.,3p motor protection | 16 | cerere oferta | N | 1 | 0 | 1 | 1.011 | KG | 88X90X145 | 4015081151943 |  | 675 | PDC | 1
115794 | NZMH1-M100-SVE | 115794 | C.-breaker 3p motor protect. + plugs | 14 | cerere oferta | N | 1 | 0 | 1 | 1.192 | KG | 90X95X201 | 4015081155347 |  | 675 | PDC | 1
115450 | NZMH1-M40 | 115450 | Circuit br.,3p motor protection | 16 | cerere oferta | N | 1 | 0 | 1 | 1.032 | KG | 88X90X145 | 4015081151905 |  | 675 | PDC | 1
115790 | NZMH1-M40-SVE | 115790 | C.-breaker 3p motor protect. + plugs | 14 | cerere oferta | N | 1 | 0 | 1 | 1.213 | KG | 90X95X201 | 4015081155309 |  | 675 | PDC | 1
115451 | NZMH1-M50 | 115451 | Circuit br.,3p motor protection | 16 | cerere oferta | N | 1 | 0 | 1 | 1.02 | KG | 88X90X145 | 4015081151912 |  | 675 | PDC | 1
115791 | NZMH1-M50-SVE | 115791 | C.-breaker 3p motor protect. + plugs | 14 | cerere oferta | N | 1 | 0 | 1 | 1.201 | KG | 90X95X201 | 4015081155316 |  | 675 | PDC | 1
115452 | NZMH1-M63 | 115452 | NZMH1-M63 | 14 | cerere oferta | N | 1 |  | 1 | 1.037 | KG |  | 4015081151929 |  | 675 | PDC | 1
115792 | NZMH1-M63-SVE | 115792 | C.-breaker 3p motor protect. + plugs | 14 | cerere oferta | N | 1 | 0 | 1 | 1.218 | KG | 90X95X201 | 4015081155323 |  | 675 | PDC | 1
115453 | NZMH1-M80 | 115453 | Circuit br.,3p motor protection | 14 | cerere oferta | N | 1 | 0 | 1 | 1.021 | KG | 88X90X145 | 4015081151936 |  | 675 | PDC | 1
115793 | NZMH1-M80-SVE | 115793 | C.-breaker 3p motor protect. + plugs | 14 | cerere oferta | N | 1 | 0 | 1 | 1.202 | KG | 90X95X201 | 4015081155330 |  | 675 | PDC | 1
284440 | NZMH1-S100 | 284440 | Intreruptor automat 3p 100A | 14 | cerere oferta | N | 1 | 0 | 1 | 1.046 | KG | 84 5X90X145 | 4015082844400 |  | 675 | PDC | 1
112809 | NZMH1-S100-SVE | 112809 | C.-breaker 3p w/o bimetal + plugs | 14 | cerere oferta | N | 1 | 0 | 1 | 1.227 | KG | 84 5X90X145 | 4015081123490 |  | 675 | PDC | 1
284436 | NZMH1-S40 | 284436 | Intreruptor automat 3p 40A | 14 | cerere oferta | N | 1 | 0 | 1 | 1.046 | KG | 84 5X90X145 | 4015082844363 |  | 675 | PDC | 1
112805 | NZMH1-S40-SVE | 112805 | C.-breaker 3p w/o bimetal + plugs | 14 | cerere oferta | N | 1 | 0 | 1 | 1.227 | KG | 84 5X90X145 | 4015081123452 |  | 675 | PDC | 1
284437 | NZMH1-S50 | 284437 | Intreruptor automat 3p 50A | 14 | cerere oferta | N | 1 | 0 | 1 | 1.046 | KG | 84 5X90X145 | 4015082844370 |  | 675 | PDC | 1
112806 | NZMH1-S50-SVE | 112806 | C.-breaker 3p w/o bimetal + plugs | 14 | cerere oferta | N | 1 | 0 | 1 | 1.227 | KG | 84 5X90X145 | 4015081123469 |  | 675 | PDC | 1
284438 | NZMH1-S63 | 284438 | Intreruptor automat 3p 63A | 14 | cerere oferta | N | 1 | 0 | 1 | 1.046 | KG | 84 5X90X145 | 4015082844387 |  | 675 | PDC | 1
112807 | NZMH1-S63-SVE | 112807 | C.-breaker 3p w/o bimetal + plugs | 14 | cerere oferta | N | 1 | 0 | 1 | 1.227 | KG | 84 5X90X145 | 4015081123476 |  | 675 | PDC | 1
284439 | NZMH1-S80 | 284439 | Intreruptor automat 3p 80A | 14 | cerere oferta | N | 1 | 0 | 1 | 1.046 | KG | 84 5X90X145 | 4015082844394 |  | 675 | PDC | 1
112808 | NZMH1-S80-SVE | 112808 | C.-breaker 3p w/o bimetal + plugs | 14 | cerere oferta | N | 1 | 0 | 1 | 1.227 | KG | 84 5X90X145 | 4015081123483 |  | 675 | PDC | 1
265831 | NZMH2-4-A100 | 265831 | Intreruptor automat 4p 100A | 15 | cerere oferta | N | 1 | 0 | 1 | 3 | KG | 149X140X184 | 4015082658311 |  | 676 | PDC | 1
113375 | NZMH2-4-A100-SVE | 113375 | Intreruptor automat 100A 4p prot. sistem | 15 | cerere oferta | N | 1 | 0 | 1 | 3.625 | KG | 180X140X245 | 4015081129102 |  | 676 | PDC | 1
265833 | NZMH2-4-A125 | 265833 | Intreruptor automat 4p 125A | 15 | cerere oferta | N | 1 | 0 | 1 | 3 | KG | 149X140X184 | 4015082658335 |  | 676 | PDC | 1
113377 | NZMH2-4-A125-SVE | 113377 | Intreruptor automat 125A 4p prot. sistem | 15 | cerere oferta | N | 1 | 0 | 1 | 4.07 | KG | 180X140X245 | 4015081129126 |  | 676 | PDC | 1
265871 | NZMH2-4-A160 | 265871 | Intreruptor automat 4p 160A | 15 | cerere oferta | N | 1 | 0 | 1 | 3 | KG | 149X140X184 | 4015082658717 |  | 676 | PDC | 1
265872 | NZMH2-4-A160/100 | 265872 | Intreruptor automat 4p 160A | 15 | cerere oferta | N | 1 | 0 | 1 | 3 | KG | 149X140X184 | 4015082658724 |  | 676 | PDC | 1
113380 | NZMH2-4-A160/100-SVE | 113380 | Intreruptor automat 160A 4p prot. sistem | 15 | cerere oferta | N | 1 | 0 | 1 | 4.07 | KG | 180X140X245 | 4015081129157 |  | 676 | PDC | 1
113379 | NZMH2-4-A160-SVE | 113379 | Intreruptor automat 160A 4p prot. sistem | 15 | cerere oferta | N | 1 | 0 | 1 | 4.07 | KG | 180X140X245 | 4015081129140 |  | 676 | PDC | 1
281287 | NZMH2-4-A20 | 281287 | Intreruptor automat 4p 20A | 15 | cerere oferta | N | 1 | 0 | 1 | 3 | KG | 149X140X184 | 4015082812874 |  | 676 | PDC | 1
265874 | NZMH2-4-A200 | 265874 | Intreruptor automat 4p 200A | 15 | cerere oferta | N | 1 | 0 | 1 | 3 | KG | 149X140X184 | 4015082658748 |  | 676 | PDC | 1
265875 | NZMH2-4-A200/125 | 265875 | Intreruptor automat 4p 200A | 15 | cerere oferta | N | 1 | 0 | 1 | 3 | KG | 149X140X184 | 4015082658755 |  | 676 | PDC | 1
113383 | NZMH2-4-A200/125-SVE | 113383 | Intreruptor automat 200A 4p prot. sistem | 15 | cerere oferta | N | 1 | 0 | 1 | 4.07 | KG | 180X140X245 | 4015081129188 |  | 676 | PDC | 1
113382 | NZMH2-4-A200-SVE | 113382 | Intreruptor automat 200A 4p prot. sistem | 15 | cerere oferta | N | 1 | 0 | 1 | 3.62 | KG | 180X140X245 | 4015081129171 |  | 676 | PDC | 1
113396 | NZMH2-4-A20-SVE | 113396 | Intreruptor automat 20A 4p prot. sisteme | 15 | cerere oferta | N | 1 | 0 | 1 | 4.07 | KG | 180X140X245 | 4015081129317 |  | 676 | PDC | 1
281289 | NZMH2-4-A25 | 281289 | Intreruptor automat 4p 25A | 15 | cerere oferta | N | 1 | 0 | 1 | 3 | KG | 149X140X184 | 4015082812898 |  | 676 | PDC | 1
265877 | NZMH2-4-A250 | 265877 | Intreruptor automat 4p 250A | 15 | cerere oferta | N | 1 | 0 | 1 | 3 | KG | 149X140X184 | 4015082658779 |  | 676 | PDC | 1
265878 | NZMH2-4-A250/160 | 265878 | Intreruptor automat 4p 250A | 15 | cerere oferta | N | 1 | 0 | 1 | 3 | KG | 149X140X184 | 4015082658786 |  | 676 | PDC | 1
113386 | NZMH2-4-A250/160-SVE | 113386 | Intreruptor automat 250A 4p prot. sistem | 15 | cerere oferta | N | 1 | 0 | 1 | 4.07 | KG | 180X140X245 | 4015081129218 |  | 676 | PDC | 1
113385 | NZMH2-4-A250-SVE | 113385 | Intreruptor automat 250A 4p prot. sistem | 15 | cerere oferta | N | 1 | 0 | 1 | 4.07 | KG | 180X140X245 | 4015081129201 |  | 676 | PDC | 1
113398 | NZMH2-4-A25-SVE | 113398 | Intreruptor automat 25A 4p prot. sisteme | 15 | cerere oferta | N | 1 | 0 | 1 | 4.07 | KG | 180X140X245 | 4015081129331 |  | 676 | PDC | 1
107588 | NZMH2-4-A300 | 107588 | Circuit break., 4p syst./cable protect. | 15 | cerere oferta | N | 1 | 0 | 1 | 3 | KG | 149X140X184 | 4015081072682 |  | 676 | PDC | 1
107589 | NZMH2-4-A300/200 | 107589 | Circuit-breaker 4p 300A | 15 | cerere oferta | N | 1 | 0 | 1 | 3 | KG | 149X140X184 | 4015081072699 |  | 676 | PDC | 1
281291 | NZMH2-4-A32 | 281291 | Intreruptor automat 4p 32A | 15 | cerere oferta | N | 1 | 0 | 1 | 3 | KG | 149X140X184 | 4015082812911 |  | 676 | PDC | 1
113400 | NZMH2-4-A32-SVE | 113400 | Intreruptor automat 32A 4p prot. sisteme | 15 | cerere oferta | N | 1 | 0 | 1 | 4.07 | KG | 180X140X245 | 4015081129355 |  | 676 | PDC | 1
265823 | NZMH2-4-A40 | 265823 | Intreruptor automat 4p 40A | 15 | cerere oferta | N | 1 | 0 | 1 | 3 | KG | 149X140X184 | 4015082658236 |  | 676 | PDC | 1
113367 | NZMH2-4-A40-SVE | 113367 | Intreruptor automat 40A 4p prot. sisteme | 15 | cerere oferta | N | 1 | 0 | 1 | 4.07 | KG | 180X140X245 | 4015081129027 |  | 676 | PDC | 1
265825 | NZMH2-4-A50 | 265825 | Intreruptor automat 4p 50A | 15 | cerere oferta | N | 1 | 0 | 1 | 3 | KG | 149X140X184 | 4015082658250 |  | 676 | PDC | 1
113369 | NZMH2-4-A50-SVE | 113369 | Intreruptor automat 50A 4p prot. sisteme | 15 | cerere oferta | N | 1 | 0 | 1 | 4.07 | KG | 180X140X245 | 4015081129041 |  | 676 | PDC | 1
265827 | NZMH2-4-A63 | 265827 | Intreruptor automat 4p 63A | 15 | cerere oferta | N | 1 | 0 | 1 | 3 | KG | 149X140X184 | 4015082658274 |  | 676 | PDC | 1
113371 | NZMH2-4-A63-SVE | 113371 | Intreruptor automat 63A 4p prot. sisteme | 15 | cerere oferta | N | 1 | 0 | 1 | 3.68 | KG | 180X140X245 | 4015081129065 |  | 676 | PDC | 1
265829 | NZMH2-4-A80 | 265829 | Intreruptor automat 4p 80A | 15 | cerere oferta | N | 1 | 0 | 1 | 3 | KG | 149X140X184 | 4015082658298 |  | 676 | PDC | 1
113373 | NZMH2-4-A80-SVE | 113373 | Intreruptor automat 80A 4p prot. sisteme | 15 | cerere oferta | N | 1 | 0 | 1 | 4.07 | KG | 180X140X245 | 4015081129089 |  | 676 | PDC | 1
265941 | NZMH2-4-VE100 | 265941 | Intreruptor automat 4p 100A protectie s | 15 | cerere oferta | N | 1 | 0 | 1 | 3 | KG | 149X140X184 | 4015082659417 |  | 676 | PDC | 1
113388 | NZMH2-4-VE100-SVE | 113388 | Intreruptor automat 100A 4p prot. select | 15 | cerere oferta | N | 1 | 0 | 1 | 3.57 | KG | 180X140X245 | 4015081129232 |  | 676 | PDC | 1
265943 | NZMH2-4-VE160 | 265943 | Intreruptor automat 4p 160A protectie s | 15 | cerere oferta | N | 1 | 0 | 1 | 3 | KG | 149X140X184 | 4015082659431 |  | 676 | PDC | 1
265944 | NZMH2-4-VE160/100 | 265944 | Intreruptor automat 4p 160A protectie s | 15 | cerere oferta | N | 1 | 0 | 1 | 3 | KG | 149X140X184 | 4015082659448 |  | 676 | PDC | 1
113391 | NZMH2-4-VE160/100-SVE | 113391 | Intreruptor automat 160A 4p prot. select | 15 | cerere oferta | N | 1 | 0 | 1 | 3.57 | KG | 180X140X245 | 4015081129263 |  | 676 | PDC | 1
113390 | NZMH2-4-VE160-SVE | 113390 | Intreruptor automat 160A 4p prot. select | 15 | cerere oferta | N | 1 | 0 | 1 | 3.57 | KG | 180X140X245 | 4015081129256 |  | 676 | PDC | 1
265946 | NZMH2-4-VE250 | 265946 | Intreruptor automat 4p 250A protectie s | 15 | cerere oferta | N | 1 | 0 | 1 | 3 | KG | 149X140X184 | 4015082659462 |  | 676 | PDC | 1
265947 | NZMH2-4-VE250/160 | 265947 | Intreruptor automat 4p 250A protectie s | 15 | cerere oferta | N | 1 | 0 | 1 | 3 | KG | 149X140X184 | 4015082659479 |  | 676 | PDC | 1
113394 | NZMH2-4-VE250/160-SVE | 113394 | Intreruptor automat 250A 4p prot. select | 15 | cerere oferta | N | 1 | 0 | 1 | 3.57 | KG | 180X140X245 | 4015081129294 |  | 676 | PDC | 1
113393 | NZMH2-4-VE250-SVE | 113393 | Intreruptor automat 250A 4p prot. select | 15 | cerere oferta | N | 1 | 0 | 1 | 3.57 | KG | 180X140X245 | 4015081129287 |  | 676 | PDC | 1
259099 | NZMH2-A100 | 259099 | Intreruptor automat 3p prot. sistemelor | 15 | cerere oferta | N | 1 | 0 | 1 | 2.361 | KG | 149X105X184 | 4015082590994 |  | 676 | PDC | 1
290362 | NZMH2-A100-S1 | 290362 | Circuit br.,3p syst/cable protect.S1000V | 15 | cerere oferta | N | 1 | 0 | 1 | 2.345 | KG | 149X105X184 | 4015082903626 |  | 676 | PDC | 1
113332 | NZMH2-A100-SVE | 113332 | Intreruptor automat 100A 3p prot. select | 15 | cerere oferta | N | 1 | 0 | 1 | 2.801 | KG | 180X105X245 | 4015081128679 |  | 676 | PDC | 1
259100 | NZMH2-A125 | 259100 | Intreruptor automat 3p prot. sistemelor | 15 | cerere oferta | N | 1 | 0 | 1 | 2.357 | KG | 149X105X184 | 4015082591007 |  | 676 | PDC | 1
290363 | NZMH2-A125-S1 | 290363 | Circuit br.,3p syst/cable protect.S1000V | 15 | cerere oferta | N | 1 | 0 | 1 | 2.345 | KG | 149X105X184 | 4015082903633 |  | 676 | PDC | 1
113333 | NZMH2-A125-SVE | 113333 | Intreruptor automat 125A 3p prot. select | 15 | cerere oferta | N | 1 | 0 | 1 | 2.797 | KG | 180X105X245 | 4015081128686 |  | 676 | PDC | 1
259101 | NZMH2-A160 | 259101 | Intreruptor automat 3p prot. sistemelor | 15 | cerere oferta | N | 1 | 0 | 1 | 2.342 | KG | 149X105X184 | 4015082591014 |  | 676 | PDC | 1
290364 | NZMH2-A160-S1 | 290364 | Circuit br.,3p syst/cable protect.S1000V | 15 | cerere oferta | N | 1 | 0 | 1 | 2.345 | KG | 149X105X184 | 4015082903640 |  | 676 | PDC | 1
113334 | NZMH2-A160-SVE | 113334 | Intreruptor automat 160A 3p prot. select | 15 | cerere oferta | N | 1 | 0 | 1 | 2.782 | KG | 180X105X245 | 4015081128693 |  | 676 | PDC | 1
281281 | NZMH2-A20 | 281281 | Intreruptor automat 3p prot. sistemelor | 15 | cerere oferta | N | 1 | 0 | 1 | 2.342 | KG | 149X105X184 | 4015082812812 |  | 676 | PDC | 1
259102 | NZMH2-A200 | 259102 | Intreruptor automat 3p prot. sistemelor | 15 | cerere oferta | N | 1 | 0 | 1 | 2.364 | KG | 149X105X184 | 4015082591021 |  | 676 | PDC | 1
290365 | NZMH2-A200-S1 | 290365 | Circuit br.,3p syst/cable protect.S1000V | 15 | cerere oferta | N | 1 | 0 | 1 | 2.345 | KG | 149X105X184 | 4015082903657 |  | 676 | PDC | 1
113335 | NZMH2-A200-SVE | 113335 | Intreruptor automat 200A 3p prot. select | 15 | cerere oferta | N | 1 | 0 | 1 | 2.804 | KG | 180X105X245 | 4015081128709 |  | 676 | PDC | 1
290355 | NZMH2-A20-S1 | 290355 | Circuit br.,3p syst/cable protect.S1000V | 15 | cerere oferta | N | 1 | 0 | 1 | 2.345 | KG | 149X105X184 | 4015082903558 |  | 676 | PDC | 1
113351 | NZMH2-A20-SVE | 113351 | Intreruptor automat 20A 3p prot. sisteme | 15 | cerere oferta | N | 1 | 0 | 1 | 2.782 | KG | 180X105X245 | 4015081128860 |  | 676 | PDC | 1
281282 | NZMH2-A25 | 281282 | Intreruptor automat 3p prot. sistemelor | 15 | cerere oferta | N | 1 | 0 | 1 | 2.337 | KG | 149X105X184 | 4015082812829 |  | 676 | PDC | 1
259103 | NZMH2-A250 | 259103 | Intreruptor automat 3p prot. sistemelor | 15 | cerere oferta | N | 1 | 0 | 1 | 2.37 | KG | 149X105X184 | 4015082591038 |  | 676 | PDC | 1
290366 | NZMH2-A250-S1 | 290366 | Circuit br.,3p syst/cable protect.S1000V | 15 | cerere oferta | N | 1 | 0 | 1 | 2.345 | KG | 149X105X184 | 4015082903664 |  | 676 | PDC | 1
113336 | NZMH2-A250-SVE | 113336 | Intreruptor automat 250A 3p prot. select | 15 | cerere oferta | N | 1 | 0 | 1 | 2.81 | KG | 180X105X245 | 4015081128716 |  | 676 | PDC | 1
290356 | NZMH2-A25-S1 | 290356 | Circuit br.,3p syst/cable protect.S1000V | 15 | cerere oferta | N | 1 | 0 | 1 | 2.345 | KG | 149X105X184 | 4015082903565 |  | 676 | PDC | 1
113352 | NZMH2-A25-SVE | 113352 | Intreruptor automat 25A 3p prot. sisteme | 15 | cerere oferta | N | 1 | 0 | 1 | 2.777 | KG | 180X105X245 | 4015081128877 |  | 676 | PDC | 1
107581 | NZMH2-A300 | 107581 | Circuit br.,3p syst./cable protect. | 15 | cerere oferta | N | 1 | 0 | 1 | 2.345 | KG | 149X105X184 | 4015081072613 |  | 676 | PDC | 1
107577 | NZMH2-A300-S1 | 107577 | Circuit br.,3p syst/cable protect.S1000V | 15 | cerere oferta | N | 1 | 0 | 1 | 2.345 | KG | 149X105X184 | 4015081072538 |  | 676 | PDC | 1
281283 | NZMH2-A32 | 281283 | Intreruptor automat 3p prot. sistemelor | 15 | cerere oferta | N | 1 | 0 | 1 | 2.34 | KG | 149X105X184 | 4015082812836 |  | 676 | PDC | 1
290357 | NZMH2-A32-S1 | 290357 | Circuit br.,3p syst/cable protect.S1000V | 15 | cerere oferta | N | 1 | 0 | 1 | 2.345 | KG | 149X105X184 | 4015082903572 |  | 676 | PDC | 1
113353 | NZMH2-A32-SVE | 113353 | Intreruptor automat 32A 3p prot. sisteme | 15 | cerere oferta | N | 1 | 0 | 1 | 2.78 | KG | 180X105X245 | 4015081128884 |  | 676 | PDC | 1
259095 | NZMH2-A40 | 259095 | Intreruptor automat 3p prot. sistemelor | 15 | cerere oferta | N | 1 | 0 | 1 | 2.357 | KG | 149X105X184 | 4015082590956 |  | 676 | PDC | 1
290358 | NZMH2-A40-S1 | 290358 | Circuit br.,3p syst/cable protect.S1000V | 15 | cerere oferta | N | 1 | 0 | 1 | 2.345 | KG | 149X105X184 | 4015082903589 |  | 676 | PDC | 1
113328 | NZMH2-A40-SVE | 113328 | Intreruptor automat 40A 3p prot. sisteme | 15 | cerere oferta | N | 1 | 0 | 1 | 2.797 | KG | 180X105X245 | 4015081128631 |  | 676 | PDC | 1
259096 | NZMH2-A50 | 259096 | Intreruptor automat 3p prot. sistemelor | 15 | cerere oferta | N | 1 | 0 | 1 | 2.368 | KG | 149X105X184 | 4015082590963 |  | 676 | PDC | 1
290359 | NZMH2-A50-S1 | 290359 | Circuit br.,3p syst/cable protect.S1000V | 15 | cerere oferta | N | 1 | 0 | 1 | 2.345 | KG | 149X105X184 | 4015082903596 |  | 676 | PDC | 1
113329 | NZMH2-A50-SVE | 113329 | Intreruptor automat 50A 3p prot. sisteme | 15 | cerere oferta | N | 1 | 0 | 1 | 2.808 | KG | 180X105X245 | 4015081128648 |  | 676 | PDC | 1
259097 | NZMH2-A63 | 259097 | Intreruptor automat 3p prot. sistemelor | 15 | cerere oferta | N | 1 | 0 | 1 | 2.377 | KG | 149X105X184 | 4015082590970 |  | 676 | PDC | 1
290360 | NZMH2-A63-S1 | 290360 | Circuit br.,3p syst/cable protect.S1000V | 15 | cerere oferta | N | 1 | 0 | 1 | 2.345 | KG | 149X105X184 | 4015082903602 |  | 676 | PDC | 1
113330 | NZMH2-A63-SVE | 113330 | Intreruptor automat 63A 3p prot. sisteme | 15 | cerere oferta | N | 1 | 0 | 1 | 2.817 | KG | 180X105X245 | 4015081128655 |  | 676 | PDC | 1
259098 | NZMH2-A80 | 259098 | Intreruptor automat 3p prot. sistemelor | 15 | cerere oferta | N | 1 | 0 | 1 | 2.362 | KG | 149X105X184 | 4015082590987 |  | 676 | PDC | 1
290361 | NZMH2-A80-S1 | 290361 | Circuit br.,3p syst/cable protect.S1000V | 15 | cerere oferta | N | 1 | 0 | 1 | 2.345 | KG | 149X105X184 | 4015082903619 |  | 676 | PDC | 1
113331 | NZMH2-A80-SVE | 113331 | Intreruptor automat 80A 3p prot. sisteme | 15 | cerere oferta | N | 1 | 0 | 1 | 2.802 | KG | 180X105X245 | 4015081128662 |  | 676 | PDC | 1
281306 | NZMH2-M100 | 281306 | Intreruptor automat 3p 100A prot. motoar | 15 | cerere oferta | N | 1 | 0 | 1 | 2.323 | KG | 149X105X184 | 4015082813062 |  | 676 | PDC | 1
113361 | NZMH2-M100-SVE | 113361 | Intreruptor automat 100A 3p prot. motoar | 15 | cerere oferta | N | 1 | 0 | 1 | 2.763 | KG | 180X105X245 | 4015081128969 |  | 676 | PDC | 1
281307 | NZMH2-M125 | 281307 | Intreruptor automat 3p 125A prot. motoar | 15 | cerere oferta | N | 1 | 0 | 1 | 2.334 | KG | 149X105X184 | 4015082813079 |  | 676 | PDC | 1
113362 | NZMH2-M125-SVE | 113362 | Intreruptor automat 125A 3p prot. motoar | 15 | cerere oferta | N | 1 | 0 | 1 | 2.774 | KG | 180X105X245 | 4015081128976 |  | 676 | PDC | 1
281308 | NZMH2-M160 | 281308 | Intreruptor automat 3p 160A prot. motoar | 15 | cerere oferta | N | 1 | 0 | 1 | 2.312 | KG | 149X105X184 | 4015082813086 |  | 676 | PDC | 1
113363 | NZMH2-M160-SVE | 113363 | Intreruptor automat 160A 3p prot. motoar | 15 | cerere oferta | N | 1 | 0 | 1 | 2.752 | KG | 180X105X245 | 4015081128983 |  | 676 | PDC | 1
281299 | NZMH2-M20 | 281299 | Intreruptor automat 3p 20A prot. motoare | 15 | cerere oferta | N | 1 | 0 | 1 | 2.345 | KG | 149X105X184 | 4015082812997 |  | 676 | PDC | 1
281309 | NZMH2-M200 | 281309 | Intreruptor automat 3p 200A prot. motoar | 15 | cerere oferta | N | 1 | 0 | 1 | 2.34 | KG | 149X105X184 | 4015082813093 |  | 676 | PDC | 1
113364 | NZMH2-M200-SVE | 113364 | Intreruptor automat 200A 3p prot. motoar | 15 | cerere oferta | N | 1 | 0 | 1 | 2.78 | KG | 180X105X245 | 4015081128990 |  | 676 | PDC | 1
113354 | NZMH2-M20-SVE | 113354 | Intreruptor automat 20A 3p prot. motoare | 15 | cerere oferta | N | 1 | 0 | 1 | 2.785 | KG | 180X105X245 | 4015081128891 |  | 676 | PDC | 1
281300 | NZMH2-M25 | 281300 | Intreruptor automat 3p 25A prot. motoare | 15 | cerere oferta | N | 1 | 0 | 1 | 2.345 | KG | 149X105X184 | 4015082813000 |  | 676 | PDC | 1
113355 | NZMH2-M25-SVE | 113355 | Intreruptor automat 25A 3p prot. motoare | 15 | cerere oferta | N | 1 | 0 | 1 | 2.785 | KG | 180X105X245 | 4015081128907 |  | 676 | PDC | 1
281301 | NZMH2-M32 | 281301 | Intreruptor automat 3p 32A prot. motoare | 15 | cerere oferta | N | 1 | 0 | 1 | 2.345 | KG | 149X105X184 | 4015082813017 |  | 676 | PDC | 1
113356 | NZMH2-M32-SVE | 113356 | Intreruptor automat 32A 3p prot. motoare | 15 | cerere oferta | N | 1 | 0 | 1 | 2.785 | KG | 180X105X245 | 4015081128914 |  | 676 | PDC | 1
281302 | NZMH2-M40 | 281302 | Intreruptor automat 3p 40A prot. motoare | 15 | cerere oferta | N | 1 | 0 | 1 | 2.345 | KG | 149X105X184 | 4015082813024 |  | 676 | PDC | 1
113357 | NZMH2-M40-SVE | 113357 | Intreruptor automat 40A 3p prot. motoare | 15 | cerere oferta | N | 1 | 0 | 1 | 2.785 | KG | 180X105X245 | 4015081128921 |  | 676 | PDC | 1
281303 | NZMH2-M50 | 281303 | Intreruptor automat 3p 50A prot. motoare | 15 | cerere oferta | N | 1 | 0 | 1 | 2.345 | KG | 149X105X184 | 4015082813031 |  | 676 | PDC | 1
113358 | NZMH2-M50-SVE | 113358 | Intreruptor automat 50A 3p prot. motoare | 15 | cerere oferta | N | 1 | 0 | 1 | 2.785 | KG | 180X105X245 | 4015081128938 |  | 676 | PDC | 1
281304 | NZMH2-M63 | 281304 | Intreruptor automat 3p 63A prot. motoare | 15 | cerere oferta | N | 1 | 0 | 1 | 2.358 | KG | 149X105X184 | 4015082813048 |  | 676 | PDC | 1
113359 | NZMH2-M63-SVE | 113359 | Intreruptor automat 63A 3p prot. motoare | 15 | cerere oferta | N | 1 | 0 | 1 | 2.798 | KG | 180X105X245 | 4015081128945 |  | 676 | PDC | 1
281305 | NZMH2-M80 | 281305 | Intreruptor automat 3p 80A prot. motoare | 15 | cerere oferta | N | 1 | 0 | 1 | 2.316 | KG | 149X105X184 | 4015082813055 |  | 676 | PDC | 1
113360 | NZMH2-M80-SVE | 113360 | Intreruptor automat 80A 3p prot. motoare | 15 | cerere oferta | N | 1 | 0 | 1 | 2.756 | KG | 180X105X245 | 4015081128952 |  | 676 | PDC | 1
265787 | NZMH2-ME140 | 265787 | Intreruptor automat 3p 140A prot. motoar | 15 | cerere oferta | N | 1 | 0 | 1 | 2.455 | KG | 149X105X184 | 4015082657871 |  | 676 | PDC | 1
113349 | NZMH2-ME140-SVE | 113349 | Intreruptor automat 140A 3p elec.prot. m | 15 | cerere oferta | N | 1 | 0 | 1 | 2.895 | KG | 180X105X245 | 4015081128846 |  | 676 | PDC | 1
265788 | NZMH2-ME220 | 265788 | Intreruptor automat 3p 220A prot. motoar | 15 | cerere oferta | N | 1 | 0 | 1 | 2.484 | KG | 149X105X184 | 4015082657888 |  | 676 | PDC | 1
113350 | NZMH2-ME220-SVE | 113350 | Intreruptor automat 220A 3p elec.prot. m | 15 | cerere oferta | N | 1 | 0 | 1 | 2.924 | KG | 180X105X245 | 4015081128853 |  | 676 | PDC | 1
265786 | NZMH2-ME90 | 265786 | Intreruptor automat 3p 90A prot. motoare | 15 | cerere oferta | N | 1 | 0 | 1 | 2.438 | KG | 149X105X184 | 4015082657864 |  | 676 | PDC | 1
113348 | NZMH2-ME90-SVE | 113348 | Intreruptor automat 90A 3p elec.prot. mo | 15 | cerere oferta | N | 1 | 0 | 1 | 2.878 | KG | 180X105X245 | 4015081128839 |  | 676 | PDC | 1
265746 | NZMH2-S100 | 265746 | Intreruptor automat 3p 100A | 15 | cerere oferta | N | 1 | 0 | 1 | 2.342 | KG | 149X105X184 | 4015082657468 |  | 676 | PDC | 1
113344 | NZMH2-S100-SVE | 113344 | Intreruptor automat 100A 3p fara prot. s | 15 | cerere oferta | N | 1 | 0 | 1 | 2.782 | KG | 180X105X245 | 4015081128792 |  | 676 | PDC | 1
265747 | NZMH2-S125 | 265747 | Intreruptor automat 3p 125A | 15 | cerere oferta | N | 1 | 0 | 1 | 2.324 | KG | 149X105X184 | 4015082657475 |  | 676 | PDC | 1
113345 | NZMH2-S125-SVE | 113345 | Intreruptor automat 125A 3p fara prot. s | 15 | cerere oferta | N | 1 | 0 | 1 | 2.764 | KG | 180X105X245 | 4015081128808 |  | 676 | PDC | 1
265748 | NZMH2-S160 | 265748 | Intreruptor automat 3p 160A | 15 | cerere oferta | N | 1 | 0 | 1 | 2.323 | KG | 149X105X184 | 4015082657482 |  | 676 | PDC | 1
113346 | NZMH2-S160-SVE | 113346 | Intreruptor automat 160A 3p fara prot. s | 15 | cerere oferta | N | 1 | 0 | 1 | 2.763 | KG | 180X105X245 | 4015081128815 |  | 676 | PDC | 1
265749 | NZMH2-S200 | 265749 | Intreruptor automat 3p 200A | 15 | cerere oferta | N | 1 | 0 | 1 | 2.345 | KG | 149X105X184 | 4015082657499 |  | 676 | PDC | 1
113347 | NZMH2-S200-SVE | 113347 | Intreruptor automat 200A 3p fara prot. s | 15 | cerere oferta | N | 1 | 0 | 1 | 2.785 | KG | 180X105X245 | 4015081128822 |  | 676 | PDC | 1
265742 | NZMH2-S40 | 265742 | Intreruptor automat 3p 40A | 15 | cerere oferta | N | 1 | 0 | 1 | 2.345 | KG | 149X105X184 | 4015082657420 |  | 676 | PDC | 1
113340 | NZMH2-S40-SVE | 113340 | Intreruptor automat 40A 3p fara prot. su | 15 | cerere oferta | N | 1 | 0 | 1 | 2.785 | KG | 180X105X245 | 4015081128754 |  | 676 | PDC | 1
265743 | NZMH2-S50 | 265743 | Intreruptor automat 3p 50A | 15 | cerere oferta | N | 1 | 0 | 1 | 2.345 | KG | 149X105X184 | 4015082657437 |  | 676 | PDC | 1
113341 | NZMH2-S50-SVE | 113341 | Intreruptor automat 50A 3p fara prot. su | 15 | cerere oferta | N | 1 | 0 | 1 | 2.785 | KG | 180X105X245 | 4015081128761 |  | 676 | PDC | 1
265744 | NZMH2-S63 | 265744 | Intreruptor automat 3p 63A | 15 | cerere oferta | N | 1 | 0 | 1 | 2.34 | KG | 149X105X184 | 4015082657444 |  | 676 | PDC | 1
113342 | NZMH2-S63-SVE | 113342 | Intreruptor automat 63A 3p fara prot. su | 15 | cerere oferta | N | 1 | 0 | 1 | 2.78 | KG | 180X105X245 | 4015081128778 |  | 676 | PDC | 1
265745 | NZMH2-S80 | 265745 | Intreruptor automat 3p 80A | 15 | cerere oferta | N | 1 | 0 | 1 | 2.322 | KG | 149X105X184 | 4015082657451 |  | 676 | PDC | 1
113343 | NZMH2-S80-SVE | 113343 | Intreruptor automat 80A 3p fara prot. su | 15 | cerere oferta | N | 1 | 0 | 1 | 2.762 | KG | 180X105X245 | 4015081128785 |  | 676 | PDC | 1
259125 | NZMH2-VE100 | 259125 | Intreruptor automat 3p protectie selecti | 15 | cerere oferta | N | 1 | 0 | 1 | 2.456 | KG | 149X105X184 | 4015082591250 |  | 676 | PDC | 1
100777 | NZMH2-VE100-S1 | 100777 | Circuit break. 3p selective prot. S1000V | 15 | cerere oferta | N | 1 | 0 | 1 | 2.46 | KG | 149X105X184 | 4015081006779 |  | 676 | PDC | 1
113337 | NZMH2-VE100-SVE | 113337 | Intreruptor automat 100A 3p prot. select | 15 | cerere oferta | N | 1 | 0 | 1 | 2.896 | KG | 180X105X245 | 4015081128723 |  | 676 | PDC | 1
259126 | NZMH2-VE160 | 259126 | Intreruptor automat 3p protectie selecti | 15 | cerere oferta | N | 1 | 0 | 1 | 2.467 | KG | 149X105X184 | 4015082591267 |  | 676 | PDC | 1
100778 | NZMH2-VE160-S1 | 100778 | Circuit break. 3p selective prot. S1000V | 15 | cerere oferta | N | 1 | 0 | 1 | 2.46 | KG | 149X105X184 | 4015081006786 |  | 676 | PDC | 1
113338 | NZMH2-VE160-SVE | 113338 | Intreruptor automat 160A 3p prot. select | 15 | cerere oferta | N | 1 | 0 | 1 | 2.907 | KG | 180X105X245 | 4015081128730 |  | 676 | PDC | 1
259127 | NZMH2-VE250 | 259127 | Intreruptor automat 3p protectie selecti | 15 | cerere oferta | N | 1 | 0 | 1 | 2.479 | KG | 149X105X184 | 4015082591274 |  | 676 | PDC | 1
100779 | NZMH2-VE250-S1 | 100779 | Circuit break. 3p selective prot. S1000V | 15 | cerere oferta | N | 1 | 0 | 1 | 2.46 | KG | 149X105X184 | 4015081006793 |  | 676 | PDC | 1
113339 | NZMH2-VE250-SVE | 113339 | Intreruptor automat 250A 3p prot. select | 15 | cerere oferta | N | 1 | 0 | 1 | 2.919 | KG | 180X105X245 | 4015081128747 |  | 676 | PDC | 1
113578 | NZMH3-4-A320-AVE | 113578 | Circ.break. 4p syst/cable + withdr.cont. | 16 | cerere oferta | N | 1 | 0 | 1 | 12.9 | KG | 346X230X260 | 4015081131037 |  | 677 | PDC | 1
265897 | NZMH3-4-AE400 | 265897 | Intreruptor automat 4p 400A | 16 | cerere oferta | N | 1 | 0 | 1 | 8.4 | KG | 166X185X275 | 4015082658977 |  | 677 | PDC | 1
265898 | NZMH3-4-AE400/250 | 265898 | Intreruptor automat 4p 400A | 16 | cerere oferta | N | 1 | 0 | 1 | 8.4 | KG | 166X185X275 | 4015082658984 |  | 677 | PDC | 1
110907 | NZMH3-4-AE400/250-T | 110907 | Intreruptor automat 4p/cabluri+defect cu | 16 | cerere oferta | N | 1 | 0 | 1 | 8.425 | KG | 166X185X275 | 4015081104369 |  | 677 | PDC | 1
113585 | NZMH3-4-AE400/250-T-AVE | 113585 | Intreruptor automat 4p/cabluri+defect cu | 16 | cerere oferta | N | 1 | 0 | 1 | 14.025 | KG | 346X230X260 | 4015081131105 |  | 677 | PDC | 1
110878 | NZMH3-4-AE400-AVE | 110878 | C.-breaker 4p syst/line protect + drawer | 16 | cerere oferta | N | 1 | 0 | 1 | 22.4 | KG | 260X230X346 | 4015081104079 |  | 677 | PDC | 1
110906 | NZMH3-4-AE400-T | 110906 | Intreruptor automat 4p/cabluri+defect cu | 16 | cerere oferta | N | 1 | 0 | 1 | 8.425 | KG | 166X185X275 | 4015081104352 |  | 677 | PDC | 1
113584 | NZMH3-4-AE400-T-AVE | 113584 | Intreruptor automat 4p/cabluri+defect cu | 16 | cerere oferta | N | 1 | 0 | 1 | 14.025 | KG | 346X230X260 | 4015081131099 |  | 677 | PDC | 1
265900 | NZMH3-4-AE630 | 265900 | Intreruptor automat 4p 630A | 16 | cerere oferta | N | 1 | 0 | 1 | 8.4 | KG | 166X185X275 | 4015082659004 |  | 677 | PDC | 1
265901 | NZMH3-4-AE630/400 | 265901 | Intreruptor automat 4p 630A | 16 | cerere oferta | N | 1 | 0 | 1 | 8.4 | KG | 166X185X275 | 4015082659011 |  | 677 | PDC | 1
110909 | NZMH3-4-AE630/400-T | 110909 | Intreruptor automat 4p/cabluri+defect cu | 16 | cerere oferta | N | 1 | 0 | 1 | 8.425 | KG | 166X185X275 | 4015081104383 |  | 677 | PDC | 1
113587 | NZMH3-4-AE630/400-T-AVE | 113587 | Intreruptor automat 4p/cabluri+defect cu | 16 | cerere oferta | N | 1 | 0 | 1 | 14.025 | KG | 346X230X260 | 4015081131129 |  | 677 | PDC | 1
110879 | NZMH3-4-AE630-AVE | 110879 | C.-breaker 4p syst/line protect + drawer | 16 | cerere oferta | N | 1 | 0 | 1 | 22.4 | KG | 260X230X346 | 4015081104086 |  | 677 | PDC | 1
110908 | NZMH3-4-AE630-T | 110908 | Intreruptor automat 4p/cabluri+defect cu | 16 | cerere oferta | N | 1 | 0 | 1 | 8.425 | KG | 166X185X275 | 4015081104376 |  | 677 | PDC | 1
113586 | NZMH3-4-AE630-T-AVE | 113586 | Intreruptor automat 4p/cabluri+defect cu | 16 | cerere oferta | N | 1 | 0 | 1 | 14.025 | KG | 346X230X260 | 4015081131112 |  | 677 | PDC | 1
265963 | NZMH3-4-VE400 | 265963 | Intreruptor automat 4p 400A protectie s | 16 | cerere oferta | N | 1 | 0 | 1 | 8.4 | KG | 166X185X275 | 4015082659639 |  | 677 | PDC | 1
265964 | NZMH3-4-VE400/250 | 265964 | Intreruptor automat 4p 400A protectie s | 16 | cerere oferta | N | 1 | 0 | 1 | 8.4 | KG | 166X185X275 | 4015082659646 |  | 677 | PDC | 1
110880 | NZMH3-4-VE400-AVE | 110880 | C.-breaker 4p selective protect + drawer | 16 | cerere oferta | N | 1 | 0 | 1 | 22.4 | KG | 260X230X346 | 4015081104093 |  | 677 | PDC | 1
265966 | NZMH3-4-VE630 | 265966 | Intreruptor automat 4p 630A protectie s | 16 | cerere oferta | N | 1 | 0 | 1 | 8.4 | KG | 166X185X275 | 4015082659660 |  | 677 | PDC | 1
265967 | NZMH3-4-VE630/400 | 265967 | Intreruptor automat 4p 630A protectie s | 16 | cerere oferta | N | 1 | 0 | 1 | 8.769 | KG | 166X185X275 | 4015082659677 |  | 677 | PDC | 1
113594 | NZMH3-4-VE630/400-AVE | 113594 | C.-breaker 4p selective protect + drawer | 16 | cerere oferta | N | 1 | 0 | 1 | 14.369 | KG | 346X230X260 | 4015081131198 |  | 677 | PDC | 1
110881 | NZMH3-4-VE630-AVE | 110881 | C.-breaker 4p selective protect + drawer | 16 | cerere oferta | N | 1 | 0 | 1 | 22.4 | KG | 260X230X346 | 4015081104109 |  | 677 | PDC | 1
109674 | NZMH3-A400 | 109674 | Circuit br.,3p syst./cable protect. | 16 | cerere oferta | N | 1 | 0 | 1 | 5.8 | KG | 166X140X275 | 4015081092604 |  | 677 | PDC | 1
109675 | NZMH3-A500 | 109675 | Intrerupatoare automate tip NZM3 | 16 | cerere oferta | N | 1 | 0 | 1 | 5.8 | KG | 166X140X275 | 4015081092611 |  | 677 | PDC | 1
259116 | NZMH3-AE250 | 259116 | Intreruptor automat 3p prot. sistemelor | 16 | cerere oferta | N | 1 | 0 | 1 | 6.895 | KG | 166X140X275 | 4015082591168 |  | 677 | PDC | 1
110849 | NZMH3-AE250-AVE | 110849 | C.-breaker 3p syst/line protect + drawer | 16 | cerere oferta | N | 1 | 0 | 1 | 17.895 | KG | 260X185X346 | 4015081103782 |  | 677 | PDC | 1
110894 | NZMH3-AE250-T | 110894 | Intreruptor automat 3p/cabluri+defect cu | 16 | cerere oferta | N | 1 | 0 | 1 | 6.92 | KG | 166X140X275 | 4015081104239 |  | 677 | PDC | 1
113570 | NZMH3-AE250-T-AVE | 113570 | Intreruptor automat 3p/cabluri+defect cu | 16 | cerere oferta | N | 1 | 0 | 1 | 11.12 | KG | 346X185X260 | 4015081130955 |  | 677 | PDC | 1
259117 | NZMH3-AE400 | 259117 | Intreruptor automat 3p prot. sistemelor | 16 | cerere oferta | N | 1 | 0 | 1 | 6.966 | KG | 166X140X275 | 4015082591175 |  | 677 | PDC | 1
110850 | NZMH3-AE400-AVE | 110850 | C.-breaker 3p syst/line protect + drawer | 16 | cerere oferta | N | 1 | 0 | 1 | 17.966 | KG | 260X185X346 | 4015081103799 |  | 677 | PDC | 1
119362 | NZMH3-AE400-S1 | 119362 | Circuit br.,3p syst/cable protect.S1000V | 16 | cerere oferta | N | 1 | 0 | 1 | 6.34 | KG | 166X140X275 | 4015081174980 |  | 677 | PDC | 1
110895 | NZMH3-AE400-T | 110895 | Intreruptor automat 3p/cabluri+defect cu | 16 | cerere oferta | N | 1 | 0 | 1 | 6.991 | KG | 166X140X275 | 4015081104246 |  | 677 | PDC | 1
113571 | NZMH3-AE400-T-AVE | 113571 | Intreruptor automat 3p/cabluri+defect cu | 16 | cerere oferta | N | 1 | 0 | 1 | 11.191 | KG | 346X185X260 | 4015081130962 |  | 677 | PDC | 1
259118 | NZMH3-AE630 | 259118 | Intreruptor automat 3p prot. sistemelor | 16 | cerere oferta | N | 1 | 0 | 1 | 7.088 | KG | 166X140X275 | 4015082591182 |  | 677 | PDC | 1
110851 | NZMH3-AE630-AVE | 110851 | C.-breaker 3p syst/line protect + drawer | 16 | cerere oferta | N | 1 | 0 | 1 | 18.088 | KG | 260X185X346 | 4015081103805 |  | 677 | PDC | 1
110896 | NZMH3-AE630-T | 110896 | Intreruptor automat 3p/cabluri+defect cu | 16 | cerere oferta | N | 1 | 0 | 1 | 7.113 | KG | 166X140X275 | 4015081104253 |  | 677 | PDC | 1
113572 | NZMH3-AE630-T-AVE | 113572 | Intreruptor automat 3p/cabluri+defect cu | 16 | cerere oferta | N | 1 | 0 | 1 | 11.313 | KG | 346X185X260 | 4015081130979 |  | 677 | PDC | 1
265789 | NZMH3-ME220 | 265789 | Intreruptor automat 3p 220A prot. motoar | 16 | cerere oferta | N | 1 | 0 | 1 | 6.34 | KG | 166X140X275 | 4015082657895 |  | 677 | PDC | 1
110855 | NZMH3-ME220-AVE | 110855 | C.-breaker 3p motor protect. + drawer | 16 | cerere oferta | N | 1 | 0 | 1 | 17.34 | KG | 260X185X346 | 4015081103843 |  | 677 | PDC | 1
265790 | NZMH3-ME350 | 265790 | Intreruptor automat 3p 350A prot. motoar | 16 | cerere oferta | N | 1 | 0 | 1 | 7.001 | KG | 166X140X275 | 4015082657901 |  | 677 | PDC | 1
284469 | NZMH3-ME450 | 284469 | Circuit br.,3p motor protection | 16 | cerere oferta | N | 1 | 0 | 1 | 6.34 | KG | 166X140X275 | 4015082844691 |  | 677 | PDC | 1
259134 | NZMH3-VE250 | 259134 | Intreruptor automat 3p protectie selecti | 16 | cerere oferta | N | 1 | 0 | 1 | 6.34 | KG | 166X140X275 | 4015082591342 |  | 677 | PDC | 1
110852 | NZMH3-VE250-AVE | 110852 | C.-breaker 3p selective protect + drawer | 16 | cerere oferta | N | 1 | 0 | 1 | 17.34 | KG | 260X185X346 | 4015081103812 |  | 677 | PDC | 1
110897 | NZMH3-VE250-T | 110897 | Intreruptor automat 3p/selectivitate+def | 16 | cerere oferta | N | 1 | 0 | 1 | 6.365 | KG | 166X140X275 | 4015081104260 |  | 677 | PDC | 1
113573 | NZMH3-VE250-T-AVE | 113573 | Intreruptor automat 3p/selectiv+defect c | 16 | cerere oferta | N | 1 | 0 | 1 | 10.565 | KG | 346X185X260 | 4015081130986 |  | 677 | PDC | 1
259135 | NZMH3-VE400 | 259135 | Intreruptor automat 3p protectie selecti | 16 | cerere oferta | N | 1 | 0 | 1 | 6.989 | KG | 166X140X275 | 4015082591359 |  | 677 | PDC | 1
110853 | NZMH3-VE400-AVE | 110853 | C.-breaker 3p selective protect + drawer | 14 | cerere oferta | N | 1 | 0 | 1 | 17.989 | KG | 260X185X346 | 4015081103829 |  | 677 | PDC | 1
110898 | NZMH3-VE400-T | 110898 | Intreruptor automat 3p/selectivitate+def | 16 | cerere oferta | N | 1 | 0 | 1 | 7.014 | KG | 166X140X275 | 4015081104277 |  | 677 | PDC | 1
113574 | NZMH3-VE400-T-AVE | 113574 | Intreruptor automat 3p/selectiv+defect c | 16 | cerere oferta | N | 1 | 0 | 1 | 11.214 | KG | 346X185X260 | 4015081130993 |  | 677 | PDC | 1
259136 | NZMH3-VE630 | 259136 | Intreruptor automat 3p protectie selecti | 16 | cerere oferta | N | 1 | 0 | 1 | 7.054 | KG | 166X140X275 | 4015082591366 |  | 677 | PDC | 1
110854 | NZMH3-VE630-AVE | 110854 | Intreruptor automat 3p/selectiv+debrosab | 16 | cerere oferta | N | 1 | 0 | 1 | 18.054 | KG | 260X185X346 | 4015081103836 |  | 677 | PDC | 1
110899 | NZMH3-VE630-T | 110899 | Intreruptor automat 3p/selectivitate+def | 16 | cerere oferta | N | 1 | 0 | 1 | 7.079 | KG | 166X140X275 | 4015081104284 |  | 677 | PDC | 1
113575 | NZMH3-VE630-T-AVE | 113575 | Intreruptor automat 3p/selectiv+defect c | 16 | cerere oferta | N | 1 | 0 | 1 | 11.279 | KG | 346X185X260 | 4015081131006 |  | 677 | PDC | 1
265924 | NZMH4-4-AE1000 | 265924 | Intreruptor automat 4p 1000A | 17 | cerere oferta | N | 1 | 0 | 1 | 27 | KG | 401X280X207 | 4015082659240 |  | 678 | PDC | 1
265925 | NZMH4-4-AE1000/630 | 265925 | Intreruptor automat 4p 1000A | 17 | cerere oferta | N | 1 | 0 | 1 | 27 | KG | 401X280X207 | 4015082659257 |  | 678 | PDC | 1
265927 | NZMH4-4-AE1250 | 265927 | Intreruptor automat 4p 1250A | 17 | cerere oferta | N | 1 | 0 | 1 | 27 | KG | 401X280X207 | 4015082659271 |  | 678 | PDC | 1
265928 | NZMH4-4-AE1250/800 | 265928 | Intreruptor automat 4p 1250A | 17 | cerere oferta | N | 1 | 0 | 1 | 27 | KG | 401X280X207 | 4015082659288 |  | 678 | PDC | 1
265930 | NZMH4-4-AE1600 | 265930 | Intreruptor automat 4p 1600A | 17 | cerere oferta | N | 1 | 0 | 1 | 27 | KG | 401X280X207 | 4015082659301 |  | 678 | PDC | 1
265931 | NZMH4-4-AE1600/1000 | 265931 | Intreruptor automat 4p 1600A | 17 | cerere oferta | N | 1 | 0 | 1 | 27 | KG | 401X280X207 | 4015082659318 |  | 678 | PDC | 1
265921 | NZMH4-4-AE800 | 265921 | Intreruptor automat 4p 800A | 17 | cerere oferta | N | 1 | 0 | 1 | 27 | KG | 401X280X207 | 4015082659219 |  | 678 | PDC | 1
265922 | NZMH4-4-AE800/500 | 265922 | Intreruptor automat 4p 800A | 17 | cerere oferta | N | 1 | 0 | 1 | 27 | KG | 401X280X207 | 4015082659226 |  | 678 | PDC | 1
265990 | NZMH4-4-VE1000 | 265990 | Intreruptor automat 4p 1000A protectie | 17 | cerere oferta | N | 1 | 0 | 1 | 27 | KG | 401X280X207 | 4015082659905 |  | 678 | PDC | 1
265991 | NZMH4-4-VE1000/630 | 265991 | Intreruptor automat 4p 1000A protectie | 17 | cerere oferta | N | 1 | 0 | 1 | 27 | KG | 401X280X207 | 4015082659912 |  | 678 | PDC | 1
265993 | NZMH4-4-VE1250 | 265993 | Intreruptor automat 4p 1250A protectie | 17 | cerere oferta | N | 1 | 0 | 1 | 22.6 | KG | 401X280X207 | 4015082659936 |  | 678 | PDC | 1
265994 | NZMH4-4-VE1250/800 | 265994 | Intreruptor automat 4p 1250A protectie | 17 | cerere oferta | N | 1 | 0 | 1 | 27 | KG | 401X280X207 | 4015082659943 |  | 678 | PDC | 1
265996 | NZMH4-4-VE1600 | 265996 | Intreruptor automat 4p 1600A protectie | 17 | cerere oferta | N | 1 | 0 | 1 | 27 | KG | 401X280X207 | 4015082659967 |  | 678 | PDC | 1
265997 | NZMH4-4-VE1600/1000 | 265997 | Intreruptor automat 4p 1600A protectie | 17 | cerere oferta | N | 1 | 0 | 1 | 27 | KG | 401X280X207 | 4015082659974 |  | 678 | PDC | 1
265987 | NZMH4-4-VE800 | 265987 | Intreruptor automat 4p 800A protectie s | 17 | cerere oferta | N | 1 | 0 | 1 | 27 | KG | 401X280X207 | 4015082659875 |  | 678 | PDC | 1
265988 | NZMH4-4-VE800/500 | 265988 | Intreruptor automat 4p 800A protectie s | 17 | cerere oferta | N | 1 | 0 | 1 | 27 | KG | 401X280X207 | 4015082659882 |  | 678 | PDC | 1
265765 | NZMH4-AE1000 | 265765 | Intreruptor automat 3p 1000A protectie s | 17 | cerere oferta | N | 1 | 0 | 1 | 19.046 | KG | 401X210X207 | 4015082657659 |  | 678 | PDC | 1
290372 | NZMH4-AE1000-S1 | 290372 | Circuit br.,3p syst/cable protect.S1000V | 17 | cerere oferta | N | 1 | 0 | 1 | 19 | KG | 401X210X207 | 4015082903725 |  | 678 | PDC | 1
265766 | NZMH4-AE1250 | 265766 | Intreruptor automat 3p 1250A protectie s | 17 | cerere oferta | N | 1 | 0 | 1 | 19.192 | KG | 401X210X207 | 4015082657666 |  | 678 | PDC | 1
290373 | NZMH4-AE1250-S1 | 290373 | Circuit br.,3p syst/cable protect.S1000V | 17 | cerere oferta | N | 1 | 0 | 1 | 19 | KG | 401X210X207 | 4015082903732 |  | 678 | PDC | 1
265767 | NZMH4-AE1600 | 265767 | Intreruptor automat 3p 1600A protectie s | 17 | cerere oferta | N | 1 | 0 | 1 | 19.526 | KG | 401X210X207 | 4015082657673 |  | 678 | PDC | 1
290374 | NZMH4-AE1600-S1 | 290374 | Circuit br.,3p syst/cable protect.S1000V | 17 | cerere oferta | N | 1 | 0 | 1 | 21 | KG | 401X210X207 | 4015082903749 |  | 678 | PDC | 1
265763 | NZMH4-AE630 | 265763 | Intreruptor automat 3p 630A protectie se | 17 | cerere oferta | N | 1 | 0 | 1 | 15.52 | KG | 401X210X207 | 4015082657635 |  | 678 | PDC | 1
290370 | NZMH4-AE630-S1 | 290370 | Circuit br.,3p syst/cable protect.S1000V | 17 | cerere oferta | N | 1 | 0 | 1 | 21 | KG | 401X210X207 | 4015082903701 |  | 678 | PDC | 1
265764 | NZMH4-AE800 | 265764 | Intreruptor automat 3p 800A protectie se | 17 | cerere oferta | N | 1 | 0 | 1 | 15.52 | KG | 401X210X207 | 4015082657642 |  | 678 | PDC | 1
290371 | NZMH4-AE800-S1 | 290371 | Intreruptor automat 1000V | 14 | cerere oferta | N | 1 | 0 | 1 | 18.5 | KG | 401X210X207 | 4015082903718 |  | 678 | PDC | 1
265793 | NZMH4-ME1400 | 265793 | Intreruptor automat 3p 1400A motor prote | 17 | cerere oferta | N | 1 | 0 | 1 | 21 | KG | 401X210X207 | 4015082657932 |  | 678 | PDC | 1
290385 | NZMH4-ME1400-S1 | 290385 | Circuit br.,3p motor protection S1000V | 17 | cerere oferta | N | 1 | 0 | 1 | 21 | KG | 401X210X207 | 4015082903855 |  | 678 | PDC | 1
265791 | NZMH4-ME550 | 265791 | Intreruptor automat 3p 550A prot. motoar | 17 | cerere oferta | N | 1 | 0 | 1 | 21 | KG | 401X210X207 | 4015082657918 |  | 678 | PDC | 1
290383 | NZMH4-ME550-S1 | 290383 | Circuit br.,3p motor protection S1000V | 17 | cerere oferta | N | 1 | 0 | 1 | 21 | KG | 401X210X207 | 4015082903831 |  | 678 | PDC | 1
265792 | NZMH4-ME875 | 265792 | Intreruptor automat 3p 875A prot. motoar | 17 | cerere oferta | N | 1 | 0 | 1 | 21 | KG | 401X210X207 | 4015082657925 |  | 678 | PDC | 1
290384 | NZMH4-ME875-S1 | 290384 | Circuit br.,3p motor protection S1000V | 17 | cerere oferta | N | 1 | 0 | 1 | 21 | KG | 401X210X207 | 4015082903848 |  | 678 | PDC | 1
265775 | NZMH4-VE1000 | 265775 | Intreruptor automat 3p 1000A protectie s | 17 | cerere oferta | N | 1 | 0 | 1 | 21 | KG | 401X210X207 | 4015082657758 |  | 678 | PDC | 1
290377 | NZMH4-VE1000-S1 | 290377 | Circuit break. 3p selective prot. S1000V | 17 | cerere oferta | N | 1 | 0 | 1 | 21 | KG | 401X210X207 | 4015082903770 |  | 678 | PDC | 1
265776 | NZMH4-VE1250 | 265776 | Intreruptor automat 3p 1250A protectie s | 17 | cerere oferta | N | 1 | 0 | 1 | 21 | KG | 401X210X207 | 4015082657765 |  | 678 | PDC | 1
290378 | NZMH4-VE1250-S1 | 290378 | Circuit break. 3p selective prot. S1000V | 17 | cerere oferta | N | 1 | 0 | 1 | 21 | KG | 401X210X207 | 4015082903787 |  | 678 | PDC | 1
265777 | NZMH4-VE1600 | 265777 | Intreruptor automat 3p 1600A protectie s | 17 | cerere oferta | N | 1 | 0 | 1 | 19.206 | KG | 401X210X207 | 4015082657772 |  | 678 | PDC | 1
290379 | NZMH4-VE1600-S1 | 290379 | Circuit break. 3p selective prot. S1000V | 17 | cerere oferta | N | 1 | 0 | 1 | 21 | KG | 401X210X207 | 4015082903794 |  | 678 | PDC | 1
265773 | NZMH4-VE630 | 265773 | Intreruptor automat 3p 630A protectie se | 17 | cerere oferta | N | 1 | 0 | 1 | 15.52 | KG | 401X210X207 | 4015082657734 |  | 678 | PDC | 1
290375 | NZMH4-VE630-S1 | 290375 | Circuit break. 3p selective prot. S1000V | 17 | cerere oferta | N | 1 | 0 | 1 | 21 | KG | 401X210X207 | 4015082903756 |  | 678 | PDC | 1
265774 | NZMH4-VE800 | 265774 | Intreruptor automat 3p 800A protectie se | 17 | cerere oferta | N | 1 | 0 | 1 | 15.52 | KG | 401X210X207 | 4015082657741 |  | 678 | PDC | 1
290376 | NZMH4-VE800-S1 | 290376 | Circuit break. 3p selective prot. S1000V | 17 | cerere oferta | N | 1 | 0 | 1 | 21 | KG | 401X210X207 | 4015082903763 |  | 678 | PDC | 1
155416 | NZML3-VE250-AVE | 155416 | Circ.br.3p select.prot.+withdr.cont. | 16 | cerere oferta | N | 1 | 0 | 1 | 17.989 | KG | 260X185X346 | 4015081521265 |  | 677 | PDC | 1
283224 | NZML4-4-AE1000 | 283224 | Intreruptor automat 4p 1000A | 17 | cerere oferta | N | 1 | 0 | 1 | 27 | KG | 401X280X207 | 4015082832247 |  | 678 | PDC | 1
283225 | NZML4-4-AE1000/630 | 283225 | Intreruptor automat 4p 1000A | 17 | cerere oferta | N | 1 | 0 | 1 | 27 | KG | 401X280X207 | 4015082832254 |  | 678 | PDC | 1
283227 | NZML4-4-AE1250 | 283227 | Intreruptor automat 4p 1250A | 17 | cerere oferta | N | 1 | 0 | 1 | 27 | KG | 401X280X207 | 4015082832278 |  | 678 | PDC | 1
283228 | NZML4-4-AE1250/800 | 283228 | Intreruptor automat 4p 1250A | 17 | cerere oferta | N | 1 | 0 | 1 | 27 | KG | 401X280X207 | 4015082832285 |  | 678 | PDC | 1
283230 | NZML4-4-AE1600 | 283230 | Intreruptor automat 4p 1600A | 17 | cerere oferta | N | 1 | 0 | 1 | 27 | KG | 401X280X207 | 4015082832308 |  | 678 | PDC | 1
283231 | NZML4-4-AE1600/1000 | 283231 | Intreruptor automat 4p 1600A | 17 | cerere oferta | N | 1 | 0 | 1 | 27 | KG | 401X280X207 | 4015082832315 |  | 678 | PDC | 1
283221 | NZML4-4-AE800 | 283221 | Intreruptor automat 4p 800A | 17 | cerere oferta | N | 1 | 0 | 1 | 27 | KG | 401X280X207 | 4015082832216 |  | 678 | PDC | 1
283222 | NZML4-4-AE800/500 | 283222 | Intreruptor automat 4p 800A | 17 | cerere oferta | N | 1 | 0 | 1 | 27 | KG | 401X280X207 | 4015082832223 |  | 678 | PDC | 1
283210 | NZML4-AE1000 | 283210 | Intreruptor automat 3p 1000A | 17 | cerere oferta | N | 1 | 0 | 1 | 21 | KG | 401X210X207 | 4015082832100 |  | 678 | PDC | 1
283211 | NZML4-AE1250 | 283211 | Intreruptor automat 3p 1250A | 17 | cerere oferta | N | 1 | 0 | 1 | 21 | KG | 401X210X207 | 4015082832117 |  | 678 | PDC | 1
283212 | NZML4-AE1600 | 283212 | Intreruptor automat 3p 1600A | 17 | cerere oferta | N | 1 | 0 | 1 | 21 | KG | 401X210X207 | 4015082832124 |  | 678 | PDC | 1
283128 | NZML4-AE630 | 283128 | Intreruptor automat 3p 630A | 17 | cerere oferta | N | 1 | 0 | 1 | 15.52 | KG | 401X210X207 | 4015082831288 |  | 678 | PDC | 1
283129 | NZML4-AE800 | 283129 | Intreruptor automat 3p 800A | 17 | cerere oferta | N | 1 | 0 | 1 | 15.52 | KG | 401X210X207 | 4015082831295 |  | 678 | PDC | 1
283220 | NZML4-ME1400 | 283220 | Intreruptor automat 3p 1400A motor prot. | 17 | cerere oferta | N | 1 | 0 | 1 | 21 | KG | 401X210X207 | 4015082832209 |  | 678 | PDC | 1
283218 | NZML4-ME550 | 283218 | Intreruptor automat 3p 550A motor prot. | 17 | cerere oferta | N | 1 | 0 | 1 | 21 | KG | 401X210X207 | 4015082832186 |  | 678 | PDC | 1
283219 | NZML4-ME875 | 283219 | Intreruptor automat 3p 875A motor prot. | 17 | cerere oferta | N | 1 | 0 | 1 | 21 | KG | 401X210X207 | 4015082832193 |  | 678 | PDC | 1
283215 | NZML4-VE1000 | 283215 | Intreruptor automat 3p 1000A protectie s | 17 | cerere oferta | N | 1 | 0 | 1 | 21 | KG | 401X210X207 | 4015082832155 |  | 678 | PDC | 1
283216 | NZML4-VE1250 | 283216 | Intreruptor automat 3p 1250A protectie s | 17 | cerere oferta | N | 1 | 0 | 1 | 21 | KG | 401X210X207 | 4015082832162 |  | 678 | PDC | 1
283217 | NZML4-VE1600 | 283217 | Intreruptor automat 3p 1600A protectie s | 17 | cerere oferta | N | 1 | 0 | 1 | 21 | KG | 401X210X207 | 4015082832179 |  | 678 | PDC | 1
283213 | NZML4-VE630 | 283213 | Intreruptor automat 3p 630A protectie se | 17 | cerere oferta | N | 1 | 0 | 1 | 15.52 | KG | 401X210X207 | 4015082832131 |  | 678 | PDC | 1
283214 | NZML4-VE800 | 283214 | Intreruptor automat 3p 800A protectie se | 17 | cerere oferta | N | 1 | 0 | 1 | 15.52 | KG | 401X210X207 | 4015082832148 |  | 678 | PDC | 1
265819 | NZMN1-4-A100 | 265819 | Intreruptor automat 4p 100A | 14 | cerere oferta | N | 1 | 0 | 1 | 1.335 | KG | 84 5X120X145 | 4015082658199 |  | 675 | PDC | 1
265821 | NZMN1-4-A125 | 265821 | Intreruptor automat 4p 125A | 14 | cerere oferta | N | 1 | 0 | 1 | 1.327 | KG | 84 5X120X145 | 4015082658212 |  | 675 | PDC | 1
281251 | NZMN1-4-A160 | 281251 | Intreruptor automat 4p 160A | 14 | cerere oferta | N | 1 | 0 | 1 | 1.399 | KG | 84 5X120X145 | 4015082812515 |  | 675 | PDC | 1
281245 | NZMN1-4-A20 | 281245 | Intreruptor automat 4p 20A | 14 | cerere oferta | N | 1 | 0 | 1 | 1.325 | KG | 84 5X120X145 | 4015082812454 |  | 675 | PDC | 1
281247 | NZMN1-4-A25 | 281247 | Intreruptor automat 4p 25A | 14 | cerere oferta | N | 1 | 0 | 1 | 1.328 | KG | 84 5X120X145 | 4015082812478 |  | 675 | PDC | 1
281249 | NZMN1-4-A32 | 281249 | Intreruptor automat 4p 32A | 14 | cerere oferta | N | 1 | 0 | 1 | 1.325 | KG | 84 5X120X145 | 4015082812492 |  | 675 | PDC | 1
265811 | NZMN1-4-A40 | 265811 | Intreruptor automat 4p 40A | 14 | cerere oferta | N | 1 | 0 | 1 | 1.318 | KG | 84 5X120X145 | 4015082658113 |  | 675 | PDC | 1
265813 | NZMN1-4-A50 | 265813 | Intreruptor automat 4p 50A | 14 | cerere oferta | N | 1 | 0 | 1 | 1.32 | KG | 84 5X120X145 | 4015082658137 |  | 675 | PDC | 1
265815 | NZMN1-4-A63 | 265815 | Intreruptor automat 4p 63A | 14 | cerere oferta | N | 1 | 0 | 1 | 1.318 | KG | 84 5X120X145 | 4015082658151 |  | 675 | PDC | 1
265817 | NZMN1-4-A80 | 265817 | Intreruptor automat 4p 80A | 14 | cerere oferta | N | 1 | 0 | 1 | 1.316 | KG | 84 5X120X145 | 4015082658175 |  | 675 | PDC | 1
259085 | NZMN1-A100 | 259085 | Intreruptor automat 3p prot. sistemelor | 14 | cerere oferta | N | 1 | 0 | 1 | 1.073 | KG | 88X90X145 | 4015082590857 |  | 675 | PDC | 1
268255 | NZMN1-A100-S5-10 | 268255 | CB 3p plant/cable prot.SondIi'5-10xIn | 14 | cerere oferta | N | 1 | 0 | 1 | 1.046 | KG | 88X90X145 | 4015082682552 |  | 675 | PDC | 1
112775 | NZMN1-A100-S5-10-SVE | 112775 | C.-breaker 3p ,special 5-10 x In + plugs | 14 | cerere oferta | N | 1 | 0 | 1 | 1.227 | KG | 90X95X201 | 4015081123155 |  | 675 | PDC | 1
112761 | NZMN1-A100-SVE | 112761 | Circ.br. 3p sys/cab. prot.+plug-in cont. | 14 | cerere oferta | N | 1 | 0 | 1 | 1.208 | KG | 90X95X201 | 4015081123018 |  | 675 | PDC | 1
259086 | NZMN1-A125 | 259086 | Intreruptor automat 3p prot. sistemelor | 14 | cerere oferta | N | 1 | 0 | 1 | 1.063 | KG | 88X90X145 | 4015082590864 |  | 675 | PDC | 1
112762 | NZMN1-A125-SVE | 112762 | Circ.br. 3p sys/cab. prot.+plug-in cont. | 14 | cerere oferta | N | 1 | 0 | 1 | 1.212 | KG | 90X95X201 | 4015081123025 |  | 675 | PDC | 1
281234 | NZMN1-A160 | 281234 | Intreruptor automat 3p prot. sistemelor | 14 | cerere oferta | N | 1 | 0 | 1 | 1.046 | KG | 88X90X145 | 4015082812348 |  | 675 | PDC | 1
281231 | NZMN1-A20 | 281231 | Intreruptor automat 3p prot. sistemelor | 14 | cerere oferta | N | 1 | 0 | 1 | 1.071 | KG | 88X90X145 | 4015082812317 |  | 675 | PDC | 1
112776 | NZMN1-A20-SVE | 112776 | Circ.br. 3p sys/cab. prot.+plug-in cont. | 14 | cerere oferta | N | 1 | 0 | 1 | 1.203 | KG | 90X95X201 | 4015081123162 |  | 675 | PDC | 1
281232 | NZMN1-A25 | 281232 | Intreruptor automat 3p prot. sistemelor | 14 | cerere oferta | N | 1 | 0 | 1 | 1.028 | KG | 88X90X145 | 4015082812324 |  | 675 | PDC | 1
112777 | NZMN1-A25-SVE | 112777 | Circ.br. 3p sys/cab. prot.+plug-in cont. | 14 | cerere oferta | N | 1 | 0 | 1 | 1.209 | KG | 90X95X201 | 4015081123179 |  | 675 | PDC | 1
281233 | NZMN1-A32 | 281233 | Intreruptor automat 3p prot. sistemelor | 14 | cerere oferta | N | 1 | 0 | 1 | 1.06 | KG | 88X90X145 | 4015082812331 |  | 675 | PDC | 1
112778 | NZMN1-A32-SVE | 112778 | Circ.br. 3p sys/cab. prot.+plug-in cont. | 14 | cerere oferta | N | 1 | 0 | 1 | 1.206 | KG | 90X95X201 | 4015081123186 |  | 675 | PDC | 1
259081 | NZMN1-A40 | 259081 | Intreruptor automat 3p prot. sistemelor | 14 | cerere oferta | N | 1 | 0 | 1 | 1.07 | KG | 88X90X145 | 4015082590819 |  | 675 | PDC | 1
112757 | NZMN1-A40-SVE | 112757 | Circ.br. 3p sys/cab. prot.+plug-in cont. | 14 | cerere oferta | N | 1 | 0 | 1 | 1.199 | KG | 90X95X201 | 4015081122974 |  | 675 | PDC | 1
259082 | NZMN1-A50 | 259082 | Intreruptor automat 3p prot. sistemelor | 14 | cerere oferta | N | 1 | 0 | 1 | 1.066 | KG | 88X90X145 | 4015082590826 |  | 675 | PDC | 1
112758 | NZMN1-A50-SVE | 112758 | Circ.br. 3p sys/cab. prot.+plug-in cont. | 14 | cerere oferta | N | 1 | 0 | 1 | 1.204 | KG | 90X95X201 | 4015081122981 |  | 675 | PDC | 1
259083 | NZMN1-A63 | 259083 | Intreruptor automat 3p prot. sistemelor | 14 | cerere oferta | N | 1 | 0 | 1 | 1.05 | KG | 88X90X145 | 4015082590833 |  | 675 | PDC | 1
268253 | NZMN1-A63-S5-10 | 268253 | CB 3p plant/cable prot.SondIi'5-10xIn | 14 | cerere oferta | N | 1 | 0 | 1 | 1.046 | KG | 88X90X145 | 4015082682538 |  | 675 | PDC | 1
112773 | NZMN1-A63-S5-10-SVE | 112773 | C.-breaker 3p ,special 5-10 x In + plugs | 14 | cerere oferta | N | 1 | 0 | 1 | 1.227 | KG | 90X95X201 | 4015081123131 |  | 675 | PDC | 1
112759 | NZMN1-A63-SVE | 112759 | Circ.br. 3p sys/cab. prot.+plug-in cont. | 14 | cerere oferta | N | 1 | 0 | 1 | 1.205 | KG | 90X95X201 | 4015081122998 |  | 675 | PDC | 1
259084 | NZMN1-A80 | 259084 | Intreruptor automat 3p prot. sistemelor | 14 | cerere oferta | N | 1 | 0 | 1 | 1.05 | KG | 88X90X145 | 4015082590840 |  | 675 | PDC | 1
268254 | NZMN1-A80-S5-10 | 268254 | CB 3p plant/cable prot.SondIi'5-10xIn | 14 | cerere oferta | N | 1 | 0 | 1 | 1.046 | KG | 88X90X145 | 4015082682545 |  | 675 | PDC | 1
112774 | NZMN1-A80-S5-10-SVE | 112774 | C.-breaker 3p ,special 5-10 x In + plugs | 14 | cerere oferta | N | 1 | 0 | 1 | 1.227 | KG | 90X95X201 | 4015081123148 |  | 675 | PDC | 1
112760 | NZMN1-A80-SVE | 112760 | Circ.br. 3p sys/cab. prot.+plug-in cont. | 14 | cerere oferta | N | 1 | 0 | 1 | 1.205 | KG | 90X95X201 | 4015081123001 |  | 675 | PDC | 1
265722 | NZMN1-M100 | 265722 | Intreruptor automat 3p 100A prot. motoar | 14 | cerere oferta | N | 1 | 0 | 1 | 1.011 | KG | 88X90X145 | 4015082657222 |  | 675 | PDC | 1
112767 | NZMN1-M100-SVE | 112767 | C.-breaker 3p motor protect. + plugs | 14 | cerere oferta | N | 1 | 0 | 1 | 1.192 | KG | 90X95X201 | 4015081123070 |  | 675 | PDC | 1
265718 | NZMN1-M40 | 265718 | Intreruptor automat 3p 40A prot. motoar | 14 | cerere oferta | N | 1 | 0 | 1 | 1.032 | KG | 88X90X145 | 4015082657185 |  | 675 | PDC | 1
112763 | NZMN1-M40-SVE | 112763 | C.-breaker 3p motor protect. + plugs | 14 | cerere oferta | N | 1 | 0 | 1 | 1.213 | KG | 90X95X201 | 4015081123032 |  | 675 | PDC | 1
265719 | NZMN1-M50 | 265719 | Intreruptor automat 3p 50A prot. motoar | 14 | cerere oferta | N | 1 | 0 | 1 | 1.02 | KG | 88X90X145 | 4015082657192 |  | 675 | PDC | 1
112764 | NZMN1-M50-SVE | 112764 | C.-breaker 3p motor protect. + plugs | 14 | cerere oferta | N | 1 | 0 | 1 | 1.201 | KG | 90X95X201 | 4015081123049 |  | 675 | PDC | 1
265720 | NZMN1-M63 | 265720 | Intreruptor automat 3p 63A prot. motoar | 14 | cerere oferta | N | 1 | 0 | 1 | 1.037 | KG | 88X90X145 | 4015082657208 |  | 675 | PDC | 1
112765 | NZMN1-M63-SVE | 112765 | C.-breaker 3p motor protect. + plugs | 14 | cerere oferta | N | 1 | 0 | 1 | 1.218 | KG | 90X95X201 | 4015081123056 |  | 675 | PDC | 1
265721 | NZMN1-M80 | 265721 | Intreruptor automat 3p 80A prot. motoar | 14 | cerere oferta | N | 1 | 0 | 1 | 1.021 | KG | 88X90X145 | 4015082657215 |  | 675 | PDC | 1
112766 | NZMN1-M80-SVE | 112766 | C.-breaker 3p motor protect. + plugs | 14 | cerere oferta | N | 1 | 0 | 1 | 1.202 | KG | 90X95X201 | 4015081123063 |  | 675 | PDC | 1
265735 | NZMN1-S100 | 265735 | Intreruptor automat 3p 100A | 14 | cerere oferta | N | 1 | 0 | 1 | 1.02 | KG | 88X90X145 | 4015082657352 |  | 675 | PDC | 1
112772 | NZMN1-S100-SVE | 112772 | C.-breaker 3p w/o bimetal + plugs | 14 | cerere oferta | N | 1 | 0 | 1 | 1.201 | KG | 90X95X201 | 4015081123124 |  | 675 | PDC | 1
265731 | NZMN1-S40 | 265731 | Intreruptor automat 3p 40A | 14 | cerere oferta | N | 1 | 0 | 1 | 1.019 | KG | 88X90X145 | 4015082657314 |  | 675 | PDC | 1
112768 | NZMN1-S40-SVE | 112768 | C.-breaker 3p w/o bimetal + plugs | 14 | cerere oferta | N | 1 | 0 | 1 | 1.2 | KG | 90X95X201 | 4015081123087 |  | 675 | PDC | 1
265732 | NZMN1-S50 | 265732 | Intreruptor automat 3p 50A | 14 | cerere oferta | N | 1 | 0 | 1 | 1.018 | KG | 88X90X145 | 4015082657321 |  | 675 | PDC | 1
112769 | NZMN1-S50-SVE | 112769 | C.-breaker 3p w/o bimetal + plugs | 14 | cerere oferta | N | 1 | 0 | 1 | 1.199 | KG | 90X95X201 | 4015081123094 |  | 675 | PDC | 1
265733 | NZMN1-S63 | 265733 | Intreruptor automat 3p 63A | 14 | cerere oferta | N | 1 | 0 | 1 | 1.016 | KG | 88X90X145 | 4015082657338 |  | 675 | PDC | 1
281278 | NZMN1-S63-CNA | 281278 | Circuit-breaker 3p+short-circuit prot. | 14 | cerere oferta | N | 1 | 0 | 1 | 1.046 | KG | 88X90X165 5 | 4015082812782 |  | 675 | PDC | 1
112770 | NZMN1-S63-SVE | 112770 | C.-breaker 3p w/o bimetal + plugs | 14 | cerere oferta | N | 1 | 0 | 1 | 1.197 | KG | 90X95X201 | 4015081123100 |  | 675 | PDC | 1
265734 | NZMN1-S80 | 265734 | Intreruptor automat 3p 80A | 14 | cerere oferta | N | 1 | 0 | 1 | 1.046 | KG | 88X90X145 | 4015082657345 |  | 675 | PDC | 1
112771 | NZMN1-S80-SVE | 112771 | C.-breaker 3p w/o bimetal + plugs | 14 | cerere oferta | N | 1 | 0 | 1 | 1.227 | KG | 90X95X201 | 4015081123117 |  | 675 | PDC | 1
265858 | NZMN2-4-A125 | 265858 | Intreruptor automat 4p 125A | 15 | cerere oferta | N | 1 | 0 | 1 | 3 | KG | 149X140X184 | 4015082658588 |  | 676 | PDC | 1
113264 | NZMN2-4-A125-SVE | 113264 | Intreruptor automat 125A 4p prot. sistem | 15 | cerere oferta | N | 1 | 0 | 1 | 3.645 | KG | 180X140X245 | 4015081127993 |  | 676 | PDC | 1
265860 | NZMN2-4-A160 | 265860 | Intreruptor automat 4p 160A | 15 | cerere oferta | N | 1 | 0 | 1 | 3 | KG | 149X140X184 | 4015082658601 |  | 676 | PDC | 1
265861 | NZMN2-4-A160/100 | 265861 | Intreruptor automat 4p 160A | 15 | cerere oferta | N | 1 | 0 | 1 | 3 | KG | 149X140X184 | 4015082658618 |  | 676 | PDC | 1
113267 | NZMN2-4-A160/100-SVE | 113267 | Intreruptor automat 160A 4p prot. sistem | 15 | cerere oferta | N | 1 | 0 | 1 | 4.07 | KG | 180X140X245 | 4015081128020 |  | 676 | PDC | 1
113266 | NZMN2-4-A160-SVE | 113266 | Intreruptor automat 160A 4p prot. sistem | 15 | cerere oferta | N | 1 | 0 | 1 | 3.603 | KG | 180X140X245 | 4015081128013 |  | 676 | PDC | 1
265863 | NZMN2-4-A200 | 265863 | Intreruptor automat 4p 200A | 15 | cerere oferta | N | 1 | 0 | 1 | 3 | KG | 149X140X184 | 4015082658632 |  | 676 | PDC | 1
265864 | NZMN2-4-A200/125 | 265864 | Intreruptor automat 4p 200A | 15 | cerere oferta | N | 1 | 0 | 1 | 3 | KG | 149X140X184 | 4015082658649 |  | 676 | PDC | 1
113270 | NZMN2-4-A200/125-SVE | 113270 | Intreruptor automat 200A 4p prot. sistem | 15 | cerere oferta | N | 1 | 0 | 1 | 4.07 | KG | 180X140X245 | 4015081128051 |  | 676 | PDC | 1
113269 | NZMN2-4-A200-SVE | 113269 | Intreruptor automat 200A 4p prot. sistem | 15 | cerere oferta | N | 1 | 0 | 1 | 3.634 | KG | 180X140X245 | 4015081128044 |  | 676 | PDC | 1
265866 | NZMN2-4-A250 | 265866 | Intreruptor automat 4p 250A | 15 | cerere oferta | N | 1 | 0 | 1 | 3 | KG | 149X140X184 | 4015082658663 |  | 676 | PDC | 1
265867 | NZMN2-4-A250/160 | 265867 | Intreruptor automat 4p 250A | 15 | cerere oferta | N | 1 | 0 | 1 | 3 | KG | 149X140X184 | 4015082658670 |  | 676 | PDC | 1
113273 | NZMN2-4-A250/160-SVE | 113273 | Intreruptor automat 250A 4p prot. sistem | 15 | cerere oferta | N | 1 | 0 | 1 | 4.07 | KG | 180X140X245 | 4015081128082 |  | 676 | PDC | 1
113272 | NZMN2-4-A250-SVE | 113272 | Intreruptor automat 250A 4p prot. sistem | 15 | cerere oferta | N | 1 | 0 | 1 | 3.65 | KG | 180X140X245 | 4015081128075 |  | 676 | PDC | 1
107586 | NZMN2-4-A300 | 107586 | Circuit break., 4p syst./cable protect. | 15 | cerere oferta | N | 1 | 0 | 1 | 3 | KG | 149X140X184 | 4015081072668 |  | 676 | PDC | 1
107587 | NZMN2-4-A300/200 | 107587 | Circuit-breaker 4p 300A | 15 | cerere oferta | N | 1 | 0 | 1 | 3 | KG | 149X140X184 | 4015081072675 |  | 676 | PDC | 1
265933 | NZMN2-4-VE100 | 265933 | Intreruptor automat 4p 100A protectie s | 15 | cerere oferta | N | 1 | 0 | 1 | 3.157 | KG | 149X140X184 | 4015082659332 |  | 676 | PDC | 1
113275 | NZMN2-4-VE100-SVE | 113275 | Intreruptor automat 100A 4p prot. select | 15 | cerere oferta | N | 1 | 0 | 1 | 3.727 | KG | 180X140X245 | 4015081128105 |  | 676 | PDC | 1
265935 | NZMN2-4-VE160 | 265935 | Intreruptor automat 4p 160A protectie s | 15 | cerere oferta | N | 1 | 0 | 1 | 3.172 | KG | 149X140X184 | 4015082659356 |  | 676 | PDC | 1
265936 | NZMN2-4-VE160/100 | 265936 | Intreruptor automat 4p 160A protectie s | 15 | cerere oferta | N | 1 | 0 | 1 | 3 | KG | 149X140X184 | 4015082659363 |  | 676 | PDC | 1
113278 | NZMN2-4-VE160/100-SVE | 113278 | Intreruptor automat 160A 4p prot. select | 15 | cerere oferta | N | 1 | 0 | 1 | 3.57 | KG | 180X140X245 | 4015081128136 |  | 676 | PDC | 1
113277 | NZMN2-4-VE160-SVE | 113277 | Intreruptor automat 160A 4p prot. select | 15 | cerere oferta | N | 1 | 0 | 1 | 3.742 | KG | 180X140X245 | 4015081128129 |  | 676 | PDC | 1
265938 | NZMN2-4-VE250 | 265938 | Intreruptor automat 4p 250A protectie s | 15 | cerere oferta | N | 1 | 0 | 1 | 3.196 | KG | 149X140X184 | 4015082659387 |  | 676 | PDC | 1
265939 | NZMN2-4-VE250/160 | 265939 | Intreruptor automat 4p 250A protectie s | 15 | cerere oferta | N | 1 | 0 | 1 | 3 | KG | 149X140X184 | 4015082659394 |  | 676 | PDC | 1
113281 | NZMN2-4-VE250/160-SVE | 113281 | Intreruptor automat 250A 4p prot. select | 15 | cerere oferta | N | 1 | 0 | 1 | 3.57 | KG | 180X140X245 | 4015081128167 |  | 676 | PDC | 1
113280 | NZMN2-4-VE250-SVE | 113280 | Intreruptor automat 250A 4p prot. select | 15 | cerere oferta | N | 1 | 0 | 1 | 3.766 | KG | 180X140X245 | 4015081128150 |  | 676 | PDC | 1
259091 | NZMN2-A125 | 259091 | Intreruptor automat 3p prot. sistemelor | 15 | cerere oferta | N | 1 | 0 | 1 | 2.33 | KG | 149X105X184 | 4015082590918 |  | 676 | PDC | 1
113243 | NZMN2-A125-SVE | 113243 | Intreruptor automat 125A 3p prot. sistem | 15 | cerere oferta | N | 1 | 0 | 1 | 2.77 | KG | 180X105X245 | 4015081127788 |  | 676 | PDC | 1
259092 | NZMN2-A160 | 259092 | Intreruptor automat 3p prot. sistemelor | 15 | cerere oferta | N | 1 | 0 | 1 | 2.321 | KG | 149X105X184 | 4015082590925 |  | 676 | PDC | 1
268256 | NZMN2-A160-S5-10 | 268256 | CB 3p plant/cable prot.SondIi'5-10xIn | 15 | cerere oferta | N | 1 | 0 | 1 | 2.345 | KG | 149X105X184 | 4015082682569 |  | 676 | PDC | 1
113259 | NZMN2-A160-S5-10-SVE | 113259 | Intreruptor automat 160A 3p Sond 5-10xIn | 15 | cerere oferta | N | 1 | 0 | 1 | 2.785 | KG | 180X105X245 | 4015081127948 |  | 676 | PDC | 1
113244 | NZMN2-A160-SVE | 113244 | Intreruptor automat 160A 3p prot. sistem | 15 | cerere oferta | N | 1 | 0 | 1 | 2.761 | KG | 180X105X245 | 4015081127795 |  | 676 | PDC | 1
259093 | NZMN2-A200 | 259093 | Intreruptor automat 3p prot. sistemelor | 15 | cerere oferta | N | 1 | 0 | 1 | 2.343 | KG | 149X105X184 | 4015082590932 |  | 676 | PDC | 1
268257 | NZMN2-A200-S5-10 | 268257 | CB 3p prot. sistemelor si a cablurilor,S | 15 | cerere oferta | N | 1 | 0 | 1 | 2.345 | KG | 149X105X184 | 4015082682576 |  | 676 | PDC | 1
113260 | NZMN2-A200-S5-10-SVE | 113260 | Intreruptor automat 200A 3p Sond 5-10xIn | 15 | cerere oferta | N | 1 | 0 | 1 | 2.785 | KG | 180X105X245 | 4015081127955 |  | 676 | PDC | 1
113245 | NZMN2-A200-SVE | 113245 | Intreruptor automat 200A 3p prot. sistem | 15 | cerere oferta | N | 1 | 0 | 1 | 2.783 | KG | 180X105X245 | 4015081127801 |  | 676 | PDC | 1
259094 | NZMN2-A250 | 259094 | Intreruptor automat 3p prot. sistemelor | 15 | cerere oferta | N | 1 | 0 | 1 | 2.359 | KG | 149X105X184 | 4015082590949 |  | 676 | PDC | 1
268258 | NZMN2-A250-S5-10 | 268258 | CB 3p prot. sistemelor si a cablurilor,S | 15 | cerere oferta | N | 1 | 0 | 1 | 2.345 | KG | 149X105X184 | 4015082682583 |  | 676 | PDC | 1
113261 | NZMN2-A250-S5-10-SVE | 113261 | Intreruptor automat 250A 3p Sond 5-10xIn | 15 | cerere oferta | N | 1 | 0 | 1 | 2.785 | KG | 180X105X245 | 4015081127962 |  | 676 | PDC | 1
113246 | NZMN2-A250-SVE | 113246 | Intreruptor automat 250A 3p prot. sistem | 15 | cerere oferta | N | 1 | 0 | 1 | 2.799 | KG | 180X105X245 | 4015081127818 |  | 676 | PDC | 1
107580 | NZMN2-A300 | 107580 | Circuit br.,3p syst./cable protect. | 15 | cerere oferta | N | 1 | 0 | 1 | 2.345 | KG | 149X105X184 | 4015081072606 |  | 676 | PDC | 1
265723 | NZMN2-M125 | 265723 | Intreruptor automat 3p 125A prot. motoar | 15 | cerere oferta | N | 1 | 0 | 1 | 2.335 | KG | 149X105X184 | 4015082657239 |  | 676 | PDC | 1
113250 | NZMN2-M125-SVE | 113250 | Intreruptor automat 125A 3p prot. motoar | 15 | cerere oferta | N | 1 | 0 | 1 | 2.775 | KG | 180X105X245 | 4015081127856 |  | 676 | PDC | 1
265724 | NZMN2-M160 | 265724 | Intreruptor automat 3p 160A prot. motoar | 15 | cerere oferta | N | 1 | 0 | 1 | 2.325 | KG | 149X105X184 | 4015082657246 |  | 676 | PDC | 1
113251 | NZMN2-M160-SVE | 113251 | Intreruptor automat 160A 3p prot. motoar | 15 | cerere oferta | N | 1 | 0 | 1 | 2.765 | KG | 180X105X245 | 4015081127863 |  | 676 | PDC | 1
265725 | NZMN2-M200 | 265725 | Intreruptor automat 3p 200A prot. motoar | 15 | cerere oferta | N | 1 | 0 | 1 | 2.339 | KG | 149X105X184 | 4015082657253 |  | 676 | PDC | 1
113252 | NZMN2-M200-SVE | 113252 | Intreruptor automat 200A 3p prot. motoar | 15 | cerere oferta | N | 1 | 0 | 1 | 2.779 | KG | 180X105X245 | 4015081127870 |  | 676 | PDC | 1
265779 | NZMN2-ME140 | 265779 | Intreruptor automat 3p 140A prot. motoar | 15 | cerere oferta | N | 1 | 0 | 1 | 2.451 | KG | 149X105X184 | 4015082657796 |  | 676 | PDC | 1
113257 | NZMN2-ME140-SVE | 113257 | Intreruptor automat 140A 3p elec.prot. m | 15 | cerere oferta | N | 1 | 0 | 1 | 2.891 | KG | 180X105X245 | 4015081127924 |  | 676 | PDC | 1
265780 | NZMN2-ME220 | 265780 | Intreruptor automat 3p 220A prot. motoar | 15 | cerere oferta | N | 1 | 0 | 1 | 2.478 | KG | 149X105X184 | 4015082657802 |  | 676 | PDC | 1
113258 | NZMN2-ME220-SVE | 113258 | Intreruptor automat 220A 3p elec.prot. m | 15 | cerere oferta | N | 1 | 0 | 1 | 2.918 | KG | 180X105X245 | 4015081127931 |  | 676 | PDC | 1
265778 | NZMN2-ME90 | 265778 | Intreruptor automat 3p 90A prot. motoare | 15 | cerere oferta | N | 1 | 0 | 1 | 2.444 | KG | 149X105X184 | 4015082657789 |  | 676 | PDC | 1
113256 | NZMN2-ME90-SVE | 113256 | Intreruptor automat 90A 3p elec.prot. mo | 15 | cerere oferta | N | 1 | 0 | 1 | 2.884 | KG | 180X105X245 | 4015081127917 |  | 676 | PDC | 1
265739 | NZMN2-S125 | 265739 | Intreruptor automat 3p 125A | 15 | cerere oferta | N | 1 | 0 | 1 | 2.322 | KG | 149X105X184 | 4015082657390 |  | 676 | PDC | 1
113253 | NZMN2-S125-SVE | 113253 | Intreruptor automat 125A 3p fara prot. s | 15 | cerere oferta | N | 1 | 0 | 1 | 2.762 | KG | 180X105X245 | 4015081127887 |  | 676 | PDC | 1
265740 | NZMN2-S160 | 265740 | Intreruptor automat 3p 160A | 15 | cerere oferta | N | 1 | 0 | 1 | 2.322 | KG | 149X105X184 | 4015082657406 |  | 676 | PDC | 1
113254 | NZMN2-S160-SVE | 113254 | Intreruptor automat 160A 3p fara prot. s | 15 | cerere oferta | N | 1 | 0 | 1 | 2.762 | KG | 180X105X245 | 4015081127894 |  | 676 | PDC | 1
265741 | NZMN2-S200 | 265741 | Intreruptor automat 3p 200A | 15 | cerere oferta | N | 1 | 0 | 1 | 2.332 | KG | 149X105X184 | 4015082657413 |  | 676 | PDC | 1
113255 | NZMN2-S200-SVE | 113255 | Intreruptor automat 200A 3p fara prot. s | 15 | cerere oferta | N | 1 | 0 | 1 | 2.772 | KG | 180X105X245 | 4015081127900 |  | 676 | PDC | 1
259122 | NZMN2-VE100 | 259122 | Intreruptor automat 3p protectie selecti | 15 | cerere oferta | N | 1 | 0 | 1 | 2.437 | KG | 149X105X184 | 4015082591229 |  | 676 | PDC | 1
113247 | NZMN2-VE100-SVE | 113247 | Intreruptor automat 100A 3p prot. select | 15 | cerere oferta | N | 1 | 0 | 1 | 2.877 | KG | 180X105X245 | 4015081127825 |  | 676 | PDC | 1
259123 | NZMN2-VE160 | 259123 | Intreruptor automat 3p protectie selecti | 15 | cerere oferta | N | 1 | 0 | 1 | 2.452 | KG | 149X105X184 | 4015082591236 |  | 676 | PDC | 1
113248 | NZMN2-VE160-SVE | 113248 | Intreruptor automat 160A 3p prot. select | 15 | cerere oferta | N | 1 | 0 | 1 | 2.892 | KG | 180X105X245 | 4015081127832 |  | 676 | PDC | 1
259124 | NZMN2-VE250 | 259124 | Intreruptor automat 3p protectie selecti | 15 | cerere oferta | N | 1 | 0 | 1 | 2.486 | KG | 149X105X184 | 4015082591243 |  | 676 | PDC | 1
113249 | NZMN2-VE250-SVE | 113249 | Intreruptor automat 250A 3p prot. select | 15 | cerere oferta | N | 1 | 0 | 1 | 2.926 | KG | 180X105X245 | 4015081127849 |  | 676 | PDC | 1
109694 | NZMN3-4-A320 | 109694 | Circuit break., 4p syst./cable protect. | 16 | cerere oferta | N | 1 | 0 | 1 | 7.913 | KG | 166X185X275 | 4015081092802 |  | 677 | PDC | 1
113533 | NZMN3-4-A320/200-AVE | 113533 | C.-breaker 4p syst/line protect + drawer | 16 | cerere oferta | N | 1 | 0 | 1 | 12.9 | KG | 346X230X260 | 4015081130580 |  | 677 | PDC | 1
109696 | NZMN3-4-A400 | 109696 | Circuit break., 4p syst./cable protect. | 16 | cerere oferta | N | 1 | 0 | 1 | 7.892 | KG | 166X185X275 | 4015081092826 |  | 677 | PDC | 1
109697 | NZMN3-4-A400/250 | 109697 | Circuit-breaker 4p systems/cable prot. | 16 | cerere oferta | N | 1 | 0 | 1 | 7.3 | KG | 166X185X275 | 4015081092833 |  | 677 | PDC | 1
265891 | NZMN3-4-AE400 | 265891 | Intreruptor automat 4p 400A | 16 | cerere oferta | N | 1 | 0 | 1 | 8.938 | KG | 166X185X275 | 4015082658915 |  | 677 | PDC | 1
265892 | NZMN3-4-AE400/250 | 265892 | Intreruptor automat 4p 400A | 16 | cerere oferta | N | 1 | 0 | 1 | 8.913 | KG | 166X185X275 | 4015082658922 |  | 677 | PDC | 1
110903 | NZMN3-4-AE400/250-T | 110903 | Intreruptor automat 4p/cabluri+defect cu | 16 | cerere oferta | N | 1 | 0 | 1 | 8.938 | KG | 166X185X275 | 4015081104321 |  | 677 | PDC | 1
113539 | NZMN3-4-AE400/250-T-AVE | 113539 | Intreruptor automat 4p/cabluri+defect cu | 16 | cerere oferta | N | 1 | 0 | 1 | 14.538 | KG | 346X230X260 | 4015081130641 |  | 677 | PDC | 1
110874 | NZMN3-4-AE400-AVE | 110874 | C.-breaker 4p syst/line protect + drawer | 16 | cerere oferta | N | 1 | 0 | 1 | 22.938 | KG | 260X230X346 | 4015081104031 |  | 677 | PDC | 1
110902 | NZMN3-4-AE400-T | 110902 | Intreruptor automat 4p/cabluri+defect cu | 16 | cerere oferta | N | 1 | 0 | 1 | 8.963 | KG | 166X185X275 | 4015081104314 |  | 677 | PDC | 1
113538 | NZMN3-4-AE400-T-AVE | 113538 | Intreruptor automat 4p/cabluri+defect cu | 16 | cerere oferta | N | 1 | 0 | 1 | 14.563 | KG | 346X230X260 | 4015081130634 |  | 677 | PDC | 1
265894 | NZMN3-4-AE630 | 265894 | Intreruptor automat 4p 630A | 16 | cerere oferta | N | 1 | 0 | 1 | 8.767 | KG | 166X185X275 | 4015082658946 |  | 677 | PDC | 1
265895 | NZMN3-4-AE630/400 | 265895 | Intreruptor automat 4p 630A | 16 | cerere oferta | N | 1 | 0 | 1 | 9.094 | KG | 166X185X275 | 4015082658953 |  | 677 | PDC | 1
110905 | NZMN3-4-AE630/400-T | 110905 | Intreruptor automat 4p/cabluri+defect cu | 16 | cerere oferta | N | 1 | 0 | 1 | 9.119 | KG | 166X185X275 | 4015081104345 |  | 677 | PDC | 1
113541 | NZMN3-4-AE630/400-T-AVE | 113541 | Intreruptor automat 4p/cabluri+defect cu | 16 | cerere oferta | N | 1 | 0 | 1 | 14.719 | KG | 346X230X260 | 4015081130665 |  | 677 | PDC | 1
110875 | NZMN3-4-AE630-AVE | 110875 | C.-breaker 4p syst/line protect + drawer | 16 | cerere oferta | N | 1 | 0 | 1 | 22.767 | KG | 260X230X346 | 4015081104048 |  | 677 | PDC | 1
110904 | NZMN3-4-AE630-T | 110904 | Intreruptor automat 4p/cabluri+defect cu | 16 | cerere oferta | N | 1 | 0 | 1 | 8.792 | KG | 166X185X275 | 4015081104338 |  | 677 | PDC | 1
113540 | NZMN3-4-AE630-T-AVE | 113540 | Intreruptor automat 4p/cabluri+defect cu | 16 | cerere oferta | N | 1 | 0 | 1 | 14.392 | KG | 346X230X260 | 4015081130658 |  | 677 | PDC | 1
265957 | NZMN3-4-VE400 | 265957 | Intreruptor automat 4p 400A protectie s | 16 | cerere oferta | N | 1 | 0 | 1 | 8.964 | KG | 166X185X275 | 4015082659578 |  | 677 | PDC | 1
265958 | NZMN3-4-VE400/250 | 265958 | Intreruptor automat 4p 400A protectie s | 16 | cerere oferta | N | 1 | 0 | 1 | 8.4 | KG | 166X185X275 | 4015082659585 |  | 677 | PDC | 1
113546 | NZMN3-4-VE400/250-AVE | 113546 | C.-breaker 4p selective protect + drawer | 16 | cerere oferta | N | 1 | 0 | 1 | 14 | KG | 346X230X260 | 4015081130719 |  | 677 | PDC | 1
110876 | NZMN3-4-VE400-AVE | 110876 | C.-breaker 4p selective protect + drawer | 16 | cerere oferta | N | 1 | 0 | 1 | 22.964 | KG | 260X230X346 | 4015081104055 |  | 677 | PDC | 1
265960 | NZMN3-4-VE630 | 265960 | Intreruptor automat 4p 630A protectie s | 16 | cerere oferta | N | 1 | 0 | 1 | 9.123 | KG | 166X185X275 | 4015082659608 |  | 677 | PDC | 1
265961 | NZMN3-4-VE630/400 | 265961 | Intreruptor automat 4p 630A protectie s | 16 | cerere oferta | N | 1 | 0 | 1 | 8.4 | KG | 166X185X275 | 4015082659615 |  | 677 | PDC | 1
110877 | NZMN3-4-VE630-AVE | 110877 | Circuit break. 4p selective+withdr.cont. | 16 | cerere oferta | N | 1 | 0 | 1 | 23.123 | KG | 260X230X346 | 4015081104062 |  | 677 | PDC | 1
109669 | NZMN3-A320 | 109669 | Circuit br.,3p syst./cable protect. | 16 | cerere oferta | N | 1 | 0 | 1 | 6.095 | KG | 166X140X275 | 4015081092550 |  | 677 | PDC | 1
110858 | NZMN3-A320-AVE | 110858 | Circ.br.3p syst/cable prot.+withdr.cont. | 15 | cerere oferta | N | 1 | 0 | 1 | 16.8 | KG | 260X185X346 | 4015081103874 |  | 677 | PDC | 1
109670 | NZMN3-A400 | 109670 | Intreruptor automat 3p prot. sistemelor | 16 | cerere oferta | N | 1 | 0 | 1 | 6.109 | KG | 166X140X275 | 4015081092567 |  | 677 | PDC | 1
110859 | NZMN3-A400-AVE | 110859 | Circ.br.3p syst/cable prot.+withdr.cont. | 16 | cerere oferta | N | 1 | 0 | 1 | 16.8 | KG | 260X185X346 | 4015081103881 |  | 677 | PDC | 1
109671 | NZMN3-A500 | 109671 | Intrerupatoare automate tip NZM3 | 16 | cerere oferta | N | 1 | 0 | 1 | 5.8 | KG | 166X140X275 | 4015081092574 |  | 677 | PDC | 1
110860 | NZMN3-A500-AVE | 110860 | Circ.br.3p syst/cable prot.+withdr.cont. | 16 | cerere oferta | N | 1 | 0 | 1 | 16.8 | KG | 260X185X346 | 4015081103898 |  | 677 | PDC | 1
259113 | NZMN3-AE250 | 259113 | Intreruptor automat 3p prot. sistemelor | 16 | cerere oferta | N | 1 | 0 | 1 | 6.911 | KG | 166X140X275 | 4015082591137 |  | 677 | PDC | 1
110840 | NZMN3-AE250-AVE | 110840 | C.-breaker 3p syst/line protect + drawer | 16 | cerere oferta | N | 1 | 0 | 1 | 17.911 | KG | 260X185X346 | 4015081103195 |  | 677 | PDC | 1
110888 | NZMN3-AE250-T | 110888 | Intreruptor automat 3p/cabluri+defect cu | 16 | cerere oferta | N | 1 | 0 | 1 | 6.936 | KG | 166X140X275 | 4015081104178 |  | 677 | PDC | 1
113527 | NZMN3-AE250-T-AVE | 113527 | Intreruptor automat 3p/cabluri+defect cu | 16 | cerere oferta | N | 1 | 0 | 1 | 11.136 | KG | 346X185X260 | 4015081130528 |  | 677 | PDC | 1
259114 | NZMN3-AE400 | 259114 | Intreruptor automat 3p prot. sistemelor | 16 | cerere oferta | N | 1 | 0 | 1 | 6.956 | KG | 166X140X275 | 4015082591144 |  | 677 | PDC | 1
110841 | NZMN3-AE400-AVE | 110841 | C.-breaker 3p syst/line protect + drawer | 16 | cerere oferta | N | 1 | 0 | 1 | 17.956 | KG | 260X185X346 | 4015081103706 |  | 677 | PDC | 1
110889 | NZMN3-AE400-T | 110889 | Intreruptor automat 3p/cabluri+defect cu | 16 | cerere oferta | N | 1 | 0 | 1 | 6.981 | KG | 166X140X275 | 4015081104185 |  | 677 | PDC | 1
113528 | NZMN3-AE400-T-AVE | 113528 | Intreruptor automat 3p/cabluri+defect cu | 16 | cerere oferta | N | 1 | 0 | 1 | 11.181 | KG | 346X185X260 | 4015081130535 |  | 677 | PDC | 1
259115 | NZMN3-AE630 | 259115 | Intreruptor automat 3p prot. sistemelor | 16 | cerere oferta | N | 1 | 0 | 1 | 7.137 | KG | 166X140X275 | 4015082591151 |  | 677 | PDC | 1
110842 | NZMN3-AE630-AVE | 110842 | C.-breaker 3p syst/line protect + drawer | 16 | cerere oferta | N | 1 | 0 | 1 | 18.137 | KG | 260X185X346 | 4015081103713 |  | 677 | PDC | 1
110890 | NZMN3-AE630-T | 110890 | Intreruptor automat 3p/cabluri+defect cu | 16 | cerere oferta | N | 1 | 0 | 1 | 7.162 | KG | 166X140X275 | 4015081104192 |  | 677 | PDC | 1
113093 | NZMN3-AE630-T-AVE | 113093 | Intreruptor automat 3p/cabluri+defect cu | 16 | cerere oferta | N | 1 | 0 | 1 | 11.3 | KG | 342X174X249 | 4015081126385 |  | 677 | PDC | 1
265781 | NZMN3-ME220 | 265781 | Intreruptor automat 3p 220A prot. motoar | 16 | cerere oferta | N | 1 | 0 | 1 | 6.887 | KG | 166X140X275 | 4015082657819 |  | 677 | PDC | 1
110846 | NZMN3-ME220-AVE | 110846 | C.-breaker 3p motor protect. + drawer | 18 | cerere oferta | N | 1 | 0 | 1 | 17.887 | KG | 260X185X346 | 4015081103751 |  | 677 | PDC | 1
265782 | NZMN3-ME350 | 265782 | Intreruptor automat 3p 350A prot. motoar | 16 | cerere oferta | N | 1 | 0 | 1 | 6.914 | KG | 166X140X275 | 4015082657826 |  | 677 | PDC | 1
110847 | NZMN3-ME350-AVE | 110847 | C.-breaker 3p motor protect. + drawer | 16 | cerere oferta | N | 1 | 0 | 1 | 17.914 | KG | 260X185X346 | 4015081103768 |  | 677 | PDC | 1
284468 | NZMN3-ME450 | 284468 | Intreruptor automat 3p 450A prot. motoar | 16 | cerere oferta | N | 1 | 0 | 1 | 7.07 | KG | 166X140X275 | 4015082844684 |  | 677 | PDC | 1
110848 | NZMN3-ME450-AVE | 110848 | Intreruptor automat 3p 450a prot. motoar | 16 | cerere oferta | N | 1 | 0 | 1 | 18.07 | KG | 260X185X346 | 4015081103775 |  | 677 | PDC | 1
109680 | NZMN3-S250 | 109680 | Circuit-breaker 3p 250A without bimetal | 16 | cerere oferta | N | 1 | 0 | 1 | 5.8 | KG | 166X140X275 | 4015081092666 |  | 677 | PDC | 1
109681 | NZMN3-S320 | 109681 | Circuit-breaker 3p 320A without bimetal | 15 | cerere oferta | N | 1 | 0 | 1 | 5.8 | KG | 166X140X275 | 4015081092673 |  | 677 | PDC | 1
109682 | NZMN3-S400 | 109682 | Circuit-breaker 3p 400A without bimetal | 16 | cerere oferta | N | 1 | 0 | 1 | 5.8 | KG | 166X140X275 | 4015081092680 |  | 677 | PDC | 1
109683 | NZMN3-S500 | 109683 | Intrerupatoare automate tip NZM3 | 16 | cerere oferta | N | 1 | 0 | 1 | 5.8 | KG | 166X140X275 | 4015081092697 |  | 677 | PDC | 1
259131 | NZMN3-VE250 | 259131 | Intreruptor automat 3p protectie selecti | 16 | cerere oferta | N | 1 | 0 | 1 | 6.904 | KG | 166X140X275 | 4015082591311 |  | 677 | PDC | 1
110843 | NZMN3-VE250-AVE | 110843 | C.-breaker 3p selective protect + drawer | 16 | cerere oferta | N | 1 | 0 | 1 | 17.904 | KG | 260X185X346 | 4015081103720 |  | 677 | PDC | 1
110891 | NZMN3-VE250-T | 110891 | Intreruptor automat 3p/selectivitate+def | 16 | cerere oferta | N | 1 | 0 | 1 | 6.929 | KG | 166X140X275 | 4015081104208 |  | 677 | PDC | 1
113529 | NZMN3-VE250-T-AVE | 113529 | Intreruptor automat 3p/cabluri+defect cu | 16 | cerere oferta | N | 1 | 0 | 1 | 11.129 | KG | 346X185X260 | 4015081130542 |  | 677 | PDC | 1
259132 | NZMN3-VE400 | 259132 | Intreruptor automat 3p protectie selecti | 16 | cerere oferta | N | 1 | 0 | 1 | 6.989 | KG | 166X140X275 | 4015082591328 |  | 677 | PDC | 1
110844 | NZMN3-VE400-AVE | 110844 | C.-breaker 3p selective protect + drawer | 16 | cerere oferta | N | 1 | 0 | 1 | 17.989 | KG | 260X185X346 | 4015081103737 |  | 677 | PDC | 1
110892 | NZMN3-VE400-T | 110892 | Intreruptor automat 3p/selectivitate+def | 16 | cerere oferta | N | 1 | 0 | 1 | 7.014 | KG | 166X140X275 | 4015081104215 |  | 677 | PDC | 1
113530 | NZMN3-VE400-T-AVE | 113530 | Intreruptor automat 3p/selectiv+defect c | 16 | cerere oferta | N | 1 | 0 | 1 | 11.214 | KG | 346X185X260 | 4015081130559 |  | 677 | PDC | 1
259133 | NZMN3-VE630 | 259133 | Intreruptor automat 3p protectie selecti | 16 | cerere oferta | N | 1 | 0 | 1 | 7.083 | KG | 166X140X275 | 4015082591335 |  | 677 | PDC | 1
110845 | NZMN3-VE630-AVE | 110845 | Circ.break. 3p selective + withdr.cont. | 16 | cerere oferta | N | 1 | 0 | 1 | 18.083 | KG | 260X185X346 | 4015081103744 |  | 677 | PDC | 1
110893 | NZMN3-VE630-T | 110893 | Intreruptor automat 3p/selectivitate+def | 16 | cerere oferta | N | 1 | 0 | 1 | 7.108 | KG | 166X140X275 | 4015081104222 |  | 677 | PDC | 1
113531 | NZMN3-VE630-T-AVE | 113531 | Intreruptor automat 3p/selectiv+defect c | 16 | cerere oferta | N | 1 | 0 | 1 | 11.308 | KG | 346X185X260 | 4015081130566 |  | 677 | PDC | 1
265912 | NZMN4-4-AE1000 | 265912 | Intreruptor automat 4p 1000A | 17 | cerere oferta | N | 1 | 0 | 1 | 27 | KG | 401X280X207 | 4015082659127 |  | 678 | PDC | 1
265913 | NZMN4-4-AE1000/630 | 265913 | Intreruptor automat 4p 1000A | 17 | cerere oferta | N | 1 | 0 | 1 | 27 | KG | 401X280X207 | 4015082659134 |  | 678 | PDC | 1
ROKNZMA1000DE4 | NZMN4-4-AE1000-XAVE | ROKNZMA1000DE4 | Intreruptor automat 4p 1000A preg brosar | 17 | cerere oferta | N | 1 | 0 | 1 | 1 | KG | 0 001X0 001X0 001 | 9008790470868 |  | 678 | PDC | 1
265915 | NZMN4-4-AE1250 | 265915 | Intreruptor automat 4p 1250A | 17 | cerere oferta | N | 1 | 0 | 1 | 25.217 | KG | 401X280X207 | 4015082659158 |  | 678 | PDC | 1
265916 | NZMN4-4-AE1250/800 | 265916 | Intreruptor automat 4p 1250A | 17 | cerere oferta | N | 1 | 0 | 1 | 27 | KG | 401X280X207 | 4015082659165 |  | 678 | PDC | 1
ROKNZMA1250DE4 | NZMN4-4-AE1250-XAVE | ROKNZMA1250DE4 | Intreruptor automat 4p 1250A preg brosar | 17 | cerere oferta | N | 1 | 0 | 1 | 1 | KG | 0 001X0 001X0 001 | 9008790470875 |  | 678 | PDC | 1
265918 | NZMN4-4-AE1600 | 265918 | Intreruptor automat 4p 1600A | 17 | cerere oferta | N | 1 | 0 | 1 | 27 | KG | 401X280X207 | 4015082659189 |  | 678 | PDC | 1
265919 | NZMN4-4-AE1600/1000 | 265919 | Intreruptor automat 4p 1600A | 17 | cerere oferta | N | 1 | 0 | 1 | 27 | KG | 401X280X207 | 4015082659196 |  | 678 | PDC | 1
ROKNZMA1600DE4 | NZMN4-4-AE1600-XAVE | ROKNZMA1600DE4 | Intreruptor automat 4p 1600A preg brosar | 17 | cerere oferta | N | 1 | 0 | 1 | 46 | KG | 0 001X0 001X0 001 | 9008790470882 |  | 678 | PDC | 1
265909 | NZMN4-4-AE800 | 265909 | Intreruptor automat 4p 800A | 17 | cerere oferta | N | 1 | 0 | 1 | 24.701 | KG | 401X280X207 | 4015082659097 |  | 678 | PDC | 1
265910 | NZMN4-4-AE800/500 | 265910 | Intreruptor automat 4p 800A | 17 | cerere oferta | N | 1 | 0 | 1 | 27 | KG | 401X280X207 | 4015082659103 |  | 678 | PDC | 1
265978 | NZMN4-4-VE1000 | 265978 | Intreruptor automat 4p 1000A protectie | 17 | cerere oferta | N | 1 | 0 | 1 | 27 | KG | 401X280X207 | 4015082659783 |  | 678 | PDC | 1
265979 | NZMN4-4-VE1000/630 | 265979 | Intreruptor automat 4p 1000A protectie | 17 | cerere oferta | N | 1 | 0 | 1 | 25.197 | KG | 401X280X207 | 4015082659790 |  | 678 | PDC | 1
265981 | NZMN4-4-VE1250 | 265981 | Intreruptor automat 4p 1250A protectie | 17 | cerere oferta | N | 1 | 0 | 1 | 27 | KG | 401X280X207 | 4015082659813 |  | 678 | PDC | 1
265982 | NZMN4-4-VE1250/800 | 265982 | Intreruptor automat 4p 1250A protectie | 17 | cerere oferta | N | 1 | 0 | 1 | 25.244 | KG | 401X280X207 | 4015082659820 |  | 678 | PDC | 1
265984 | NZMN4-4-VE1600 | 265984 | Intreruptor automat 4p 1600A protectie | 17 | cerere oferta | N | 1 | 0 | 1 | 27 | KG | 401X280X207 | 4015082659844 |  | 678 | PDC | 1
265985 | NZMN4-4-VE1600/1000 | 265985 | Intreruptor automat 4p 1600A protectie | 17 | cerere oferta | N | 1 | 0 | 1 | 27 | KG | 401X280X207 | 4015082659851 |  | 678 | PDC | 1
265975 | NZMN4-4-VE800 | 265975 | Intreruptor automat 4p 800A protectie s | 17 | cerere oferta | N | 1 | 0 | 1 | 24.867 | KG | 401X280X207 | 4015082659752 |  | 678 | PDC | 1
265976 | NZMN4-4-VE800/500 | 265976 | Intreruptor automat 4p 800A protectie s | 17 | cerere oferta | N | 1 | 0 | 1 | 27 | KG | 401X280X207 | 4015082659769 |  | 678 | PDC | 1
265760 | NZMN4-AE1000 | 265760 | Intreruptor automat 3p 1000A protectie s | 17 | cerere oferta | N | 1 | 0 | 1 | 19.051 | KG | 401X210X207 | 4015082657604 |  | 678 | PDC | 1
ROKNZMA1000DEB | NZMN4-AE1000-XAVE | ROKNZMA1000DEB | Ansamblu format din: | 17 | cerere oferta | N | 1 | 0 | 1 | 47.051 | KG | 0 001X0 001X0 001 | 9008790164859 |  | 678 | PDC | 1
265761 | NZMN4-AE1250 | 265761 | Intreruptor automat 3p 1250A protectie s | 17 | cerere oferta | N | 1 | 0 | 1 | 19.179 | KG | 401X210X207 | 4015082657611 |  | 678 | PDC | 1
ROKNZMA1250DEB | NZMN4-AE1250-XAVE | ROKNZMA1250DEB | Ansamblu format din: | 17 | cerere oferta | N | 1 | 0 | 1 | 47.179 | KG | 0 001X0 001X0 001 | 9008790164866 |  | 678 | PDC | 1
265762 | NZMN4-AE1600 | 265762 | Intreruptor automat 3p 1600A protectie s | 17 | cerere oferta | N | 1 | 0 | 1 | 19.44 | KG | 401X210X207 | 4015082657628 |  | 678 | PDC | 1
ROKNZMA1600DEB | NZMN4-AE1600-XAVE | ROKNZMA1600DEB | Ansamblu format din: | 17 | cerere oferta | N | 1 | 0 | 1 | 47.44 | KG | 0 001X0 001X0 001 | 9008790164873 |  | 678 | PDC | 1
265758 | NZMN4-AE630 | 265758 | Intreruptor automat 3p 630A protectie se | 17 | cerere oferta | N | 1 | 0 | 1 | 15.52 | KG | 401X210X207 | 4015082657581 |  | 678 | PDC | 1
265759 | NZMN4-AE800 | 265759 | Intreruptor automat 3p 800A protectie se | 17 | cerere oferta | N | 1 | 0 | 1 | 15.52 | KG | 401X210X207 | 4015082657598 |  | 678 | PDC | 1
ROKNZMA0800DEB | NZMN4-AE800-XAVE | ROKNZMA0800DEB | Ansamblu format din: | 17 | cerere oferta | N | 1 | 0 | 1 | 46.931 | KG | 0 001X0 001X0 001 | 9008790164842 |  | 678 | PDC | 1
265785 | NZMN4-ME1400 | 265785 | Intreruptor automat 3p 1400A motor prote | 17 | cerere oferta | N | 1 | 0 | 1 | 21 | KG | 401X210X207 | 4015082657857 |  | 678 | PDC | 1
265783 | NZMN4-ME550 | 265783 | Intreruptor automat 3p 550A prot. motoar | 17 | cerere oferta | N | 1 | 0 | 1 | 18.24 | KG | 401X210X207 | 4015082657833 |  | 678 | PDC | 1
265784 | NZMN4-ME875 | 265784 | Intreruptor automat 3p 875A prot. motoar | 17 | cerere oferta | N | 1 | 0 | 1 | 21 | KG | 401X210X207 | 4015082657840 |  | 678 | PDC | 1
265770 | NZMN4-VE1000 | 265770 | Intreruptor automat 3p 1000A protectie s | 17 | cerere oferta | N | 1 | 0 | 1 | 19.2 | KG | 401X210X207 | 4015082657703 |  | 678 | PDC | 1
265771 | NZMN4-VE1250 | 265771 | Intreruptor automat 3p 1250A protectie s | 17 | cerere oferta | N | 1 | 0 | 1 | 18.24 | KG | 401X210X207 | 4015082657710 |  | 678 | PDC | 1
265772 | NZMN4-VE1600 | 265772 | Intreruptor automat 3p 1600A protectie s | 17 | cerere oferta | N | 1 | 0 | 1 | 17.28 | KG | 401X210X207 | 4015082657727 |  | 678 | PDC | 1
265768 | NZMN4-VE630 | 265768 | Intreruptor automat 3p 630A protectie se | 17 | cerere oferta | N | 1 | 0 | 1 | 15.52 | KG | 401X210X207 | 4015082657680 |  | 678 | PDC | 1
265769 | NZMN4-VE800 | 265769 | Intreruptor automat 3p 800A protectie se | 17 | cerere oferta | N | 1 | 0 | 1 | 15.52 | KG | 401X210X207 | 4015082657697 |  | 678 | PDC | 1
109955 | NZMS1-4-A100 | 109955 | Circuit break., 4p syst./cable protect. | 14 | cerere oferta | N | 1 | 0 | 1 | 1.325 | KG | 84,5X120X145 | 4015081095216 |  | 675 | PDC | 1
109956 | NZMS1-4-A125 | 109956 | Circuit break., 4p syst./cable protect. | 14 | cerere oferta | N | 1 | 0 | 1 | 1.325 | KG | 84,5X120X145 | 4015081095223 |  | 675 | PDC | 1
109957 | NZMS1-4-A160 | 109957 | Circuit break., 4p syst./cable protect. | 14 | cerere oferta | N | 1 | 0 | 1 | 1.325 | KG | 84,5X120X145 | 4015081095230 |  | 675 | PDC | 1
109948 | NZMS1-4-A20 | 109948 | Circuit break., 4p syst./cable protect. | 14 | cerere oferta | N | 1 | 0 | 1 | 1.325 | KG | 84,5X120X145 | 4015081095148 |  | 675 | PDC | 1
109949 | NZMS1-4-A25 | 109949 | Circuit break., 4p syst./cable protect. | 14 | cerere oferta | N | 1 | 0 | 1 | 1.325 | KG | 84,5X120X145 | 4015081095155 |  | 675 | PDC | 1
109950 | NZMS1-4-A32 | 109950 | Circuit break., 4p syst./cable protect. | 14 | cerere oferta | N | 1 | 0 | 1 | 1.325 | KG | 84,5X120X145 | 4015081095162 |  | 675 | PDC | 1
109951 | NZMS1-4-A40 | 109951 | Circuit break., 4p syst./cable protect. | 14 | cerere oferta | N | 1 | 0 | 1 | 1.324 | KG | 84,5X120X145 | 4015081095179 |  | 675 | PDC | 1
109952 | NZMS1-4-A50 | 109952 | Circuit break., 4p syst./cable protect. | 14 | cerere oferta | N | 1 | 0 | 1 | 1.325 | KG | 84,5X120X145 | 4015081095186 |  | 675 | PDC | 1
109953 | NZMS1-4-A63 | 109953 | Circuit break., 4p syst./cable protect. | 14 | cerere oferta | N | 1 | 0 | 1 | 1.325 | KG | 84,5X120X145 | 4015081095193 |  | 675 | PDC | 1
109954 | NZMS1-4-A80 | 109954 | Circuit break., 4p syst./cable protect. | 14 | cerere oferta | N | 1 | 0 | 1 | 1.325 | KG | 84,5X120X145 | 4015081095209 |  | 675 | PDC | 1
109940 | NZMS1-A100 | 109940 | Circuit br.,3p syst./cable protect. | 14 | cerere oferta | N | 1 | 0 | 1 | 1.026 | KG | 88X90X145 | 4015081095063 |  | 675 | PDC | 1
112787 | NZMS1-A100-SVE | 112787 | C.-breaker 3p syst/line protect. + plugs | 14 | cerere oferta | N | 1 | 0 | 1 | 1.207 | KG | 88X90X145 | 4015081123278 |  | 675 | PDC | 1
109941 | NZMS1-A125 | 109941 | Circuit br.,3p syst./cable protect. | 14 | cerere oferta | N | 1 | 0 | 1 | 1.023 | KG | 88X90X145 | 4015081095070 |  | 675 | PDC | 1
112788 | NZMS1-A125-SVE | 112788 | C.-breaker 3p syst/line protect. + plugs | 14 | cerere oferta | N | 1 | 0 | 1 | 1.204 | KG | 88X90X145 | 4015081123285 |  | 675 | PDC | 1
109942 | NZMS1-A160 | 109942 | Circuit br.,3p syst./cable protect. | 14 | cerere oferta | N | 1 | 0 | 1 | 1.083 | KG | 88X90X145 | 4015081095087 |  | 675 | PDC | 1
109933 | NZMS1-A20 | 109933 | Circuit br.,3p syst./cable protect. | 14 | cerere oferta | N | 1 | 0 | 1 | 1.028 | KG | 88X90X145 | 4015081094998 |  | 675 | PDC | 1
112780 | NZMS1-A20-SVE | 112780 | C.-breaker 3p syst/line protect. + plugs | 14 | cerere oferta | N | 1 | 0 | 1 | 1.209 | KG | 88X90X145 | 4015081123209 |  | 675 | PDC | 1
109934 | NZMS1-A25 | 109934 | Circuit br.,3p syst./cable protect. | 14 | cerere oferta | N | 1 | 0 | 1 | 1.025 | KG | 88X90X145 | 4015081095001 |  | 675 | PDC | 1
112781 | NZMS1-A25-SVE | 112781 | C.-breaker 3p syst/line protect. + plugs | 14 | cerere oferta | N | 1 | 0 | 1 | 1.206 | KG | 88X90X145 | 4015081123216 |  | 675 | PDC | 1
109935 | NZMS1-A32 | 109935 | Circuit br.,3p syst./cable protect. | 14 | cerere oferta | N | 1 | 0 | 1 | 1.046 | KG | 88X90X145 | 4015081095018 |  | 675 | PDC | 1
112782 | NZMS1-A32-SVE | 112782 | C.-breaker 3p syst/line protect. + plugs | 14 | cerere oferta | N | 1 | 0 | 1 | 1.227 | KG | 88X90X145 | 4015081123223 |  | 675 | PDC | 1
109936 | NZMS1-A40 | 109936 | Circuit br.,3p syst./cable protect. | 14 | cerere oferta | N | 1 | 0 | 1 | 1.02 | KG | 88X90X145 | 4015081095025 |  | 675 | PDC | 1
112783 | NZMS1-A40-SVE | 112783 | C.-breaker 3p syst/line protect. + plugs | 14 | cerere oferta | N | 1 | 0 | 1 | 1.201 | KG | 88X90X145 | 4015081123230 |  | 675 | PDC | 1
109937 | NZMS1-A50 | 109937 | Circuit br.,3p syst./cable protect. | 14 | cerere oferta | N | 1 | 0 | 1 | 1.046 | KG | 88X90X145 | 4015081095032 |  | 675 | PDC | 1
112784 | NZMS1-A50-SVE | 112784 | C.-breaker 3p syst/line protect. + plugs | 14 | cerere oferta | N | 1 | 0 | 1 | 1.227 | KG | 88X90X145 | 4015081123247 |  | 675 | PDC | 1
109938 | NZMS1-A63 | 109938 | Circuit br.,3p syst./cable protect. | 14 | cerere oferta | N | 1 | 0 | 1 | 1.015 | KG | 88X90X145 | 4015081095049 |  | 675 | PDC | 1
112785 | NZMS1-A63-SVE | 112785 | C.-breaker 3p syst/line protect. + plugs | 14 | cerere oferta | N | 1 | 0 | 1 | 1.196 | KG | 88X90X145 | 4015081123254 |  | 675 | PDC | 1
109939 | NZMS1-A80 | 109939 | Circuit br.,3p syst./cable protect. | 14 | cerere oferta | N | 1 | 0 | 1 | 1.014 | KG | 88X90X145 | 4015081095056 |  | 675 | PDC | 1
112786 | NZMS1-A80-SVE | 112786 | C.-breaker 3p syst/line protect. + plugs | 14 | cerere oferta | N | 1 | 0 | 1 | 1.195 | KG | 88X90X145 | 4015081123261 |  | 675 | PDC | 1
109947 | NZMS1-S100 | 109947 | Circuit-breaker 3p 100A | 14 | cerere oferta | N | 1 | 0 | 1 | 1.046 | KG | 88X90X145 | 4015081095131 |  | 675 | PDC | 1
112794 | NZMS1-S100-SVE | 112794 | C.-breaker 3p w/o bimetal + plugs | 14 | cerere oferta | N | 1 | 0 | 1 | 1.227 | KG | 88X90X145 | 4015081123346 |  | 675 | PDC | 1
109943 | NZMS1-S40 | 109943 | Circuit-breaker 3p 40A | 14 | cerere oferta | N | 1 | 0 | 1 | 1.046 | KG | 88X90X145 | 4015081095094 |  | 675 | PDC | 1
112790 | NZMS1-S40-SVE | 112790 | C.-breaker 3p w/o bimetal + plugs | 14 | cerere oferta | N | 1 | 0 | 1 | 1.227 | KG | 88X90X145 | 4015081123308 |  | 675 | PDC | 1
109944 | NZMS1-S50 | 109944 | Circuit-breaker 3p 50A | 14 | cerere oferta | N | 1 | 0 | 1 | 1.046 | KG | 88X90X145 | 4015081095100 |  | 675 | PDC | 1
112791 | NZMS1-S50-SVE | 112791 | C.-breaker 3p w/o bimetal + plugs | 14 | cerere oferta | N | 1 | 0 | 1 | 1.227 | KG | 88X90X145 | 4015081123315 |  | 675 | PDC | 1
109945 | NZMS1-S63 | 109945 | Circuit-breaker 3p 63A | 14 | cerere oferta | N | 1 | 0 | 1 | 1.046 | KG | 88X90X145 | 4015081095117 |  | 675 | PDC | 1
112792 | NZMS1-S63-SVE | 112792 | C.-breaker 3p w/o bimetal + plugs | 14 | cerere oferta | N | 1 | 0 | 1 | 1.227 | KG | 88X90X145 | 4015081123322 |  | 675 | PDC | 1
109946 | NZMS1-S80 | 109946 | Circuit-breaker 3p 80A | 14 | cerere oferta | N | 1 | 0 | 1 | 1.046 | KG | 88X90X145 | 4015081095124 |  | 675 | PDC | 1
112793 | NZMS1-S80-SVE | 112793 | C.-breaker 3p w/o bimetal + plugs | 14 | cerere oferta | N | 1 | 0 | 1 | 1.227 | KG | 88X90X145 | 4015081123339 |  | 675 | PDC | 1
109988 | NZMS2-4-A125 | 109988 | Circuit-breaker 4p 125A | 15 | cerere oferta | N | 1 | 0 | 1 | 3 | KG | 149X140X184 | 4015081095544 |  | 676 | PDC | 1
113313 | NZMS2-4-A125-SVE | 113313 | Intreruptor automat 125A 4p prot. sistem | 15 | cerere oferta | N | 1 | 0 | 1 | 4.07 | KG | 180X140X245 | 4015081128488 |  | 676 | PDC | 1
109989 | NZMS2-4-A160 | 109989 | Circuit break., 4p syst./cable protect. | 15 | cerere oferta | N | 1 | 0 | 1 | 3 | KG | 149X140X184 | 4015081095551 |  | 676 | PDC | 1
109990 | NZMS2-4-A160/100 | 109990 | Circuit-breaker 4p 160A | 15 | cerere oferta | N | 1 | 0 | 1 | 3 | KG | 149X140X184 | 4015081095568 |  | 676 | PDC | 1
113315 | NZMS2-4-A160/100-SVE | 113315 | Intreruptor automat 160A 4p prot. sistem | 15 | cerere oferta | N | 1 | 0 | 1 | 4.07 | KG | 180X140X245 | 4015081128501 |  | 676 | PDC | 1
113314 | NZMS2-4-A160-SVE | 113314 | Intreruptor automat 160A 4p prot. sistem | 15 | cerere oferta | N | 1 | 0 | 1 | 4.07 | KG | 180X140X245 | 4015081128495 |  | 676 | PDC | 1
109991 | NZMS2-4-A200 | 109991 | Circuit break., 4p syst./cable protect. | 15 | cerere oferta | N | 1 | 0 | 1 | 3 | KG | 149X140X184 | 4015081095575 |  | 676 | PDC | 1
109992 | NZMS2-4-A200/125 | 109992 | Circuit-breaker 4p 200A | 15 | cerere oferta | N | 1 | 0 | 1 | 3 | KG | 149X140X184 | 4015081095582 |  | 676 | PDC | 1
113317 | NZMS2-4-A200/125-SVE | 113317 | Intreruptor automat 200A 4p prot. sistem | 15 | cerere oferta | N | 1 | 0 | 1 | 4.07 | KG | 180X140X245 | 4015081128525 |  | 676 | PDC | 1
113316 | NZMS2-4-A200-SVE | 113316 | Intreruptor automat 200A 4p prot. sistem | 15 | cerere oferta | N | 1 | 0 | 1 | 3.62 | KG | 180X140X245 | 4015081128518 |  | 676 | PDC | 1
109993 | NZMS2-4-A250 | 109993 | Circuit break., 4p syst./cable protect. | 15 | cerere oferta | N | 1 | 0 | 1 | 3 | KG | 149X140X184 | 4015081095599 |  | 676 | PDC | 1
109994 | NZMS2-4-A250/160 | 109994 | Circuit-breaker 4p 250A | 15 | cerere oferta | N | 1 | 0 | 1 | 3 | KG | 149X140X184 | 4015081095605 |  | 676 | PDC | 1
113319 | NZMS2-4-A250/160-SVE | 113319 | Intreruptor automat 250A 4p prot. sistem | 15 | cerere oferta | N | 1 | 0 | 1 | 4.07 | KG | 180X140X245 | 4015081128549 |  | 676 | PDC | 1
113318 | NZMS2-4-A250-SVE | 113318 | Intreruptor automat 250A 4p prot. sistem | 15 | cerere oferta | N | 1 | 0 | 1 | 4.07 | KG | 180X140X245 | 4015081128532 |  | 676 | PDC | 1
109995 | NZMS2-4-VE100 | 109995 | Circuit break.4p select.protection | 15 | cerere oferta | N | 1 | 0 | 1 | 3 | KG | 149X140X184 | 4015081095612 |  | 676 | PDC | 1
113320 | NZMS2-4-VE100-SVE | 113320 | Intreruptor automat 100A 4p prot. select | 15 | cerere oferta | N | 1 | 0 | 1 | 3.57 | KG | 180X140X245 | 4015081128556 |  | 676 | PDC | 1
109996 | NZMS2-4-VE160 | 109996 | Circuit break.4p select.protection | 15 | cerere oferta | N | 1 | 0 | 1 | 3 | KG | 149X140X184 | 4015081095629 |  | 676 | PDC | 1
109997 | NZMS2-4-VE160/100 | 109997 | Circuit-breaker 4p 160A selective | 15 | cerere oferta | N | 1 | 0 | 1 | 3 | KG | 149X140X184 | 4015081095636 |  | 676 | PDC | 1
113322 | NZMS2-4-VE160/100-SVE | 113322 | Intreruptor automat 160A 4p prot. select | 15 | cerere oferta | N | 1 | 0 | 1 | 3.57 | KG | 180X140X245 | 4015081128570 |  | 676 | PDC | 1
113321 | NZMS2-4-VE160-SVE | 113321 | Intreruptor automat 160A 4p prot. select | 15 | cerere oferta | N | 1 | 0 | 1 | 3.57 | KG | 180X140X245 | 4015081128563 |  | 676 | PDC | 1
109998 | NZMS2-4-VE250 | 109998 | Circuit break.4p select.protection | 15 | cerere oferta | N | 1 | 0 | 1 | 3 | KG | 149X140X184 | 4015081095643 |  | 676 | PDC | 1
109999 | NZMS2-4-VE250/160 | 109999 | Circuit-breaker 4p 250A selective | 15 | cerere oferta | N | 1 | 0 | 1 | 3 | KG | 149X140X184 | 4015081095650 |  | 676 | PDC | 1
113324 | NZMS2-4-VE250/160-SVE | 113324 | Intreruptor automat 250A 4p prot. select | 15 | cerere oferta | N | 1 | 0 | 1 | 3.57 | KG | 180X140X245 | 4015081128594 |  | 676 | PDC | 1
113323 | NZMS2-4-VE250-SVE | 113323 | Intreruptor automat 250A 4p prot. select | 15 | cerere oferta | N | 1 | 0 | 1 | 3.57 | KG | 180X140X245 | 4015081128587 |  | 676 | PDC | 1
109962 | NZMS2-A100 | 109962 | Circuit-breaker3p systems/cable prot. | 15 | cerere oferta | N | 1 | 0 | 1 | 2.361 | KG | 149X105X184 | 4015081095285 |  | 676 | PDC | 1
113287 | NZMS2-A100-SVE | 113287 | Intreruptor automat 100A 3p prot. sistem | 15 | cerere oferta | N | 1 | 0 | 1 | 2.801 | KG | 180X105X245 | 4015081128228 |  | 676 | PDC | 1
109963 | NZMS2-A125 | 109963 | Circuit-breaker3p systems/cable prot. | 15 | cerere oferta | N | 1 | 0 | 1 | 2.357 | KG | 149X105X184 | 4015081095292 |  | 676 | PDC | 1
113288 | NZMS2-A125-SVE | 113288 | Intreruptor automat 125A 3p prot. sistem | 15 | cerere oferta | N | 1 | 0 | 1 | 2.797 | KG | 180X105X245 | 4015081128235 |  | 676 | PDC | 1
109964 | NZMS2-A160 | 109964 | Circuit br.,3p syst./cable protect. | 15 | cerere oferta | N | 1 | 0 | 1 | 2.342 | KG | 149X105X184 | 4015081095308 |  | 676 | PDC | 1
113289 | NZMS2-A160-SVE | 113289 | Intreruptor automat 1600A 3p prot. siste | 15 | cerere oferta | N | 1 | 0 | 1 | 2.782 | KG | 180X105X245 | 4015081128242 |  | 676 | PDC | 1
109965 | NZMS2-A200 | 109965 | Circuit br.,3p syst./cable protect. | 15 | cerere oferta | N | 1 | 0 | 1 | 2.364 | KG | 149X105X184 | 4015081095315 |  | 676 | PDC | 1
113290 | NZMS2-A200-SVE | 113290 | Intreruptor automat 200A 3p prot. sistem | 15 | cerere oferta | N | 1 | 0 | 1 | 2.804 | KG | 180X105X245 | 4015081128259 |  | 676 | PDC | 1
109966 | NZMS2-A250 | 109966 | Circuit br.,3p syst./cable protect. | 15 | cerere oferta | N | 1 | 0 | 1 | 2.37 | KG | 149X105X184 | 4015081095322 |  | 676 | PDC | 1
113291 | NZMS2-A250-SVE | 113291 | Intreruptor automat 250A 3p prot. sistem | 15 | cerere oferta | N | 1 | 0 | 1 | 2.81 | KG | 180X105X245 | 4015081128266 |  | 676 | PDC | 1
109967 | NZMS2-A300 | 109967 | Circuit br.,3p syst./cable protect. | 15 | cerere oferta | N | 1 | 0 | 1 | 2.345 | KG | 149X105X184 | 4015081095339 |  | 676 | PDC | 1
109958 | NZMS2-A40 | 109958 | Circuit-breaker3p systems/cable prot. | 15 | cerere oferta | N | 1 | 0 | 1 | 2.357 | KG | 149X105X184 | 4015081095247 |  | 676 | PDC | 1
113283 | NZMS2-A40-SVE | 113283 | Intreruptor automat 40A 3p prot. sisteme | 15 | cerere oferta | N | 1 | 0 | 1 | 2.797 | KG | 180X105X245 | 4015081128181 |  | 676 | PDC | 1
109959 | NZMS2-A50 | 109959 | Circuit-breaker3p systems/cable prot. | 15 | cerere oferta | N | 1 | 0 | 1 | 2.368 | KG | 149X105X184 | 4015081095254 |  | 676 | PDC | 1
113284 | NZMS2-A50-SVE | 113284 | Intreruptor automat 50A 3p prot. sisteme | 15 | cerere oferta | N | 1 | 0 | 1 | 2.808 | KG | 180X105X245 | 4015081128198 |  | 676 | PDC | 1
109960 | NZMS2-A63 | 109960 | Circuit-breaker3p systems/cable prot. | 15 | cerere oferta | N | 1 | 0 | 1 | 2.377 | KG | 149X105X184 | 4015081095261 |  | 676 | PDC | 1
113285 | NZMS2-A63-SVE | 113285 | Intreruptor automat 63A 3p prot. sisteme | 15 | cerere oferta | N | 1 | 0 | 1 | 2.817 | KG | 180X105X245 | 4015081128204 |  | 676 | PDC | 1
109961 | NZMS2-A80 | 109961 | Circuit-breaker3p systems/cable prot. | 15 | cerere oferta | N | 1 | 0 | 1 | 2.362 | KG | 149X105X184 | 4015081095278 |  | 676 | PDC | 1
113286 | NZMS2-A80-SVE | 113286 | Intreruptor automat 80A 3p prot. sisteme | 15 | cerere oferta | N | 1 | 0 | 1 | 2.802 | KG | 180X105X245 | 4015081128211 |  | 676 | PDC | 1
109975 | NZMS2-M100 | 109975 | Circuit-breaker 3p 100A motor protection | 15 | cerere oferta | N | 1 | 0 | 1 | 2.323 | KG | 149X105X184 | 4015081095414 |  | 676 | PDC | 1
113300 | NZMS2-M100-SVE | 113300 | Intreruptor automat 100A 3p prot. motoar | 15 | cerere oferta | N | 1 | 0 | 1 | 2.763 | KG | 180X105X245 | 4015081128358 |  | 676 | PDC | 1
109976 | NZMS2-M125 | 109976 | Circuit-breaker 3p 125A motor protection | 15 | cerere oferta | N | 1 | 0 | 1 | 2.334 | KG | 149X105X184 | 4015081095421 |  | 676 | PDC | 1
113301 | NZMS2-M125-SVE | 113301 | Intreruptor automat 125A 3p prot. motoar | 15 | cerere oferta | N | 1 | 0 | 1 | 2.774 | KG | 180X105X245 | 4015081128365 |  | 676 | PDC | 1
109977 | NZMS2-M160 | 109977 | Circuit br.,3p motor protection | 15 | cerere oferta | N | 1 | 0 | 1 | 2.312 | KG | 149X105X184 | 4015081095438 |  | 676 | PDC | 1
113302 | NZMS2-M160-SVE | 113302 | Intreruptor automat 160A 3p prot. motoar | 15 | cerere oferta | N | 1 | 0 | 1 | 2.752 | KG | 180X105X245 | 4015081128372 |  | 676 | PDC | 1
109978 | NZMS2-M200 | 109978 | Circuit br.,3p motor protection | 15 | cerere oferta | N | 1 | 0 | 1 | 2.34 | KG | 149X105X184 | 4015081095445 |  | 676 | PDC | 1
113303 | NZMS2-M200-SVE | 113303 | Intreruptor automat 200A 3p prot. motoar | 15 | cerere oferta | N | 1 | 0 | 1 | 2.78 | KG | 180X105X245 | 4015081128389 |  | 676 | PDC | 1
109971 | NZMS2-M40 | 109971 | Circuit-breaker 3p 40A motor protection | 15 | cerere oferta | N | 1 | 0 | 1 | 2.345 | KG | 149X105X184 | 4015081095377 |  | 676 | PDC | 1
113296 | NZMS2-M40-SVE | 113296 | Intreruptor automat 40A 3p prot. motoare | 15 | cerere oferta | N | 1 | 0 | 1 | 2.785 | KG | 180X105X245 | 4015081128310 |  | 676 | PDC | 1
109972 | NZMS2-M50 | 109972 | Circuit-breaker 3p 50A motor protection | 15 | cerere oferta | N | 1 | 0 | 1 | 2.345 | KG | 149X105X184 | 4015081095384 |  | 676 | PDC | 1
113297 | NZMS2-M50-SVE | 113297 | Intreruptor automat 50A 3p prot. motoare | 15 | cerere oferta | N | 1 | 0 | 1 | 2.785 | KG | 180X105X245 | 4015081128327 |  | 676 | PDC | 1
109973 | NZMS2-M63 | 109973 | Circuit-breaker 3p 63A motor protection | 15 | cerere oferta | N | 1 | 0 | 1 | 2.358 | KG | 149X105X184 | 4015081095391 |  | 676 | PDC | 1
113298 | NZMS2-M63-SVE | 113298 | Intreruptor automat 63A 3p prot. motoare | 15 | cerere oferta | N | 1 | 0 | 1 | 2.798 | KG | 180X105X245 | 4015081128334 |  | 676 | PDC | 1
109974 | NZMS2-M80 | 109974 | Circuit-breaker 3p 80A motor protection | 15 | cerere oferta | N | 1 | 0 | 1 | 2.316 | KG | 149X105X184 | 4015081095407 |  | 676 | PDC | 1
113299 | NZMS2-M80-SVE | 113299 | Intreruptor automat 80A 3p prot. motoare | 15 | cerere oferta | N | 1 | 0 | 1 | 2.756 | KG | 180X105X245 | 4015081128341 |  | 676 | PDC | 1
109986 | NZMS2-ME140 | 109986 | Circuit br.,3p motor protection | 15 | cerere oferta | N | 1 | 0 | 1 | 2.455 | KG | 149X105X184 | 4015081095520 |  | 676 | PDC | 1
113311 | NZMS2-ME140-SVE | 113311 | Intreruptor automat 140A 3p elec.prot. m | 15 | cerere oferta | N | 1 | 0 | 1 | 2.895 | KG | 180X105X245 | 4015081128464 |  | 676 | PDC | 1
109987 | NZMS2-ME220 | 109987 | Circuit br.,3p motor protection | 15 | cerere oferta | N | 1 | 0 | 1 | 2.484 | KG | 149X105X184 | 4015081095537 |  | 676 | PDC | 1
113312 | NZMS2-ME220-SVE | 113312 | Intreruptor automat 220A 3p elec.prot. m | 15 | cerere oferta | N | 1 | 0 | 1 | 2.924 | KG | 180X105X245 | 4015081128471 |  | 676 | PDC | 1
109985 | NZMS2-ME90 | 109985 | Circuit br.,3p motor protection | 15 | cerere oferta | N | 1 | 0 | 1 | 2.438 | KG | 149X105X184 | 4015081095513 |  | 676 | PDC | 1
113310 | NZMS2-ME90-SVE | 113310 | Intreruptor automat 90A 3p elec.prot. mo | 15 | cerere oferta | N | 1 | 0 | 1 | 2.878 | KG | 180X105X245 | 4015081128457 |  | 676 | PDC | 1
109979 | NZMS2-S125 | 109979 | Circuit-breaker 3p 125A | 15 | cerere oferta | N | 1 | 0 | 1 | 2.324 | KG | 149X105X184 | 4015081095452 |  | 676 | PDC | 1
113304 | NZMS2-S125-SVE | 113304 | Intreruptor automat 125A 3p fara prot. s | 15 | cerere oferta | N | 1 | 0 | 1 | 2.764 | KG | 180X105X245 | 4015081128396 |  | 676 | PDC | 1
109980 | NZMS2-S160 | 109980 | Circuit-breaker 3p 160A | 15 | cerere oferta | N | 1 | 0 | 1 | 2.323 | KG | 149X105X184 | 4015081095469 |  | 676 | PDC | 1
113305 | NZMS2-S160-SVE | 113305 | Intreruptor automat 160A 3p fara prot. s | 15 | cerere oferta | N | 1 | 0 | 1 | 2.763 | KG | 180X105X245 | 4015081128402 |  | 676 | PDC | 1
109981 | NZMS2-S200 | 109981 | Circuit-breaker 3p 200A | 15 | cerere oferta | N | 1 | 0 | 1 | 2.345 | KG | 149X105X184 | 4015081095476 |  | 676 | PDC | 1
113306 | NZMS2-S200-SVE | 113306 | Intreruptor automat 200A 3p fara prot. s | 15 | cerere oferta | N | 1 | 0 | 1 | 2.785 | KG | 180X105X245 | 4015081128419 |  | 676 | PDC | 1
109982 | NZMS2-VE100 | 109982 | Circuit break.3p select.protection | 15 | cerere oferta | N | 1 | 0 | 1 | 2.456 | KG | 149X105X184 | 4015081095483 |  | 676 | PDC | 1
113307 | NZMS2-VE100-SVE | 113307 | Intreruptor automat 100A 3p prot. select | 15 | cerere oferta | N | 1 | 0 | 1 | 2.896 | KG | 180X105X245 | 4015081128426 |  | 676 | PDC | 1
109983 | NZMS2-VE160 | 109983 | Circuit break.3p select.protection | 15 | cerere oferta | N | 1 | 0 | 1 | 2.467 | KG | 149X105X184 | 4015081095490 |  | 676 | PDC | 1
113308 | NZMS2-VE160-SVE | 113308 | Intreruptor automat 160A 3p prot. select | 15 | cerere oferta | N | 1 | 0 | 1 | 2.907 | KG | 180X105X245 | 4015081128433 |  | 676 | PDC | 1
109984 | NZMS2-VE250 | 109984 | Circuit break.3p select.protection | 15 | cerere oferta | N | 1 | 0 | 1 | 2.479 | KG | 149X105X184 | 4015081095506 |  | 676 | PDC | 1
113309 | NZMS2-VE250-SVE | 113309 | Intreruptor automat 250A 3p prot. select | 15 | cerere oferta | N | 1 | 0 | 1 | 2.919 | KG | 180X105X245 | 4015081128440 |  | 676 | PDC | 1
110007 | NZMS3-4-AE400 | 110007 | Circuit-breaker 4p 400A | 16 | cerere oferta | N | 1 | 0 | 1 | 8.4 | KG | 166X185X275 | 4015081095735 |  | 677 | PDC | 1
110008 | NZMS3-4-AE400/250 | 110008 | Circuit-breaker 4p 400A | 16 | cerere oferta | N | 1 | 0 | 1 | 8.4 | KG | 166X185X275 | 4015081095742 |  | 677 | PDC | 1
110009 | NZMS3-4-AE630 | 110009 | Circuit-breaker 4p 630A | 16 | cerere oferta | N | 1 | 0 | 1 | 8.4 | KG | 166X185X275 | 4015081095759 |  | 677 | PDC | 1
110010 | NZMS3-4-AE630/400 | 110010 | Circuit-breaker 4p 630A | 16 | cerere oferta | N | 1 | 0 | 1 | 8.4 | KG | 166X185X275 | 4015081095766 |  | 677 | PDC | 1
110011 | NZMS3-4-VE400 | 110011 | Circuit break.4p select.protection | 16 | cerere oferta | N | 1 | 0 | 1 | 8.4 | KG | 166X185X275 | 4015081095773 |  | 677 | PDC | 1
110012 | NZMS3-4-VE400/250 | 110012 | Circuit-breaker 4p 400A selective | 16 | cerere oferta | N | 1 | 0 | 1 | 8.4 | KG | 166X185X275 | 4015081095780 |  | 677 | PDC | 1
110013 | NZMS3-4-VE630 | 110013 | Circuit break.4p select.protection | 16 | cerere oferta | N | 1 | 0 | 1 | 8.4 | KG | 166X185X275 | 4015081095797 |  | 677 | PDC | 1
110014 | NZMS3-4-VE630/400 | 110014 | Circuit-breaker 4p 630A selective | 16 | cerere oferta | N | 1 | 0 | 1 | 8.769 | KG | 166X185X275 | 4015081095803 |  | 677 | PDC | 1
110000 | NZMS3-AE400 | 110000 | Circuit-breaker3p systems/cable prot. | 16 | cerere oferta | N | 1 | 0 | 1 | 6.966 | KG | 166X140X275 | 4015081095667 |  | 677 | PDC | 1
110001 | NZMS3-AE630 | 110001 | Circuit-breaker3p systems/cable prot. | 16 | cerere oferta | N | 1 | 0 | 1 | 7.088 | KG | 166X140X275 | 4015081095674 |  | 677 | PDC | 1
110004 | NZMS3-ME220 | 110004 | Circuit br.,3p motor protection | 16 | cerere oferta | N | 1 | 0 | 1 | 6.34 | KG | 166X140X275 | 4015081095704 |  | 677 | PDC | 1
110005 | NZMS3-ME350 | 110005 | Circuit br.,3p motor protection | 16 | cerere oferta | N | 1 | 0 | 1 | 7.001 | KG | 166X140X275 | 4015081095711 |  | 677 | PDC | 1
110006 | NZMS3-ME450 | 110006 | Circuit br.,3p motor protection | 16 | cerere oferta | N | 1 | 0 | 1 | 6.34 | KG | 166X140X275 | 4015081095728 |  | 677 | PDC | 1
110002 | NZMS3-VE400 | 110002 | Circuit break.3p select.protection | 16 | cerere oferta | N | 1 | 0 | 1 | 6.989 | KG | 166X140X275 | 4015081095681 |  | 677 | PDC | 1
110003 | NZMS3-VE630 | 110003 | Circuit break.3p select.protection | 16 | cerere oferta | N | 1 | 0 | 1 | 7.054 | KG | 166X140X275 | 4015081095698 |  | 677 | PDC | 1
164331 | NZM-XATS-C144 | 164331 | Grid transfer control device, 144mm | 18 | cerere oferta | N | 1 | 0 | 1 | 0.85 | KG | 180X150X125 | 4015081608614 |  | 681 | PDC | 1
164330 | NZM-XATS-C96 | 164330 | Grid transfer control device, 96 mm | 18 | cerere oferta | N | 1 | 0 | 1 | 0.375 | KG | 100X100X115 | 4015081608607 |  | 681 | PDC | 1
164332 | NZM-XATS-CSOFT | 164332 | Grid transfer control device, Software | 18 | cerere oferta | N | 1 | 0 | 1 | 0.14 | KG | 155X130X80 | 4015081608621 |  | 681 | PDC | 1
281587 | NZM-XBZ1000 | 281587 | Cablu interblocaj mecanic 1000 mm | 18 | cerere oferta | S | 1 | 0 | 1 | 0.138 | KG | 200X200X50 | 4015082815875 |  | 681 | PDC | 1
281585 | NZM-XBZ225 | 281585 | Cablu interblocaj mecanic 225 mm | 18 | cerere oferta | S | 1 | 0 | 1 | 0.081 | KG | 200X200X50 | 4015082815851 |  | 681 | PDC | 1
281586 | NZM-XBZ600 | 281586 | Cablu interblocaj mecanic 600 mm | 18 | cerere oferta | S | 1 | 0 | 1 | 0.115 | KG | 200X200X50 | 4015082815868 |  | 681 | PDC | 1
260217 | NZM-XDMI612 | 260217 | Intrefata de management la datelor ptr N | 18 | cerere oferta | N | 1 | 0 | 1 | 0.614 | KG | 53X107 5X90 | 4015082602178 |  | 681 | PDC | 1
260755 | NZM-XDMI-CAB | 260755 | Cablu conectare la modulul DMI | 18 | cerere oferta | N | 1 | 0 | 1 | 0.1 | KG | 2000X23X16 | 4015082607555 |  | 681 | PDC | 1
270333 | NZM-XDMI-DPV1 | 270333 | Conexiune slave ptr DMI-profibus | 18 | cerere oferta | N | 1 | 0 | 1 | 0.102 | KG | 60X36X90 | 4015082703332 |  | 681 | PDC | 1
129968 | NZM-XMC-AC | 129968 | Sursa 230VAC pentru XMC | 18 | cerere oferta | N | 1 | 0 | 1 | 0.2 | KG | 94X91X56 | 4015081272198 |  | 681 | PDC | 1
129967 | NZM-XMC-DISP | 129967 | Afisaj digital pentru XMC | 18 | cerere oferta | N | 1 | 0 | 1 | 0.3 | KG | 97X97X63 | 4015081272181 |  | 681 | PDC | 1
153140 | NZM-XMC-KIT-TCP-630 | 153140 | Mounting kit XMC for 630A + Gateway | 18 | cerere oferta | N | 1 | 0 | 1 | 12.5 | KG | 500X280X180 | 4015081498802 |  | 681 | PDC | 1
266739 | NZM-XSTK | 266739 | Clema ptr circuit de c-da | 18 | cerere oferta | S | 1 | 0 | 1 | 0.017 | KG | 50X30X25 | 4015082667399 |  | 681 | PDC | 1
135530 | NZM-XSWD-704 | 135530 | NZM-XSWD-704 | 18 | cerere oferta | N | 1 |  | 1 | 0.18 | KG |  | 4015081323166 |  | 681 | PDC | 1
F22310702 | OL/A1/LED/RL/RED/115-230VAC | F22310702 | Obstacle light Skyline Alpha 1 115/230 VAC red lens | 732 | cerere oferta | N | 1 | 0 | 1 | 0.1 | KG | NA | NA |  | FHF , OL | Fulleon | 1
F22311302 | OL/A1/LED/RL/RED/24VDC | F22311302 | Obstacle light Skyline Alpha 1 24 VDC red lens | 732 | cerere oferta | N | 1 | 0 | 1 | 0.1 | KG | NA | NA |  | FHF , OL | Fulleon | 1
125048 | OPTA1 | 125048 | 6DI1DO2AI(mA/V)1AO(mA/V) | 50 | cerere oferta | N | 1 | 0 | 1 | 0.2 | KG | 254X140X38 | 4015081226597 |  | 696 | ICD | 1
125049 | OPTA2 | 125049 | 2RO(NO/NC) | 50 | cerere oferta | N | 1 | 0 | 1 | 0.2 | KG | 254X140X38 | 4015081226603 |  | 696 | ICD | 1
125050 | OPTA3 | 125050 | 1RO(NO/NC)1RO(NC) 1 Thermistor | 50 | cerere oferta | N | 1 | 0 | 1 | 0.2 | KG | 254X140X38 | 4015081226610 |  | 696 | ICD | 1
125051 | OPTA4 | 125051 | 3DI(Encoder RS422) Out+5V/+15V | 50 | cerere oferta | N | 1 | 0 | 1 | 1 | KG | 280X203X102 | 4015081226627 |  | 696 | ICD | 1
125052 | OPTA5 | 125052 | 3DI(Encoder10-24V)Out +15V/24V | 50 | cerere oferta | N | 1 | 0 | 1 | 1 | KG | 280X203X102 | 4015081226634 |  | 696 | ICD | 1
125053 | OPTA7 | 125053 | Double encod W-Range 6D1 2DO | 50 | cerere oferta | N | 1 | 0 | 1 | 0.45 | KG | 254X178X76 | 4015081226641 |  | 696 | ICD | 1
125054 | OPTA8 | 125054 | As OPTA1 but Analog IO +10V | 50 | cerere oferta | N | 1 | 0 | 1 | 0.2 | KG | 254X140X38 | 4015081226658 |  | 696 | ICD | 1
125055 | OPTA9 | 125055 | 6DI,1DO,2AI(mA/V),1AO(mA/V),+10Vref,+24V | 50 | cerere oferta | N | 1 | 0 | 1 | 0.248 | KG | 254X140X38 | 4015081226665 |  | 696 | ICD | 1
125056 | OPTAA | 125056 | 3DI1RO(NO/NC)1DO | 50 | cerere oferta | N | 1 | 0 | 1 | 0.45 | KG | 305X178X76 | 4015081226672 |  | 696 | ICD | 1
125057 | OPTAE | 125057 | Enc.3DI(10-24V)Out+15V+24V2DO | 50 | cerere oferta | N | 1 | 0 | 1 | 0.22 | KG | 235X152X51 | 4015081226689 |  | 696 | ICD | 1
139789 | OPTAF | 139789 | Protec. against unexp.restart | 50 | cerere oferta | N | 1 | 0 | 1 | 0.22 | KG | 254X139 7X38 | 4015081365630 |  | 696 | ICD | 1
125060 | OPTB2 | 125060 | Option I/O board SPI Interface | 50 | cerere oferta | N | 1 | 0 | 1 | 0.2 | KG | 254X140X38 | 4015081226719 |  | 696 | ICD | 1
125061 | OPTB4 | 125061 | Expander IO-card | 50 | cerere oferta | N | 1 | 0 | 1 | 0.2 | KG | 254X140X38 | 4015081226726 |  | 696 | ICD | 1
125062 | OPTB5 | 125062 | 3RO(NO) | 50 | cerere oferta | N | 1 | 0 | 1 | 1 | KG | 280X203X101 | 4015081226733 |  | 696 | ICD | 1
125063 | OPTB8 | 125063 | 3Pt100+24V/EXT+24V | 50 | cerere oferta | N | 1 | 0 | 1 | 0.2 | KG | 254X140X38 | 4015081226740 |  | 696 | ICD | 1
125064 | OPTB9 | 125064 | 1RO/NO 5 pcs of 41-240VAC inp. | 50 | cerere oferta | N | 1 | 0 | 1 | 0.2 | KG | 254X140X38 | 4015081226757 |  | 696 | ICD | 1
125065 | OPTBB | 125065 | ENDAT enco. card 2xDO (RS422) | 50 | cerere oferta | N | 1 | 0 | 1 | 0.2 | KG | 254X140X38 | 4015081226764 |  | 696 | ICD | 1
125066 | OPTBC | 125066 | RESOLVER, 3x DO (Wide Range) | 50 | cerere oferta | N | 1 | 0 | 1 | 0.2 | KG | 254X140X38 | 4015081226771 |  | 696 | ICD | 1
125067 | OPTC2 | 125067 | RS485 (Modbus/N2) | 50 | cerere oferta | N | 1 | 0 | 1 | 0.17 | KG | 254X140X38 | 4015081226788 |  | 696 | ICD | 1
125068 | OPTC3 | 125068 | Profibus DP I/O option board | 50 | cerere oferta | N | 1 | 0 | 1 | 0.17 | KG | 254X140X38 | 4015081226795 |  | 696 | ICD | 1
125069 | OPTC4 | 125069 | LonWorks | 50 | cerere oferta | N | 1 | 0 | 1 | 0.17 | KG | 254X140X38 | 4015081226801 |  | 696 | ICD | 1
125070 | OPTC5 | 125070 | Profibus DP I/O option board (D9 connect | 50 | cerere oferta | N | 1 | 0 | 1 | 0.23 | KG | 254X140X38 | 4015081226818 |  | 696 | ICD | 1
125710 | OPTC6 | 125710 | CANopen (slave) (SLX,SVX,SPX) | 50 | cerere oferta | N | 1 | 0 | 1 | 0.61 | KG | 210X152X64 | 4015081233205 |  | 696 | ICD | 1
125071 | OPTC7 | 125071 | DeviceNet | 50 | cerere oferta | N | 1 | 0 | 1 | 0.26 | KG | 260X165X70 | 4015081226825 |  | 696 | ICD | 1
125072 | OPTC8 | 125072 | RS485(D9 connect.Modbus/RS485) | 50 | cerere oferta | N | 1 | 0 | 1 | 0.26 | KG | 260X165X70 | 4015081226832 |  | 696 | ICD | 1
125073 | OPTCF | 125073 | Can/Euromap | 50 | cerere oferta | N | 1 | 0 | 1 | 0.2 | KG | 254X140X38 | 4015081226849 |  | 696 | ICD | 1
125074 | OPTCG | 125074 | S2 PROTOCOL | 50 | cerere oferta | N | 1 | 0 | 1 | 0.2 | KG | 254X140X38 | 4015081226856 |  | 696 | ICD | 1
125075 | OPTCI | 125075 | MODBUS / TCP | 50 | cerere oferta | N | 1 | 0 | 1 | 0.16 | KG | 229X152X76 | 4015081226863 |  | 696 | ICD | 1
125076 | OPTCJ | 125076 | BACnet (RS-485) | 50 | cerere oferta | N | 1 | 0 | 1 | 0.45 | KG | 241X133X38 | 4015081226870 |  | 696 | ICD | 1
125077 | OPTD1 | 125077 | System Bus adapter | 50 | cerere oferta | N | 1 | 0 | 1 | 0.19 | KG | 254X140X38 | 4015081226887 |  | 696 | ICD | 1
125078 | OPTD2 | 125078 | Syst.Bus&CAN-bus galv. Decoupl | 50 | cerere oferta | N | 1 | 0 | 1 | 1 | KG | 279X203X102 | 4015081226894 |  | 696 | ICD | 1
125079 | OPTD3 | 125079 | RS232 card not galv Decoupl | 50 | cerere oferta | N | 1 | 0 | 1 | 0.2 | KG | 254X140X38 | 4015081226900 |  | 696 | ICD | 1
125080 | OPTD6 | 125080 | CAN-Bus (galv. decoupled) | 50 | cerere oferta | N | 1 | 0 | 1 | 0.2 | KG | 254X140X38 | 4015081226917 |  | 696 | ICD | 1
129020 | OPTN12FR4 | 129020 | IP54 kit FR4,MF4 | 50 | cerere oferta | N | 1 | 0 | 1 | 1.7 | KG | 406X178X203 | 4015081263905 |  | 696 | ICD | 1
139775 | OPTN12FR5 | 139775 | IP54 kit FR5,MF5 | 50 | cerere oferta | N | 1 | 0 | 1 | 2.021 | KG | 406 4X177 8X203 2 | 4015081365494 |  | 696 | ICD | 1
139776 | OPTN12FR6 | 139776 | IP54 kit FR6,MF6 | 50 | cerere oferta | N | 1 | 0 | 1 | 2.772 | KG | 533 4X209 55X82 55 | 4015081365500 |  | 696 | ICD | 1
126868 | OPTRMT-KIT | 126868 | Remote M-Kit 2m cable_SVX/SPX | 50 | cerere oferta | N | 1 | 0 | 1 | 0.458 | KG | 260X165X76 | 4015081244522 |  | 696 | ICD | 1
139777 | OPTTHR4 | 139777 | Through hole Flange mounting kit IP21 to | 50 | cerere oferta | N | 1 | 0 | 1 | 0.338 | KG | 57 15X152 4X241 3 | 4015081365517 |  | 696 | ICD | 1
139778 | OPTTHR5 | 139778 | Through hole Flange mounting kit IP21 to | 50 | cerere oferta | N | 1 | 0 | 1 | 1.8 | KG | 508X355 6X127 | 4015081365524 |  | 696 | ICD | 1
139779 | OPTTHR6 | 139779 | Through hole Flange mounting kit IP21 to | 50 | cerere oferta | N | 1 | 0 | 1 | 0.9 | KG | 203 2X152 4X25 4 | 4015081365531 |  | 696 | ICD | 1
139780 | OPTTHR7 | 139780 | Through hole Flange mounting kit IP21 to | 50 | cerere oferta | N | 1 | 0 | 1 | 1.998 | KG | 914 4X114 3X165 1 | 4015081365548 |  | 696 | ICD | 1
139781 | OPTTHR8 | 139781 | Through hole Flange mounting kit IP21 to | 50 | cerere oferta | N | 1 | 0 | 1 | 2.448 | KG | 914 4X114 3X165 1 | 4015081365555 |  | 696 | ICD | 1
139782 | OPTTHR9 | 139782 | Through hole Flange mounting kit IP21 to | 50 | cerere oferta | N | 1 | 0 | 1 | 9.279 | KG | 1407 16X114 3X165 1 | 4015081365562 |  | 696 | ICD | 1
139783 | OPTTHRFR4 | 139783 | Through hole Flange mounting kit IP54 to | 50 | cerere oferta | N | 1 | 0 | 1 | 0.482 | KG | 260 35X165 1X76 2 | 4015081365579 |  | 696 | ICD | 1
139784 | OPTTHRFR5 | 139784 | Through hole Flange mounting kit IP54 to | 50 | cerere oferta | N | 1 | 0 | 1 | 0.482 | KG | 260 35X165 1X76 2 | 4015081365586 |  | 696 | ICD | 1
139785 | OPTTHRFR6 | 139785 | Through hole Flange mounting kit IP54 to | 50 | cerere oferta | N | 1 | 0 | 1 | 0.482 | KG | 260 35X165 1X76 2 | 4015081365593 |  | 696 | ICD | 1
38724 | P1-25/E | 38724 | Intreruptor pornit oprit P1-25 | 54 | cerere oferta | S | 1 | 0 | 1 | 0.141 | KG | 94X49X70 | 4015080387244 |  | 291 | ICD | 1
45998 | P1-25/E/HI11 | 45998 | Intreruptor pornit oprit P1-25 | 54 | cerere oferta | S | 1 | 0 | 1 | 0.181 | KG | 94X64X70 | 4015080459989 |  | 291 | ICD | 1
76845 | P1-25/E/N | 76845 | Intreruptor pornit oprit P1-25 | 54 | cerere oferta | S | 1 | 0 | 1 | 0.171 | KG | 94X64X70 | 4015080768456 |  | 291 | ICD | 1
50965 | P1-25/E/SVA(A) | 50965 | Intreruptor pornit oprit P1-25 | 54 | cerere oferta | S | 1 | 0 | 1 | 0.268 | KG | 139X49X73 | 4015080509653 |  | 291 | ICD | 1
50966 | P1-25/E/SVA(S) | 50966 | Intreruptor pornit oprit P1-25 | 54 | cerere oferta | S | 1 | 0 | 1 | 0.268 | KG | 139X49X73 | 4015080509660 |  | 291 | ICD | 1
50967 | P1-25/E/SVA(S)-RT | 50967 | Intreruptor pornit oprit P1-25 | 54 | cerere oferta | S | 1 | 0 | 1 | 0.268 | KG | 139X49X73 | 4015080509677 |  | 291 | ICD | 1
110197 | P1-25/E/SVB | 110197 | Intreruptor pornit oprit P1-25 | 54 | cerere oferta | S | 1 | 0 | 1 | 0.166 | KG | 119X65X65 | 4015081097548 |  | 291 | ICD | 1
44974 | P1-25/E/SVC(S)-RT | 44974 | Intreruptor pornit oprit P1-25 | 54 | cerere oferta | S | 1 | 0 | 1 | 0.268 | KG | 139X49X73 | 4015080449744 |  | 291 | ICD | 1
41097 | P1-25/EA/SVB | 41097 | Intreruptor pornit oprit P1-25 | 54 | cerere oferta | S | 1 | 0 | 1 | 0.19 | KG | 119X65X65 | 4015080410973 |  | 291 | ICD | 1
12464 | P1-25/EA/SVB/2HI11 | 12464 | Intreruptor pornit oprit P1-25 | 54 | cerere oferta | S | 1 | 0 | 1 | 0.27 | KG | 119X83X65 | 4015080124641 |  | 291 | ICD | 1
91080 | P1-25/EA/SVB/HI11 | 91080 | Intreruptor pornit oprit P1-25 | 54 | cerere oferta | S | 1 | 0 | 1 | 0.23 | KG | 119X83X65 | 4015080910800 |  | 291 | ICD | 1
81587 | P1-25/EA/SVB/N | 81587 | Intreruptor pornit oprit P1-25 | 54 | cerere oferta | S | 1 | 0 | 1 | 0.22 | KG | 119X83X65 | 4015080815877 |  | 291 | ICD | 1
48367 | P1-25/EA/SVB/N/HI11 | 48367 | Intreruptor pornit oprit P1-25 | 54 | cerere oferta | S | 1 | 0 | 1 | 0.26 | KG | 119X83X65 | 4015080483670 |  | 291 | ICD | 1
48365 | P1-25/EA/SVB-SW | 48365 | Intreruptor pornit oprit P1-25 | 54 | cerere oferta | S | 1 | 0 | 1 | 0.19 | KG | 119X65X65 | 4015080483656 |  | 291 | ICD | 1
14822 | P1-25/EA/SVB-SW/2HI11 | 14822 | Intreruptor pornit oprit P1-25 | 54 | cerere oferta | S | 1 | 0 | 1 | 0.27 | KG | 119X83X65 | 4015080148227 |  | 291 | ICD | 1
70194 | P1-25/EA/SVB-SW/HI11 | 70194 | Intreruptor pornit oprit P1-25 | 54 | cerere oferta | S | 1 | 0 | 1 | 0.23 | KG | 119X83X65 | 4015080701941 |  | 291 | ICD | 1
83960 | P1-25/EA/SVB-SW/N | 83960 | Intreruptor pornit oprit P1-25 | 54 | cerere oferta | S | 1 | 0 | 1 | 0.22 | KG | 119X83X65 | 4015080839606 |  | 291 | ICD | 1
50740 | P1-25/EA/SVB-SW/N/HI11 | 50740 | Intreruptor pornit oprit P1-25 | 54 | cerere oferta | S | 1 | 0 | 1 | 0.26 | KG | 119X83X65 | 4015080507406 |  | 291 | ICD | 1
2388 | P1-25/E-RT | 2388 | Intreruptor pornit oprit P1-25 | 54 | cerere oferta | S | 1 | 0 | 1 | 0.141 | KG | 94X49X70 | 4015080023883 |  | 291 | ICD | 1
2600 | P1-25/E-RT/HI11 | 2600 | Intreruptor pornit oprit P1-25 | 54 | cerere oferta | S | 1 | 0 | 1 | 0.181 | KG | 94X64X70 | 4015080026006 |  | 291 | ICD | 1
2425 | P1-25/E-RT/N | 2425 | Intreruptor pornit oprit P1-25 | 54 | cerere oferta | S | 1 | 0 | 1 | 0.171 | KG | 94X64X70 | 4015080024255 |  | 291 | ICD | 1
41250 | P1-25/EZ | 41250 | Intreruptor pornit oprit P1-25 | 54 | cerere oferta | S | 1 | 0 | 1 | 0.152 | KG | 99X49X70 | 4015080412502 |  | 291 | ICD | 1
12395 | P1-25/EZ/2HI11 | 12395 | Intreruptor pornit oprit P1-25 | 54 | cerere oferta | S | 1 | 0 | 1 | 0.232 | KG | 99X79X70 | 4015080123958 |  | 291 | ICD | 1
48371 | P1-25/EZ/HI11 | 48371 | Intreruptor pornit oprit P1-25 | 54 | cerere oferta | S | 1 | 0 | 1 | 0.192 | KG | 99X64X70 | 4015080483717 |  | 291 | ICD | 1
79218 | P1-25/EZ/N | 79218 | Intreruptor pornit oprit P1-25 | 54 | cerere oferta | S | 1 | 0 | 1 | 0.182 | KG | 99X64X70 | 4015080792185 |  | 291 | ICD | 1
27015 | P1-25/EZ/N/HI11 | 27015 | Intreruptor pornit oprit P1-25 | 54 | cerere oferta | S | 1 | 0 | 1 | 0.222 | KG | 99X79X70 | 4015080270157 |  | 291 | ICD | 1
233991 | P1-25/I1 | 233991 | I1 Intreruptor pornit oprit P1-25 | 54 | cerere oferta | S | 1 | 0 | 1 | 0.296 | KG | 102X80X137 | 4015082339913 |  | 291 | ICD | 1
233987 | P1-25/I1/SVB | 233987 | I1/SVB Intreruptor principal pornit opri | 54 | cerere oferta | S | 1 | 0 | 1 | 0.334 | KG | 110X80X137 | 4015082339876 |  | 291 | ICD | 1
233988 | P1-25/I1/SVB-SW | 233988 | I1/SVB Intreruptor principal pornit opri | 54 | cerere oferta | S | 1 | 0 | 1 | 0.335 | KG | 110X80X137 | 4015082339883 |  | 291 | ICD | 1
207299 | P1-25/I2 | 207299 | I2 Intreruptor pornit oprit P1-25 | 54 | cerere oferta | S | 1 | 0 | 1 | 0.43 | KG | 104X87X125 | 4015082072995 |  | 291 | ICD | 1
207302 | P1-25/I2/HI11 | 207302 | I2 Intreruptor pornit oprit P1-25 | 54 | cerere oferta | S | 1 | 0 | 1 | 0.47 | KG | 104X87X125 | 4015082073022 |  | 291 | ICD | 1
207303 | P1-25/I2/N | 207303 | I2 Intreruptor pornit oprit P1-25 | 54 | cerere oferta | S | 1 | 0 | 1 | 0.46 | KG | 104X87X125 | 4015082073039 |  | 291 | ICD | 1
207304 | P1-25/I2/SVA(A) | 207304 | I2 Intreruptor pornit oprit P1-25 | 54 | cerere oferta | S | 1 | 0 | 1 | 0.538 | KG | 139X87X125 | 4015082073046 |  | 291 | ICD | 1
207305 | P1-25/I2/SVA(S) | 207305 | I2 Intreruptor pornit oprit P1-25 | 54 | cerere oferta | S | 1 | 0 | 1 | 0.538 | KG | 139X87X125 | 4015082073053 |  | 291 | ICD | 1
207306 | P1-25/I2/SVA(S)-RT | 207306 | I2 Intreruptor pornit oprit P1-25 | 54 | cerere oferta | S | 1 | 0 | 1 | 0.538 | KG | 139X87X125 | 4015082073060 |  | 291 | ICD | 1
207293 | P1-25/I2/SVB | 207293 | I2/SVB Intreruptor principal pornit opri | 54 | cerere oferta | S | 1 | 0 | 1 | 0.455 | KG | 112X87X125 | 4015082072933 |  | 291 | ICD | 1
207297 | P1-25/I2/SVB/HI11 | 207297 | I2/SVB Intreruptor principal pornit opri | 54 | cerere oferta | S | 1 | 0 | 1 | 0.495 | KG | 112X87X125 | 4015082072971 |  | 291 | ICD | 1
255888 | P1-25/I2/SVB/HI11-NA | 255888 | I2/SVB Intreruptor principal pornit opri | 54 | cerere oferta | S | 1 | 0 | 1 | 0.495 | KG | 112X87X125 | 4015082558888 |  | 291 | ICD | 1
207298 | P1-25/I2/SVB/N | 207298 | I2/SVB Intreruptor principal pornit opri | 54 | cerere oferta | S | 1 | 0 | 1 | 0.485 | KG | 112X87X125 | 4015082072988 |  | 291 | ICD | 1
255886 | P1-25/I2/SVB-NA | 255886 | I2/SVB Intreruptor principal pornit opri | 54 | cerere oferta | S | 1 | 0 | 1 | 0.455 | KG | 112X87X125 | 4015082558864 |  | 291 | ICD | 1
207294 | P1-25/I2/SVB-SW | 207294 | I2/SVB Intreruptor principal pornit opri | 54 | cerere oferta | S | 1 | 0 | 1 | 0.455 | KG | 112X87X125 | 4015082072940 |  | 291 | ICD | 1
207295 | P1-25/I2/SVB-SW/HI11 | 207295 | I2/SVB Intreruptor principal pornit opri | 54 | cerere oferta | S | 1 | 0 | 1 | 0.495 | KG | 112X87X125 | 4015082072957 |  | 291 | ICD | 1
255889 | P1-25/I2/SVB-SW/HI11-NA | 255889 | I2/SVB Intreruptor principal pornit opri | 54 | cerere oferta | S | 1 | 0 | 1 | 0.495 | KG | 112X87X125 | 4015082558895 |  | 291 | ICD | 1
207296 | P1-25/I2/SVB-SW/N | 207296 | I2/SVB Intreruptor principal pornit opri | 54 | cerere oferta | S | 1 | 0 | 1 | 0.485 | KG | 112X87X125 | 4015082072964 |  | 291 | ICD | 1
255885 | P1-25/I2/SVB-SW-NA | 255885 | I2/SVB Intreruptor principal pornit opri | 54 | cerere oferta | S | 1 | 0 | 1 | 0.455 | KG | 112X87X125 | 4015082558857 |  | 291 | ICD | 1
207307 | P1-25/I2/SVC(S)-RT | 207307 | I2 Intreruptor pornit oprit P1-25 | 54 | cerere oferta | S | 1 | 0 | 1 | 0.495 | KG | 139X87X125 | 4015082073077 |  | 291 | ICD | 1
226898 | P1-25/I2H | 226898 | I2H Intreruptor pornit oprit P1-25 | 54 | cerere oferta | S | 1 | 0 | 1 | 0.43 | KG | 104X87X125 | 4015082268985 |  | 291 | ICD | 1
226899 | P1-25/I2H/HI11 | 226899 | I2H Intreruptor pornit oprit P1-25 | 54 | cerere oferta | S | 1 | 0 | 1 | 0.47 | KG | 104X87X125 | 4015082268992 |  | 291 | ICD | 1
226901 | P1-25/I2H/N | 226901 | I2H Intreruptor pornit oprit P1-25 | 54 | cerere oferta | S | 1 | 0 | 1 | 0.46 | KG | 104X87X125 | 4015082269012 |  | 291 | ICD | 1
226900 | P1-25/I2H/SVB | 226900 | I2H/SVB Intreruptor principal pornit opr | 54 | cerere oferta | S | 1 | 0 | 1 | 0.455 | KG | 112X87X125 | 4015082269005 |  | 291 | ICD | 1
226902 | P1-25/I2H/SVB/HI11 | 226902 | I2H/SVB Intreruptor principal pornit opr | 54 | cerere oferta | S | 1 | 0 | 1 | 0.567 | KG | 112X87X125 | 4015082269029 |  | 291 | ICD | 1
227860 | P1-25/I2H/SVB/N | 227860 | I2H/SVB Intreruptor principal pornit opr | 54 | cerere oferta | S | 1 | 0 | 1 | 0.558 | KG | 112X87X125 | 4015082278601 |  | 291 | ICD | 1
227861 | P1-25/I2H/SVB-SW | 227861 | I2H/SVB Intreruptor principal pornit opr | 54 | cerere oferta | S | 1 | 0 | 1 | 0.455 | KG | 112X87X125 | 4015082278618 |  | 291 | ICD | 1
227862 | P1-25/I2H/SVB-SW/HI11 | 227862 | I2H/SVB Intreruptor principal pornit opr | 54 | cerere oferta | S | 1 | 0 | 1 | 0.495 | KG | 112X87X125 | 4015082278625 |  | 291 | ICD | 1
227863 | P1-25/I2H/SVB-SW/N | 227863 | I2H/SVB Intreruptor principal pornit opr | 54 | cerere oferta | S | 1 | 0 | 1 | 0.485 | KG | 112X87X125 | 4015082278632 |  | 291 | ICD | 1
227864 | P1-25/I2H-RT | 227864 | I2 Intreruptor pornit oprit P1-25 | 54 | cerere oferta | S | 1 | 0 | 1 | 0.405 | KG | 125X87X105 | 4015082278649 |  | 291 | ICD | 1
227865 | P1-25/I2H-RT/N | 227865 | I2H Intreruptor pornit oprit P1-25 | 54 | cerere oferta | S | 1 | 0 | 1 | 0.435 | KG | 104X87X125 | 4015082278656 |  | 291 | ICD | 1
255884 | P1-25/I2-NA | 255884 | I2 Intreruptor pornit oprit P1-25 | 54 | cerere oferta | S | 1 | 0 | 1 | 0.43 | KG | 104X87X125 | 4015082558840 |  | 291 | ICD | 1
207300 | P1-25/I2-RT | 207300 | I2 Intreruptor pornit oprit P1-25 | 54 | cerere oferta | S | 1 | 0 | 1 | 0.43 | KG | 125X87X105 | 4015082073008 |  | 291 | ICD | 1
207301 | P1-25/I2-RT/N | 207301 | I2 Intreruptor pornit oprit P1-25 | 54 | cerere oferta | S | 1 | 0 | 1 | 0.46 | KG | 104X87X125 | 4015082073015 |  | 291 | ICD | 1
255887 | P1-25/I2-RT-NA | 255887 | I2 Intreruptor pornit oprit P1-25 | 54 | cerere oferta | S | 1 | 0 | 1 | 0.43 | KG | 125X87X105 | 4015082558871 |  | 291 | ICD | 1
207308 | P1-25/I2-SI | 207308 | Intreruptor de siguranta P1-25 | 54 | cerere oferta | S | 1 | 0 | 1 | 0.454 | KG | 112X87X125 | 4015082073084 |  | 291 | ICD | 1
207310 | P1-25/I2-SI/HI11 | 207310 | Intreruptor de siguranta P1-25 | 54 | cerere oferta | S | 1 | 0 | 1 | 0.47 | KG | 112X87X125 | 4015082073107 |  | 291 | ICD | 1
207311 | P1-25/I2-SI/HI11-SW | 207311 | Intreruptor de siguranta P1-25 | 54 | cerere oferta | S | 1 | 0 | 1 | 0.47 | KG | 112X87X125 | 4015082073114 |  | 291 | ICD | 1
207312 | P1-25/I2-SI/N | 207312 | Intreruptor de siguranta P1-25 | 54 | cerere oferta | S | 1 | 0 | 1 | 0.46 | KG | 112X87X125 | 4015082073121 |  | 291 | ICD | 1
207313 | P1-25/I2-SI/N-SW | 207313 | Intreruptor de siguranta P1-25 | 54 | cerere oferta | S | 1 | 0 | 1 | 0.46 | KG | 112X87X125 | 4015082073138 |  | 291 | ICD | 1
207309 | P1-25/I2-SI-SW | 207309 | Intreruptor de siguranta P1-25 | 54 | cerere oferta | S | 1 | 0 | 1 | 0.455 | KG | 112X87X125 | 4015082073091 |  | 291 | ICD | 1
52962 | P1-25/IVS | 52962 | Intreruptor pornit oprit P1-25 (UK) | 54 | cerere oferta | S | 1 | 0 | 1 | 0.153 | KG | 91X54X70 | 4015080529620 |  | 291 | ICD | 1
53117 | P1-25/IVS/HI11 | 53117 | Intreruptor pornit oprit P1-25 (UK) | 54 | cerere oferta | S | 1 | 0 | 1 | 0.193 | KG | 91X69X70 | 4015080531173 |  | 291 | ICD | 1
83964 | P1-25/IVS/N | 83964 | Intreruptor pornit oprit P1-25 (UK) | 54 | cerere oferta | S | 1 | 0 | 1 | 0.183 | KG | 91X69X70 | 4015080839644 |  | 291 | ICD | 1
13140 | P1-25/IVS-RT | 13140 | Intreruptor pornit oprit P1-25 (UK) | 54 | cerere oferta | S | 1 | 0 | 1 | 0.153 | KG | 91X54X70 | 4015080131403 |  | 291 | ICD | 1
10953 | P1-25/IVS-RT/2HI11 | 10953 | Intreruptor pornit oprit P1-25 (UK) | 54 | cerere oferta | S | 1 | 0 | 1 | 0.233 | KG | 91X84X70 | 4015080109532 |  | 291 | ICD | 1
17886 | P1-25/IVS-RT/N | 17886 | Intreruptor pornit oprit P1-25 (UK) | 54 | cerere oferta | S | 1 | 0 | 1 | 0.183 | KG | 91X69X70 | 4015080178866 |  | 291 | ICD | 1
25523 | P1-25/ST/SVB | 25523 | MAIN SWIT. P IN STEEL EQUIPM. | 54 | cerere oferta | S | 1 | 0 | 1 | 0.996 | KG | 162X104X176 | 4015080255239 |  | 291 | ICD | 1
55335 | P1-25/V/SVB | 55335 | Intreruptor principal P1-25 (UK) | 54 | cerere oferta | S | 1 | 0 | 1 | 0.217 | KG | 131X65X65 | 4015080553359 |  | 291 | ICD | 1
12482 | P1-25/V/SVB/2HI11 | 12482 | Intreruptor principal P1-25 (UK) | 54 | cerere oferta | S | 1 | 0 | 1 | 0.297 | KG | 131X83X65 | 4015080124825 |  | 291 | ICD | 1
95826 | P1-25/V/SVB/HI11 | 95826 | Intreruptor principal P1-25 (UK) | 54 | cerere oferta | S | 1 | 0 | 1 | 0.257 | KG | 131X83X65 | 4015080958260 |  | 291 | ICD | 1
86333 | P1-25/V/SVB/N | 86333 | Intreruptor principal P1-25 (UK) | 54 | cerere oferta | S | 1 | 0 | 1 | 0.247 | KG | 131X83X65 | 4015080863335 |  | 291 | ICD | 1
53113 | P1-25/V/SVB/N/HI11 | 53113 | Intreruptor principal P1-25 (UK) | 54 | cerere oferta | S | 1 | 0 | 1 | 0.287 | KG | 131X83X65 | 4015080531135 |  | 291 | ICD | 1
50738 | P1-25/V/SVB-SW | 50738 | Intreruptor principal P1-25 (UK) | 54 | cerere oferta | S | 1 | 0 | 1 | 0.217 | KG | 131X65X65 | 4015080507383 |  | 291 | ICD | 1
98199 | P1-25/V/SVB-SW/HI11 | 98199 | Intreruptor principal P1-25 (UK) | 54 | cerere oferta | S | 1 | 0 | 1 | 0.257 | KG | 131X83X65 | 4015080981992 |  | 291 | ICD | 1
88706 | P1-25/V/SVB-SW/N | 88706 | Intreruptor principal P1-25 (UK) | 54 | cerere oferta | S | 1 | 0 | 1 | 0.247 | KG | 131X83X65 | 4015080887065 |  | 291 | ICD | 1
55486 | P1-25/V/SVB-SW/N/HI11 | 55486 | Intreruptor principal P1-25 (UK) | 54 | cerere oferta | S | 1 | 0 | 1 | 0.287 | KG | 131X83X65 | 4015080554868 |  | 291 | ICD | 1
58866 | P1-25/XE/AE | 58866 | Intreruptor principal P1-25 (UK) | 54 | cerere oferta | S | 1 | 0 | 1 | 0.18 | KG | 94X49X70 | 4015080588665 |  | 291 | ICD | 1
46303 | P1-25/XZ | 46303 | Intreruptor principal P1-25 (UK) | 54 | cerere oferta | S | 1 | 0 | 1 | 0.131 | KG | 131X49X70 | 4015080463030 |  | 291 | ICD | 1
57708 | P1-25/Z | 57708 | Intreruptor principal P1-25 (UK) | 54 | cerere oferta | S | 1 | 0 | 1 | 0.131 | KG | 131X49X70 | 4015080577089 |  | 291 | ICD | 1
14844 | P1-25/Z/2HI11 | 14844 | Intreruptor principal P1-25 (UK) | 54 | cerere oferta | S | 1 | 0 | 1 | 0.211 | KG | 131X79X70 | 4015080148449 |  | 291 | ICD | 1
57863 | P1-25/Z/HI11 | 57863 | Intreruptor principal P1-25 (UK) | 54 | cerere oferta | S | 1 | 0 | 1 | 0.171 | KG | 131X64X70 | 4015080578635 |  | 291 | ICD | 1
88710 | P1-25/Z/N | 88710 | Intreruptor principal P1-25 (UK) | 54 | cerere oferta | S | 1 | 0 | 1 | 0.161 | KG | 131X64X70 | 4015080887102 |  | 291 | ICD | 1
36507 | P1-25/Z/N/HI11 | 36507 | Intreruptor principal P1-25 (UK) | 54 | cerere oferta | S | 1 | 0 | 1 | 0.18 | KG | 131X79X70 | 4015080365075 |  | 291 | ICD | 1
50969 | P1-25/Z/SVA(A) | 50969 | Intreruptor principal P1-25 (UK) | 54 | cerere oferta | S | 1 | 0 | 1 | 0.291 | KG | 176X49X73 | 4015080509691 |  | 291 | ICD | 1
79065 | P1-32/E | 79065 | Intreruptor principal P1-32 (UK) | 54 | cerere oferta | S | 1 | 0 | 1 | 0.143 | KG | 95X49X70 | 4015080790655 |  | 291 | ICD | 1
62609 | P1-32/E/HI11 | 62609 | Intreruptor principal P1-32 (UK) | 54 | cerere oferta | S | 1 | 0 | 1 | 0.183 | KG | 95X65X70 | 4015080626091 |  | 291 | ICD | 1
93456 | P1-32/E/N | 93456 | Intreruptor principal P1-32 (UK) | 54 | cerere oferta | S | 1 | 0 | 1 | 0.173 | KG | 95X65X70 | 4015080934561 |  | 291 | ICD | 1
50970 | P1-32/E/SVA(A) | 50970 | Intreruptor principal P1-32 (UK) | 54 | cerere oferta | S | 1 | 0 | 1 | 0.267 | KG | 139X49X73 | 4015080509707 |  | 291 | ICD | 1
44977 | P1-32/E/SVA(S) | 44977 | Intreruptor de panica P1-25 (UK) | 54 | cerere oferta | S | 1 | 0 | 1 | 0.267 | KG | 139X49X73 | 4015080449775 |  | 291 | ICD | 1
50971 | P1-32/E/SVA(S)-RT | 50971 | Intreruptor de panica P1-32 (UK) | 54 | cerere oferta | S | 1 | 0 | 1 | 0.267 | KG | 139X49X73 | 4015080509714 |  | 291 | ICD | 1
110198 | P1-32/E/SVB | 110198 | Switch-disconnector P1-32 | 54 | cerere oferta | S | 1 | 0 | 1 | 0.17 | KG | 119X65X65 | 4015081097555 |  | 291 | ICD | 1
44975 | P1-32/E/SVC(S)-RT | 44975 | Intreruptor principal P1-32 (UK) | 54 | cerere oferta | S | 1 | 0 | 1 | 0.267 | KG | 139X49X73 | 4015080449751 |  | 291 | ICD | 1
81438 | P1-32/EA/SVB | 81438 | Intreruptor principal P1-32 (UK) | 54 | cerere oferta | S | 1 | 0 | 1 | 0.192 | KG | 120X49X70 | 4015080814382 |  | 291 | ICD | 1
12540 | P1-32/EA/SVB/2HI11 | 12540 | Intreruptor principal P1-32 (UK) | 54 | cerere oferta | S | 1 | 0 | 1 | 0.272 | KG | 120X65X70 | 4015080125402 |  | 291 | ICD | 1
72567 | P1-32/EA/SVB/HI11 | 72567 | Intreruptor principal P1-32 (UK) | 54 | cerere oferta | S | 1 | 0 | 1 | 0.232 | KG | 120X65X70 | 4015080725671 |  | 291 | ICD | 1
91079 | P1-32/EA/SVB/N | 91079 | Intreruptor principal P1-32 (UK) | 54 | cerere oferta | S | 1 | 0 | 1 | 0.222 | KG | 120X65X70 | 4015080910794 |  | 291 | ICD | 1
57859 | P1-32/EA/SVB/N/HI11 | 57859 | Intreruptor principal P1-32 (UK) | 54 | cerere oferta | S | 1 | 0 | 1 | 0.262 | KG | 120X80X70 | 4015080578598 |  | 291 | ICD | 1
53111 | P1-32/EA/SVB-SW | 53111 | Intreruptor principal P1-32 (UK) | 54 | cerere oferta | S | 1 | 0 | 1 | 0.192 | KG | 120X49X70 | 4015080531111 |  | 291 | ICD | 1
14536 | P1-32/EA/SVB-SW/2HI11 | 14536 | Intreruptor principal P1-32 (UK) | 54 | cerere oferta | S | 1 | 0 | 1 | 0.272 | KG | 120X65X70 | 4015080145363 |  | 291 | ICD | 1
12772 | P1-32/EA/SVB-SW/HI11 | 12772 | Intreruptor principal P1-32 (UK) | 54 | cerere oferta | S | 1 | 0 | 1 | 0.232 | KG | 120X65X70 | 4015080127727 |  | 291 | ICD | 1
93452 | P1-32/EA/SVB-SW/N | 93452 | Intreruptor principal P1-32 (UK) | 54 | cerere oferta | S | 1 | 0 | 1 | 0.222 | KG | 120X65X70 | 4015080934523 |  | 291 | ICD | 1
60232 | P1-32/EA/SVB-SW/N/HI11 | 60232 | Intreruptor principal P1-32 (UK) | 54 | cerere oferta | S | 1 | 0 | 1 | 0.262 | KG | 120X80X70 | 4015080602323 |  | 291 | ICD | 1
3197 | P1-32/E-RT | 3197 | Intreruptor principal P1-32 (UK) | 54 | cerere oferta | S | 1 | 0 | 1 | 0.143 | KG | 95X49X70 | 4015080031970 |  | 291 | ICD | 1
4555 | P1-32/E-RT/N | 4555 | Intreruptor principal P1-32 (UK) | 54 | cerere oferta | S | 1 | 0 | 1 | 0.173 | KG | 95X65X70 | 4015080045557 |  | 291 | ICD | 1
48369 | P1-32/EZ | 48369 | Intreruptor principal P1-32 (UK) | 54 | cerere oferta | S | 1 | 0 | 1 | 0.152 | KG | 95X49X70 | 4015080483694 |  | 291 | ICD | 1
95829 | P1-32/EZ/N | 95829 | Intreruptor principal P1-32 (UK) | 54 | cerere oferta | S | 1 | 0 | 1 | 0.182 | KG | 95X65X70 | 4015080958291 |  | 291 | ICD | 1
233992 | P1-32/I1 | 233992 | I1Intreruptor pornit oprit P1-32 | 54 | cerere oferta | S | 1 | 0 | 1 | 0.319 | KG | 102X80X137 | 4015082339920 |  | 291 | ICD | 1
233989 | P1-32/I1/SVB | 233989 | I1/SVB Intreruptor principal P1-32 | 54 | cerere oferta | S | 1 | 0 | 1 | 0.38 | KG | 110X80X137 | 4015082339890 |  | 291 | ICD | 1
233990 | P1-32/I1/SVB-SW | 233990 | I1/SVB Intreruptor principal P1-32 | 54 | cerere oferta | S | 1 | 0 | 1 | 0.438 | KG | 110X80X137 | 4015082339906 |  | 291 | ICD | 1
233994 | P1-32/I1-RT | 233994 | I1 Intreruptor pornit oprit P1-32 | 54 | cerere oferta | S | 1 | 0 | 1 | 0.296 | KG | 102X80X137 | 4015082339944 |  | 291 | ICD | 1
207320 | P1-32/I2 | 207320 | I2 Intreruptor pornit oprit P1-32 | 54 | cerere oferta | S | 1 | 0 | 1 | 0.422 | KG | 104X87X125 | 4015082073206 |  | 291 | ICD | 1
207323 | P1-32/I2/HI11 | 207323 | I2 Intreruptor pornit oprit P1-32 | 54 | cerere oferta | S | 1 | 0 | 1 | 0.462 | KG | 104X87X125 | 4015082073237 |  | 291 | ICD | 1
207324 | P1-32/I2/N | 207324 | I2 Intreruptor pornit oprit P1-32 | 54 | cerere oferta | S | 1 | 0 | 1 | 0.452 | KG | 104X87X125 | 4015082073244 |  | 291 | ICD | 1
207325 | P1-32/I2/SVA(A) | 207325 | I2 Intreruptor pornit oprit P1-32 | 54 | cerere oferta | S | 1 | 0 | 1 | 0.544 | KG | 139X87X125 | 4015082073251 |  | 291 | ICD | 1
207326 | P1-32/I2/SVA(S) | 207326 | I2 Intreruptor pornit oprit P1-32 | 54 | cerere oferta | S | 1 | 0 | 1 | 0.544 | KG | 139X87X125 | 4015082073268 |  | 291 | ICD | 1
207327 | P1-32/I2/SVA(S)-RT | 207327 | I2 Intreruptor pornit oprit P1-32 | 54 | cerere oferta | S | 1 | 0 | 1 | 0.544 | KG | 139X87X125 | 4015082073275 |  | 291 | ICD | 1
207314 | P1-32/I2/SVB | 207314 | I2/SVB Intreruptor principal P1-32 | 54 | cerere oferta | S | 1 | 0 | 1 | 0.443 | KG | 104X87X125 | 4015082073145 |  | 291 | ICD | 1
207318 | P1-32/I2/SVB/HI11 | 207318 | I2/SVB Intreruptor principal P1-32 | 54 | cerere oferta | S | 1 | 0 | 1 | 0.483 | KG | 104X87X125 | 4015082073183 |  | 291 | ICD | 1
255894 | P1-32/I2/SVB/HI11-NA | 255894 | I2/SVB Intreruptor principal P1-32 | 54 | cerere oferta | S | 1 | 0 | 1 | 0.483 | KG | 104X87X125 | 4015082558949 |  | 291 | ICD | 1
207319 | P1-32/I2/SVB/N | 207319 | I2/SVB Intreruptor principal P1-32 | 54 | cerere oferta | S | 1 | 0 | 1 | 0.513 | KG | 104X87X125 | 4015082073190 |  | 291 | ICD | 1
255891 | P1-32/I2/SVB-NA | 255891 | I2/SVB Intreruptor principal P1-32 | 54 | cerere oferta | S | 1 | 0 | 1 | 0.513 | KG | 104X87X125 | 4015082558918 |  | 291 | ICD | 1
207315 | P1-32/I2/SVB-SW | 207315 | I2/SVB Intreruptor principal P1-32 | 54 | cerere oferta | S | 1 | 0 | 1 | 0.443 | KG | 104X87X125 | 4015082073152 |  | 291 | ICD | 1
207316 | P1-32/I2/SVB-SW/HI11 | 207316 | I2/SVB Intreruptor principal P1-32 | 54 | cerere oferta | S | 1 | 0 | 1 | 0.483 | KG | 104X87X125 | 4015082073169 |  | 291 | ICD | 1
255895 | P1-32/I2/SVB-SW/HI11-NA | 255895 | I2/SVB Intreruptor principal P1-32 | 54 | cerere oferta | S | 1 | 0 | 1 | 0.483 | KG | 104X87X125 | 4015082558956 |  | 291 | ICD | 1
207317 | P1-32/I2/SVB-SW/N | 207317 | I2/SVB Intreruptor principal P1-32 | 54 | cerere oferta | S | 1 | 0 | 1 | 0.513 | KG | 104X87X125 | 4015082073176 |  | 291 | ICD | 1
255892 | P1-32/I2/SVB-SW-NA | 255892 | I2/SVB Intreruptor principal P1-32 | 54 | cerere oferta | S | 1 | 0 | 1 | 0.443 | KG | 104X87X125 | 4015082558925 |  | 291 | ICD | 1
207328 | P1-32/I2/SVC(S)-RT | 207328 | I2 Intreruptor pornit oprit P1-32 | 54 | cerere oferta | S | 1 | 0 | 1 | 0.545 | KG | 139X87X125 | 4015082073282 |  | 291 | ICD | 1
227866 | P1-32/I2H | 227866 | I2H Intreruptor pornit oprit P1-32 | 54 | cerere oferta | S | 1 | 0 | 1 | 0.422 | KG | 104X87X125 | 4015082278663 |  | 291 | ICD | 1
227867 | P1-32/I2H/HI11 | 227867 | I2 Intreruptor pornit oprit P1-32 | 54 | cerere oferta | S | 1 | 0 | 1 | 0.462 | KG | 104X87X125 | 4015082278670 |  | 291 | ICD | 1
227869 | P1-32/I2H/N | 227869 | I2H Intreruptor pornit oprit P1-32 | 54 | cerere oferta | S | 1 | 0 | 1 | 0.452 | KG | 104X87X125 | 4015082278694 |  | 291 | ICD | 1
227868 | P1-32/I2H/SVB | 227868 | I2H/SVB Intreruptor principal pornit opr | 54 | cerere oferta | S | 1 | 0 | 1 | 0.443 | KG | 104X87X125 | 4015082278687 |  | 291 | ICD | 1
227870 | P1-32/I2H/SVB/HI11 | 227870 | I2H/SVB Intreruptor principal pornit opr | 54 | cerere oferta | S | 1 | 0 | 1 | 0.483 | KG | 104X87X125 | 4015082278700 |  | 291 | ICD | 1
227871 | P1-32/I2H/SVB/N | 227871 | I2H/SVB Intreruptor principal pornit opr | 54 | cerere oferta | S | 1 | 0 | 1 | 0.513 | KG | 104X87X125 | 4015082278717 |  | 291 | ICD | 1
227872 | P1-32/I2H/SVB-SW | 227872 | I2H/SVB Intreruptor principal pornit opr | 54 | cerere oferta | S | 1 | 0 | 1 | 0.443 | KG | 104X87X125 | 4015082278724 |  | 291 | ICD | 1
227873 | P1-32/I2H/SVB-SW/HI11 | 227873 | I2H/SVB Intreruptor principal pornit opr | 54 | cerere oferta | S | 1 | 0 | 1 | 0.483 | KG | 104X87X125 | 4015082278731 |  | 291 | ICD | 1
227874 | P1-32/I2H/SVB-SW/N | 227874 | I2H/SVB Intreruptor principal pornit opr | 54 | cerere oferta | S | 1 | 0 | 1 | 0.513 | KG | 104X87X125 | 4015082278748 |  | 291 | ICD | 1
227875 | P1-32/I2H-RT | 227875 | I2H Intreruptor pornit oprit P1-32 | 54 | cerere oferta | S | 1 | 0 | 1 | 0.422 | KG | 125X87X105 | 4015082278755 |  | 291 | ICD | 1
227876 | P1-32/I2H-RT/N | 227876 | I2H Intreruptor pornit oprit P1-32 | 54 | cerere oferta | S | 1 | 0 | 1 | 0.452 | KG | 125X87X105 | 4015082278762 |  | 291 | ICD | 1
255890 | P1-32/I2-NA | 255890 | I2 Intreruptor pornit oprit P1-32 | 54 | cerere oferta | S | 1 | 0 | 1 | 0.422 | KG | 104X87X125 | 4015082558901 |  | 291 | ICD | 1
207321 | P1-32/I2-RT | 207321 | I2 Intreruptor pornit oprit P1-32 | 54 | cerere oferta | S | 1 | 0 | 1 | 0.422 | KG | 125X87X105 | 4015082073213 |  | 291 | ICD | 1
255893 | P1-32/I2-RT-NA | 255893 | I2 Intreruptor pornit oprit P1-32 | 54 | cerere oferta | S | 1 | 0 | 1 | 0.422 | KG | 125X87X105 | 4015082558932 |  | 291 | ICD | 1
207329 | P1-32/I2-SI | 207329 | Intreruptor de siguranta P1-32 | 54 | cerere oferta | S | 1 | 0 | 1 | 0.422 | KG | 112X87X125 | 4015082073299 |  | 291 | ICD | 1
207331 | P1-32/I2-SI/HI11 | 207331 | Intreruptor de siguranta P1-32 | 54 | cerere oferta | S | 1 | 0 | 1 | 0.462 | KG | 112X87X125 | 4015082073312 |  | 291 | ICD | 1
207332 | P1-32/I2-SI/HI11-SW | 207332 | Intreruptor de siguranta P1-32 | 54 | cerere oferta | S | 1 | 0 | 1 | 0.462 | KG | 112X87X125 | 4015082073329 |  | 291 | ICD | 1
207333 | P1-32/I2-SI/N | 207333 | Intreruptor de siguranta P1-32 | 54 | cerere oferta | S | 1 | 0 | 1 | 0.452 | KG | 112X87X125 | 4015082073336 |  | 291 | ICD | 1
207334 | P1-32/I2-SI/N-SW | 207334 | Intreruptor de siguranta P1-32 | 54 | cerere oferta | S | 1 | 0 | 1 | 0.452 | KG | 112X87X125 | 4015082073343 |  | 291 | ICD | 1
207330 | P1-32/I2-SI-SW | 207330 | Intreruptor de siguranta P1-32 | 54 | cerere oferta | S | 1 | 0 | 1 | 0.422 | KG | 112X87X125 | 4015082073305 |  | 291 | ICD | 1
93303 | P1-32/IVS | 93303 | Intreruptor porint oprit P1-32 (UK) | 54 | cerere oferta | S | 1 | 0 | 1 | 0.153 | KG | 90X54X70 | 4015080933038 |  | 291 | ICD | 1
69728 | P1-32/IVS/HI11 | 69728 | Intreruptor porint oprit P1-32 (UK) | 54 | cerere oferta | S | 1 | 0 | 1 | 0.193 | KG | 90X63X70 | 4015080697282 |  | 291 | ICD | 1
10402 | P1-32/IVS/N | 10402 | Intreruptor porint oprit P1-32 (UK) | 54 | cerere oferta | S | 1 | 0 | 1 | 0.183 | KG | 90X63X70 | 4015080104025 |  | 291 | ICD | 1
45999 | P1-32/IVS/N/HI11 | 45999 | Intreruptor porint oprit P1-32 (UK) | 54 | cerere oferta | S | 1 | 0 | 1 | 0.223 | KG | 90X78X70 | 4015080459996 |  | 291 | ICD | 1
22632 | P1-32/IVS-RT | 22632 | Intreruptor porint oprit P1-32 (UK) | 54 | cerere oferta | S | 1 | 0 | 1 | 0.153 | KG | 90X54X70 | 4015080226321 |  | 291 | ICD | 1
25005 | P1-32/IVS-RT/HI11 | 25005 | Intreruptor porint oprit P1-32 (UK) | 54 | cerere oferta | S | 1 | 0 | 1 | 0.193 | KG | 90X63X70 | 4015080250050 |  | 291 | ICD | 1
27378 | P1-32/IVS-RT/N | 27378 | Intreruptor porint oprit P1-32 (UK) | 54 | cerere oferta | S | 1 | 0 | 1 | 0.183 | KG | 90X63X70 | 4015080273783 |  | 291 | ICD | 1
95676 | P1-32/V/SVB | 95676 | Intreruptor principal P1-32 (UK) | 54 | cerere oferta | S | 1 | 0 | 1 | 0.217 | KG | 90X54X70 | 4015080956761 |  | 291 | ICD | 1
12554 | P1-32/V/SVB/2HI11 | 12554 | Intreruptor principal P1-32 (UK) | 54 | cerere oferta | S | 1 | 0 | 1 | 0.297 | KG | 90X63X70 | 4015080125549 |  | 291 | ICD | 1
15145 | P1-32/V/SVB/HI11 | 15145 | Intreruptor principal P1-32 (UK) | 54 | cerere oferta | S | 1 | 0 | 1 | 0.257 | KG | 90X63X70 | 4015080151456 |  | 291 | ICD | 1
95825 | P1-32/V/SVB/N | 95825 | Intreruptor principal P1-32 (UK) | 54 | cerere oferta | S | 1 | 0 | 1 | 0.247 | KG | 90X63X70 | 4015080958253 |  | 291 | ICD | 1
62605 | P1-32/V/SVB/N/HI11 | 62605 | Intreruptor principal P1-32 (UK) | 54 | cerere oferta | S | 1 | 0 | 1 | 0.287 | KG | 90X78X70 | 4015080626053 |  | 291 | ICD | 1
55484 | P1-32/V/SVB-SW | 55484 | Intreruptor principal P1-32 (UK) | 54 | cerere oferta | S | 1 | 0 | 1 | 0.217 | KG | 90X54X70 | 4015080554844 |  | 291 | ICD | 1
17518 | P1-32/V/SVB-SW/HI11 | 17518 | Intreruptor principal P1-32 (UK) | 54 | cerere oferta | S | 1 | 0 | 1 | 0.257 | KG | 90X63X70 | 4015080175186 |  | 291 | ICD | 1
98198 | P1-32/V/SVB-SW/N | 98198 | Intreruptor principal P1-32 (UK) | 54 | cerere oferta | S | 1 | 0 | 1 | 0.247 | KG | 90X63X70 | 4015080981985 |  | 291 | ICD | 1
64978 | P1-32/V/SVB-SW/N/HI11 | 64978 | Intreruptor principal P1-32 (UK) | 54 | cerere oferta | S | 1 | 0 | 1 | 0.287 | KG | 90X78X70 | 4015080649786 |  | 291 | ICD | 1
54011 | P1-32/XE/AE | 54011 | Intreruptor principal P1-32 (UK) | 54 | cerere oferta | S | 1 | 0 | 1 | 0.18 | KG | 95X49X70 | 4015080540113 |  | 291 | ICD | 1
46304 | P1-32/XZ | 46304 | Intreruptor principal P1-32 (UK) | 54 | cerere oferta | S | 1 | 0 | 1 | 0.12 | KG | 130X49X70 | 4015080463047 |  | 291 | ICD | 1
98049 | P1-32/Z | 98049 | Intreruptor principal P1-32 (UK) | 54 | cerere oferta | S | 1 | 0 | 1 | 0.131 | KG | 130X49X70 | 4015080980490 |  | 291 | ICD | 1
74474 | P1-32/Z/HI11 | 74474 | Intreruptor principal P1-32 (UK) | 54 | cerere oferta | S | 1 | 0 | 1 | 0.171 | KG | 130X65X70 | 4015080744740 |  | 291 | ICD | 1
15148 | P1-32/Z/N | 15148 | Intreruptor principal P1-32 (UK) | 54 | cerere oferta | S | 1 | 0 | 1 | 0.161 | KG | 130X65X70 | 4015080151487 |  | 291 | ICD | 1
50973 | P1-32/Z/SVA(A) | 50973 | Intreruptor principal P1-32 (UK) | 54 | cerere oferta | S | 1 | 0 | 1 | 0.27 | KG | 176X49X73 | 4015080509738 |  | 291 | ICD | 1
19095 | P1DILEM | 19095 | Conector paralel DILEM/DILER | 36 | cerere oferta | S | 5 | 1.9 | 1 | 0.039 | KG | 29X33X33 | 4015080190950 |  | 703 | ICD | 1
67201 | P3-100/E | 67201 | Intreruptor principal P3-100(UK) | 54 | cerere oferta | S | 1 | 0 | 1 | 0.33 | KG | 100X90X90 | 4015080672012 |  | 291 | ICD | 1
69574 | P3-100/E/HI11 | 69574 | Intreruptor principal P3-100(UK) | 54 | cerere oferta | S | 1 | 0 | 1 | 0.37 | KG | 100X90X90 | 4015080695745 |  | 291 | ICD | 1
31759 | P3-100/E/N | 31759 | Intreruptor principal P3-100(UK) | 54 | cerere oferta | S | 1 | 0 | 1 | 0.4 | KG | 100X90X90 | 4015080317593 |  | 291 | ICD | 1
110200 | P3-100/E/SVB | 110200 | Switch-disconnector P3-100 | 54 | cerere oferta | S | 1 | 0 | 1 | 0.42 | KG | 130X90X90 | 4015081097579 |  | 291 | ICD | 1
74320 | P3-100/EA/SVB | 74320 | Intreruptor principal P3-100(UK) | 54 | cerere oferta | S | 1 | 0 | 1 | 0.426 | KG | 130X90X90 | 4015080743200 |  | 291 | ICD | 1
12723 | P3-100/EA/SVB/2HI11 | 12723 | Intreruptor principal P3-100(UK) | 54 | cerere oferta | S | 1 | 0 | 1 | 0.506 | KG | 130X90X90 | 4015080127239 |  | 291 | ICD | 1
29383 | P3-100/EA/SVB/HI11 | 29383 | Intreruptor principal P3-100(UK) | 54 | cerere oferta | S | 1 | 0 | 1 | 0.466 | KG | 130X90X90 | 4015080293835 |  | 291 | ICD | 1
19890 | P3-100/EA/SVB/N | 19890 | Intreruptor principal P3-100(UK) | 54 | cerere oferta | S | 1 | 0 | 1 | 0.496 | KG | 130X90X90 | 4015080198901 |  | 291 | ICD | 1
76843 | P3-100/EA/SVB/N/HI11 | 76843 | Intreruptor principal P3-100(UK) | 54 | cerere oferta | S | 1 | 0 | 1 | 0.536 | KG | 130X105X90 | 4015080768432 |  | 291 | ICD | 1
62603 | P3-100/EA/SVB-SW | 62603 | Intreruptor principal P3-100(UK) | 54 | cerere oferta | S | 1 | 0 | 1 | 0.427 | KG | 130X90X90 | 4015080626039 |  | 291 | ICD | 1
13169 | P3-100/EA/SVB-SW/2HI11 | 13169 | Intreruptor principal P3-100(UK) | 54 | cerere oferta | S | 1 | 0 | 1 | 0.506 | KG | 130X90X90 | 4015080131694 |  | 291 | ICD | 1
31756 | P3-100/EA/SVB-SW/HI11 | 31756 | Intreruptor principal P3-100(UK) | 54 | cerere oferta | S | 1 | 0 | 1 | 0.466 | KG | 130X90X90 | 4015080317562 |  | 291 | ICD | 1
22263 | P3-100/EA/SVB-SW/N | 22263 | Intreruptor principal P3-100(UK) | 54 | cerere oferta | S | 1 | 0 | 1 | 0.496 | KG | 130X90X90 | 4015080222637 |  | 291 | ICD | 1
79216 | P3-100/EA/SVB-SW/N/HI11 | 79216 | Intreruptor principal P3-100(UK) | 54 | cerere oferta | S | 1 | 0 | 1 | 0.536 | KG | 130X105X90 | 4015080792161 |  | 291 | ICD | 1
7189 | P3-100/E-RT | 7189 | Intreruptor principal P3-100(UK) | 54 | cerere oferta | S | 1 | 0 | 1 | 0.33 | KG | 100X90X90 | 4015080071891 |  | 291 | ICD | 1
7280 | P3-100/E-RT/N | 7280 | Intreruptor principal P3-100(UK) | 54 | cerere oferta | S | 1 | 0 | 1 | 0.4 | KG | 100X90X90 | 4015080072805 |  | 291 | ICD | 1
207381 | P3-100/I5 | 207381 | I5 Intreruptor pornit oprit P3-100 | 54 | cerere oferta | S | 1 | 0 | 1 | 1.46 | KG | 280X200X162 | 4015082073817 |  | 291 | ICD | 1
207384 | P3-100/I5/HI11 | 207384 | I5 Intreruptor pornit oprit P3-100 | 54 | cerere oferta | S | 1 | 0 | 1 | 1.5 | KG | 280X200X162 | 4015082073848 |  | 291 | ICD | 1
207385 | P3-100/I5/N | 207385 | I5 Intreruptor pornit oprit P3-100 | 54 | cerere oferta | S | 1 | 0 | 1 | 1.49 | KG | 280X200X162 | 4015082073855 |  | 291 | ICD | 1
207373 | P3-100/I5/SVB | 207373 | I5/SVB Intreruptor principal P3-100 | 54 | cerere oferta | S | 1 | 0 | 1 | 1.5 | KG | 280X200X169 | 4015082073732 |  | 291 | ICD | 1
207378 | P3-100/I5/SVB/HI11 | 207378 | I5/SVB Intreruptor principal P3-100 | 54 | cerere oferta | S | 1 | 0 | 1 | 1.54 | KG | 280X200X169 | 4015082073787 |  | 291 | ICD | 1
255907 | P3-100/I5/SVB/HI11-NA | 255907 | I5/SVB Intreruptor principal P3-100 | 54 | cerere oferta | S | 1 | 0 | 1 | 1.54 | KG | 280X200X169 | 4015082559076 |  | 291 | ICD | 1
207379 | P3-100/I5/SVB/N | 207379 | I5/SVB Intreruptor principal P3-100 | 54 | cerere oferta | S | 1 | 0 | 1 | 1.53 | KG | 280X200X169 | 4015082073794 |  | 291 | ICD | 1
207380 | P3-100/I5/SVB/N/HI11 | 207380 | I5/SVB Intreruptor principal P3-100 | 54 | cerere oferta | S | 1 | 0 | 1 | 1.57 | KG | 280X200X169 | 4015082073800 |  | 291 | ICD | 1
255903 | P3-100/I5/SVB-NA | 255903 | I5/SVB Intreruptor principal P3-100 | 54 | cerere oferta | S | 1 | 0 | 1 | 1.5 | KG | 280X200X169 | 4015082559038 |  | 291 | ICD | 1
207374 | P3-100/I5/SVB-SW | 207374 | I5/SVB Intreruptor principal P3-100 | 54 | cerere oferta | S | 1 | 0 | 1 | 1.5 | KG | 280X200X169 | 4015082073749 |  | 291 | ICD | 1
207375 | P3-100/I5/SVB-SW/HI11 | 207375 | I5/SVB Intreruptor principal P3-100 | 54 | cerere oferta | S | 1 | 0 | 1 | 1.54 | KG | 280X200X169 | 4015082073756 |  | 291 | ICD | 1
255906 | P3-100/I5/SVB-SW/HI11-NA | 255906 | I5/SVB Intreruptor principal P3-100 | 54 | cerere oferta | S | 1 | 0 | 1 | 1.54 | KG | 280X200X169 | 4015082559069 |  | 291 | ICD | 1
207376 | P3-100/I5/SVB-SW/N | 207376 | I5/SVB Intreruptor principal P3-100 | 54 | cerere oferta | S | 1 | 0 | 1 | 1.53 | KG | 280X200X169 | 4015082073763 |  | 291 | ICD | 1
207377 | P3-100/I5/SVB-SW/N/HI11 | 207377 | I5/SVB Intreruptor principal P3-100 | 54 | cerere oferta | S | 1 | 0 | 1 | 1.57 | KG | 280X200X169 | 4015082073770 |  | 291 | ICD | 1
255904 | P3-100/I5/SVB-SW-NA | 255904 | I5/SVB Intreruptor principal P3-100 | 54 | cerere oferta | S | 1 | 0 | 1 | 1.5 | KG | 280X200X169 | 4015082559045 |  | 291 | ICD | 1
255902 | P3-100/I5-NA | 255902 | I5 Intreruptor pornit oprit P3-100 | 54 | cerere oferta | S | 1 | 0 | 1 | 1.46 | KG | 280X200X162 | 4015082559021 |  | 291 | ICD | 1
207382 | P3-100/I5-RT | 207382 | I5 Intreruptor pornit oprit P3-100 | 54 | cerere oferta | S | 1 | 0 | 1 | 1.46 | KG | 280X200X162 | 4015082073824 |  | 291 | ICD | 1
207383 | P3-100/I5-RT/N | 207383 | I5 Intreruptor pornit oprit P3-100 | 54 | cerere oferta | S | 1 | 0 | 1 | 1.49 | KG | 280X200X162 | 4015082073831 |  | 291 | ICD | 1
255905 | P3-100/I5-RT-NA | 255905 | I5 Intreruptor pornit oprit P3-100 | 54 | cerere oferta | S | 1 | 0 | 1 | 1.46 | KG | 280X200X162 | 4015082559052 |  | 291 | ICD | 1
207386 | P3-100/I5-SI | 207386 | I5 Intreruptor de siguranta P3-100 | 54 | cerere oferta | S | 1 | 0 | 1 | 1.5 | KG | 280X200X162 | 4015082073862 |  | 291 | ICD | 1
207388 | P3-100/I5-SI/HI11 | 207388 | I5 Intreruptor de siguranta P3-100 | 54 | cerere oferta | S | 1 | 0 | 1 | 1.5 | KG | 280X200X162 | 4015082073886 |  | 291 | ICD | 1
207389 | P3-100/I5-SI/HI11-SW | 207389 | I5 Intreruptor de siguranta P3-100 | 54 | cerere oferta | S | 1 | 0 | 1 | 1.5 | KG | 280X200X162 | 4015082073893 |  | 291 | ICD | 1
207390 | P3-100/I5-SI/N | 207390 | I5 Intreruptor de siguranta P3-100 | 54 | cerere oferta | S | 1 | 0 | 1 | 1.49 | KG | 280X200X162 | 4015082073909 |  | 291 | ICD | 1
207391 | P3-100/I5-SI/N-SW | 207391 | I5 Intreruptor de siguranta P3-100 | 54 | cerere oferta | S | 1 | 0 | 1 | 1.49 | KG | 280X200X162 | 4015082073916 |  | 291 | ICD | 1
207387 | P3-100/I5-SI-SW | 207387 | I5 Intreruptor de siguranta P3-100 | 54 | cerere oferta | S | 1 | 0 | 1 | 1.49 | KG | 280X200X162 | 4015082073879 |  | 291 | ICD | 1
81439 | P3-100/IVS | 81439 | Intreruptor pornit oprit P3-100(UK) | 54 | cerere oferta | S | 1 | 0 | 1 | 0.288 | KG | 90X90X90 | 4015080814399 |  | 291 | ICD | 1
91085 | P3-100/IVS/HI11 | 91085 | Intreruptor pornit oprit P3-100(UK) | 54 | cerere oferta | S | 1 | 0 | 1 | 0.328 | KG | 90X90X90 | 4015080910855 |  | 291 | ICD | 1
34132 | P3-100/IVS/N | 34132 | Intreruptor pornit oprit P3-100(UK) | 54 | cerere oferta | S | 1 | 0 | 1 | 0.358 | KG | 90X90X90 | 4015080341321 |  | 291 | ICD | 1
67356 | P3-100/IVS/N/HI11 | 67356 | Intreruptor pornit oprit P3-100(UK) | 54 | cerere oferta | S | 1 | 0 | 1 | 0.398 | KG | 90X105X90 | 4015080673569 |  | 291 | ICD | 1
86185 | P3-100/IVS-RT | 86185 | Intreruptor pornit oprit P3-100(UK) | 54 | cerere oferta | S | 1 | 0 | 1 | 0.288 | KG | 90X90X90 | 4015080861850 |  | 291 | ICD | 1
34497 | P3-100/IVS-RT/N | 34497 | Intreruptor pornit oprit P3-100(UK) | 54 | cerere oferta | S | 1 | 0 | 1 | 0.358 | KG | 90X90X90 | 4015080344971 |  | 291 | ICD | 1
88558 | P3-100/V/SVB | 88558 | Intreruptor principal P3-100(UK) | 54 | cerere oferta | S | 1 | 0 | 1 | 0.458 | KG | 150X90X114 | 4015080885580 |  | 291 | ICD | 1
34129 | P3-100/V/SVB/HI11 | 34129 | Intreruptor principal P3-100(UK) | 54 | cerere oferta | S | 1 | 0 | 1 | 0.498 | KG | 150X90X114 | 4015080341291 |  | 291 | ICD | 1
24636 | P3-100/V/SVB/N | 24636 | Intreruptor principal P3-100(UK) | 54 | cerere oferta | S | 1 | 0 | 1 | 0.488 | KG | 150X90X114 | 4015080246367 |  | 291 | ICD | 1
81589 | P3-100/V/SVB/N/HI11 | 81589 | Intreruptor principal P3-100(UK) | 54 | cerere oferta | S | 1 | 0 | 1 | 0.528 | KG | 150X105X114 | 4015080815891 |  | 291 | ICD | 1
64976 | P3-100/V/SVB-SW | 64976 | Intreruptor principal P3-100(UK) | 54 | cerere oferta | S | 1 | 0 | 1 | 0.458 | KG | 150X90X114 | 4015080649762 |  | 291 | ICD | 1
36502 | P3-100/V/SVB-SW/HI11 | 36502 | Intreruptor principal P3-100(UK) | 54 | cerere oferta | S | 1 | 0 | 1 | 0.498 | KG | 150X90X114 | 4015080365020 |  | 291 | ICD | 1
27009 | P3-100/V/SVB-SW/N | 27009 | Intreruptor principal P3-100(UK) | 54 | cerere oferta | S | 1 | 0 | 1 | 0.488 | KG | 150X90X114 | 4015080270096 |  | 291 | ICD | 1
83962 | P3-100/V/SVB-SW/N/HI11 | 83962 | Intreruptor principal P3-100(UK) | 54 | cerere oferta | S | 1 | 0 | 1 | 0.528 | KG | 150X105X114 | 4015080839620 |  | 291 | ICD | 1
46309 | P3-100/XZ | 46309 | Intreruptor principal P3-100(UK) | 54 | cerere oferta | S | 1 | 0 | 1 | 0.275 | KG | 150X90X114 | 4015080463092 |  | 291 | ICD | 1
702206 | P3-100/XZ/AZ/LIEBERT | 702206 | CIRCUIT INTERRUPTER/X | 54 | cerere oferta | S | 50 | 0 | 1 | 0.28 | KG | 340X460X260 | 9008790356155 |  | 291 | ICD | 1
90931 | P3-100/Z | 90931 | Intreruptor pornit oprit P3-100(UK) | 54 | cerere oferta | S | 1 | 0 | 1 | 0.36 | KG | 150X90X114 | 4015080909316 |  | 291 | ICD | 1
14339 | P3-100/Z/2HI11 | 14339 | Intreruptor pornit oprit P3-100(UK) | 54 | cerere oferta | S | 1 | 0 | 1 | 0.44 | KG | 150X90X114 | 4015080143390 |  | 291 | ICD | 1
93304 | P3-100/Z/HI11 | 93304 | Intreruptor pornit oprit P3-100(UK) | 54 | cerere oferta | S | 1 | 0 | 1 | 0.4 | KG | 150X90X114 | 4015080933045 |  | 291 | ICD | 1
38878 | P3-100/Z/N | 38878 | Intreruptor pornit oprit P3-100(UK) | 54 | cerere oferta | S | 1 | 0 | 1 | 0.43 | KG | 150X90X114 | 4015080388784 |  | 291 | ICD | 1
237892 | P3-30/EA/SVB-MCS | 237892 | Switch disconnector 480 V/30 A | 54 | cerere oferta | S | 1 | 0 | 1 | 0.374 | KG | 150X90X114 | 4015082378929 |  | 291 | ICD | 1
237893 | P3-30/EA/SVB-SW-MCS | 237893 | Switch-disconnector 480 V/30 A | 54 | cerere oferta | S | 1 | 0 | 1 | 0.374 | KG | 150X90X114 | 4015082378936 |  | 291 | ICD | 1
237894 | P3-30/V/SVB-MCS | 237894 | Switch-disconnector 480 V/30 A | 54 | cerere oferta | S | 1 | 0 | 1 | 0.465 | KG | 150X90X114 | 4015082378943 |  | 291 | ICD | 1
237895 | P3-30/V/SVB-SW-MCS | 237895 | Switch-disconnector 480 V/30 A | 54 | cerere oferta | S | 1 | 0 | 1 | 0.465 | KG | 150X90X114 | 4015082378950 |  | 291 | ICD | 1
26861 | P3-63/E | 26861 | Intreruptor pornit oprit P3-63 (UK) | 54 | cerere oferta | S | 1 | 0 | 1 | 0.33 | KG | 96X87X87 | 4015080268611 |  | 291 | ICD | 1
79220 | P3-63/E/HI11 | 79220 | Intreruptor pornit oprit P3-63 (UK) | 54 | cerere oferta | S | 1 | 0 | 1 | 0.37 | KG | 96X87X87 | 4015080792208 |  | 291 | ICD | 1
19894 | P3-63/E/N | 19894 | Intreruptor pornit oprit P3-63 (UK) | 54 | cerere oferta | S | 1 | 0 | 1 | 0.4 | KG | 96X90X87 | 4015080198949 |  | 291 | ICD | 1
110199 | P3-63/E/SVB | 110199 | Switch-disconnector P3-63 | 54 | cerere oferta | S | 1 | 0 | 1 | 0.466 | KG | 130X90X90 | 4015081097562 |  | 291 | ICD | 1
31607 | P3-63/EA/SVB | 31607 | Intreruptor principal P3-63 (UK) | 54 | cerere oferta | S | 1 | 0 | 1 | 0.426 | KG | 128X87X102 | 4015080316077 |  | 291 | ICD | 1
13198 | P3-63/EA/SVB/2HI11 | 13198 | Intreruptor principal P3-63 (UK) | 54 | cerere oferta | S | 1 | 0 | 1 | 0.506 | KG | 128X114X102 | 4015080131984 |  | 291 | ICD | 1
19891 | P3-63/EA/SVB/HI11 | 19891 | Intreruptor principal P3-63 (UK) | 54 | cerere oferta | S | 1 | 0 | 1 | 0.466 | KG | 128X87X102 | 4015080198918 |  | 291 | ICD | 1
10398 | P3-63/EA/SVB/N | 10398 | Intreruptor principal P3-63 (UK) | 54 | cerere oferta | S | 1 | 0 | 1 | 0.496 | KG | 128X90X102 | 4015080103981 |  | 291 | ICD | 1
67351 | P3-63/EA/SVB/N/HI11 | 67351 | Intreruptor principal P3-63 (UK) | 54 | cerere oferta | S | 1 | 0 | 1 | 0.536 | KG | 128X114X102 | 4015080673514 |  | 291 | ICD | 1
57857 | P3-63/EA/SVB-SW | 57857 | Intreruptor principal P3-63 (UK) | 54 | cerere oferta | S | 1 | 0 | 1 | 0.427 | KG | 128X87X102 | 4015080578574 |  | 291 | ICD | 1
12653 | P3-63/EA/SVB-SW/2HI11 | 12653 | Intreruptor principal P3-63 (UK) | 54 | cerere oferta | S | 1 | 0 | 1 | 0.506 | KG | 128X114X102 | 4015080126539 |  | 291 | ICD | 1
22264 | P3-63/EA/SVB-SW/HI11 | 22264 | Intreruptor principal P3-63 (UK) | 54 | cerere oferta | S | 1 | 0 | 1 | 0.466 | KG | 128X87X102 | 4015080222644 |  | 291 | ICD | 1
12771 | P3-63/EA/SVB-SW/N | 12771 | Intreruptor principal P3-63 (UK) | 54 | cerere oferta | S | 1 | 0 | 1 | 0.496 | KG | 128X90X102 | 4015080127710 |  | 291 | ICD | 1
69724 | P3-63/EA/SVB-SW/N/HI11 | 69724 | Intreruptor principal P3-63 (UK) | 54 | cerere oferta | S | 1 | 0 | 1 | 0.536 | KG | 128X114X102 | 4015080697244 |  | 291 | ICD | 1
5743 | P3-63/E-RT | 5743 | Intreruptor principal P3-63 (UK) | 54 | cerere oferta | S | 1 | 0 | 1 | 0.33 | KG | 96X87X87 | 4015080057437 |  | 291 | ICD | 1
7136 | P3-63/E-RT/N | 7136 | Intreruptor principal P3-63 (UK) | 54 | cerere oferta | S | 1 | 0 | 1 | 0.4 | KG | 96X90X87 | 4015080071365 |  | 291 | ICD | 1
207351 | P3-63/I3 | 207351 | I3 Intreruptor pornit oprit P3-63 | 54 | cerere oferta | S | 1 | 0 | 1 | 0.918 | KG | 222X120X162 | 4015082073510 |  | 291 | ICD | 1
207355 | P3-63/I3/N | 207355 | I3 Intreruptor pornit oprit P3-63 | 54 | cerere oferta | S | 1 | 0 | 1 | 0.948 | KG | 222X120X162 | 4015082073558 |  | 291 | ICD | 1
207335 | P3-63/I3/SVB | 207335 | I3/SVB Intreruptor principal P3-63 | 54 | cerere oferta | S | 1 | 0 | 1 | 0.948 | KG | 222X120X169 | 4015082073350 |  | 291 | ICD | 1
207340 | P3-63/I3/SVB/HI11 | 207340 | I3/SVB Intreruptor principal P3-63 | 54 | cerere oferta | S | 1 | 0 | 1 | 0.988 | KG | 222X120X169 | 4015082073404 |  | 291 | ICD | 1
207341 | P3-63/I3/SVB/N | 207341 | I3/SVB Intreruptor principal P3-63 | 54 | cerere oferta | S | 1 | 0 | 1 | 0.978 | KG | 222X120X169 | 4015082073411 |  | 291 | ICD | 1
207342 | P3-63/I3/SVB/N/HI11 | 207342 | I3/SVB Intreruptor principal P3-63 | 54 | cerere oferta | S | 1 | 0 | 1 | 1.118 | KG | 222X120X169 | 4015082073428 |  | 291 | ICD | 1
207336 | P3-63/I3/SVB-SW | 207336 | I3/SVB Intreruptor principal P3-63 | 54 | cerere oferta | S | 1 | 0 | 1 | 0.948 | KG | 222X120X169 | 4015082073367 |  | 291 | ICD | 1
207337 | P3-63/I3/SVB-SW/HI11 | 207337 | I3/SVB Intreruptor principal P3-63 | 54 | cerere oferta | S | 1 | 0 | 1 | 0.988 | KG | 222X120X169 | 4015082073374 |  | 291 | ICD | 1
207352 | P3-63/I3-RT | 207352 | I3 Intreruptor pornit oprit P3-63 | 54 | cerere oferta | S | 1 | 0 | 1 | 0.918 | KG | 222X120X162 | 4015082073527 |  | 291 | ICD | 1
207356 | P3-63/I4 | 207356 | I3 Intreruptor pornit oprit P3-63 | 54 | cerere oferta | S | 1 | 0 | 1 | 1.002 | KG | 240X160X162 | 4015082073565 |  | 291 | ICD | 1
207359 | P3-63/I4/HI11 | 207359 | I4 Intreruptor pornit oprit P3-63 | 54 | cerere oferta | S | 1 | 0 | 1 | 1.042 | KG | 240X160X162 | 4015082073596 |  | 291 | ICD | 1
207360 | P3-63/I4/N | 207360 | I4 Intreruptor pornit oprit P3-63 | 54 | cerere oferta | S | 1 | 0 | 1 | 1.072 | KG | 240X160X162 | 4015082073602 |  | 291 | ICD | 1
207343 | P3-63/I4/SVB | 207343 | I3/SVB Intreruptor principal P3-63 | 54 | cerere oferta | S | 1 | 0 | 1 | 1.065 | KG | 240X160X169 | 4015082073435 |  | 291 | ICD | 1
207348 | P3-63/I4/SVB/HI11 | 207348 | I4/SVB Intreruptor principal P3-63 | 54 | cerere oferta | S | 1 | 0 | 1 | 1.225 | KG | 240X160X169 | 4015082073480 |  | 291 | ICD | 1
255901 | P3-63/I4/SVB/HI11-NA | 255901 | I4/SVB Intreruptor principal P3-63 | 54 | cerere oferta | S | 1 | 0 | 1 | 1.105 | KG | 240X160X169 | 4015082559014 |  | 291 | ICD | 1
207349 | P3-63/I4/SVB/N | 207349 | I4/SVB Intreruptor principal P3-63 | 54 | cerere oferta | S | 1 | 0 | 1 | 1.228 | KG | 240X160X169 | 4015082073497 |  | 291 | ICD | 1
207350 | P3-63/I4/SVB/N/HI11 | 207350 | I4/SVB Intreruptor principal P3-63 | 54 | cerere oferta | S | 1 | 0 | 1 | 1.282 | KG | 240X160X169 | 4015082073503 |  | 291 | ICD | 1
255897 | P3-63/I4/SVB-NA | 255897 | I4/SVB Intreruptor principal P3-63 | 54 | cerere oferta | S | 1 | 0 | 1 | 1.065 | KG | 240X160X169 | 4015082558970 |  | 291 | ICD | 1
207344 | P3-63/I4/SVB-SW | 207344 | I4/SVB Intreruptor principal P3-63 | 54 | cerere oferta | S | 1 | 0 | 1 | 1.065 | KG | 240X160X169 | 4015082073442 |  | 291 | ICD | 1
207345 | P3-63/I4/SVB-SW/HI11 | 207345 | I4/SVB Intreruptor principal P3-63 | 54 | cerere oferta | S | 1 | 0 | 1 | 1.105 | KG | 240X160X169 | 4015082073459 |  | 291 | ICD | 1
255900 | P3-63/I4/SVB-SW/HI11-NA | 255900 | I4/SVB Intreruptor principal P3-63 | 54 | cerere oferta | S | 1 | 0 | 1 | 1.105 | KG | 240X160X169 | 4015082559007 |  | 291 | ICD | 1
207346 | P3-63/I4/SVB-SW/N | 207346 | I4/SVB Intreruptor principal P3-63 | 54 | cerere oferta | S | 1 | 0 | 1 | 1.095 | KG | 240X160X169 | 4015082073466 |  | 291 | ICD | 1
207347 | P3-63/I4/SVB-SW/N/HI11 | 207347 | I4/SVB Intreruptor principal P3-63 | 54 | cerere oferta | S | 1 | 0 | 1 | 1.135 | KG | 240X160X169 | 4015082073473 |  | 291 | ICD | 1
255898 | P3-63/I4/SVB-SW-NA | 255898 | I4/SVB Intreruptor principal P3-63 | 54 | cerere oferta | S | 1 | 0 | 1 | 1.065 | KG | 240X160X169 | 4015082558987 |  | 291 | ICD | 1
255896 | P3-63/I4-NA | 255896 | I4 Intreruptor pornit oprit P3-63 | 54 | cerere oferta | S | 1 | 0 | 1 | 1.002 | KG | 240X160X162 | 4015082558963 |  | 291 | ICD | 1
207357 | P3-63/I4-RT | 207357 | I4 Intreruptor pornit oprit P3-63 | 54 | cerere oferta | S | 1 | 0 | 1 | 1.002 | KG | 240X160X162 | 4015082073572 |  | 291 | ICD | 1
255899 | P3-63/I4-RT-NA | 255899 | I4 Intreruptor pornit oprit P3-63 | 54 | cerere oferta | S | 1 | 0 | 1 | 1.002 | KG | 240X160X162 | 4015082558994 |  | 291 | ICD | 1
207361 | P3-63/I4-SI | 207361 | Intreruptor separator/Intreruptor de sig | 54 | cerere oferta | S | 1 | 0 | 1 | 1.002 | KG | 240X160X162 | 4015082073619 |  | 291 | ICD | 1
207363 | P3-63/I4-SI/HI11 | 207363 | Intreruptor separator/Intreruptor de sig | 54 | cerere oferta | S | 1 | 0 | 1 | 1.042 | KG | 240X160X162 | 4015082073633 |  | 291 | ICD | 1
207364 | P3-63/I4-SI/HI11-SW | 207364 | Intreruptor separator/Intreruptor de sig | 54 | cerere oferta | S | 1 | 0 | 1 | 1.042 | KG | 240X160X162 | 4015082073640 |  | 291 | ICD | 1
207365 | P3-63/I4-SI/N | 207365 | Intreruptor separator/Intreruptor de sig | 54 | cerere oferta | S | 1 | 0 | 1 | 1.072 | KG | 240X160X162 | 4015082073657 |  | 291 | ICD | 1
207366 | P3-63/I4-SI/N-SW | 207366 | Intreruptor separator/Intreruptor de sig | 54 | cerere oferta | S | 1 | 0 | 1 | 1.072 | KG | 240X160X162 | 4015082073664 |  | 291 | ICD | 1
207362 | P3-63/I4-SI-SW | 207362 | Intreruptor separator/Intreruptor de sig | 54 | cerere oferta | S | 1 | 0 | 1 | 1.002 | KG | 240X160X162 | 4015082073626 |  | 291 | ICD | 1
41099 | P3-63/IVS | 41099 | Intreruptor de sarcina / Intreruptor por | 54 | cerere oferta | S | 1 | 0 | 1 | 0.287 | KG | 87X72X83 | 4015080410997 |  | 291 | ICD | 1
81593 | P3-63/IVS/HI11 | 81593 | Intreruptor separator P3-63 (UK) | 54 | cerere oferta | S | 1 | 0 | 1 | 0.327 | KG | 87X87X83 | 4015080815938 |  | 291 | ICD | 1
22267 | P3-63/IVS/N | 22267 | Intreruptor de sarcina/ Intreruptor porn | 54 | cerere oferta | S | 1 | 0 | 1 | 0.317 | KG | 87X90X83 | 4015080222675 |  | 291 | ICD | 1
55491 | P3-63/IVS/N/HI11 | 55491 | Intreruptor de sarcina/ Intreruptor porn | 54 | cerere oferta | S | 1 | 0 | 1 | 0.397 | KG | 87X105X83 | 4015080554912 |  | 291 | ICD | 1
45845 | P3-63/IVS-RT | 45845 | Intreruptor de sarcina/ Intreruptor porn | 54 | cerere oferta | S | 1 | 0 | 1 | 0.287 | KG | 87X72X83 | 4015080458456 |  | 291 | ICD | 1
12572 | P3-63/IVS-RT/2HI11 | 12572 | Intreruptor de sarcina/ Intreruptor porn | 54 | cerere oferta | S | 1 | 0 | 1 | 0.367 | KG | 87X102X83 | 4015080125723 |  | 291 | ICD | 1
39243 | P3-63/IVS-RT/HI11 | 39243 | Intreruptor de sarcina/ Intreruptor porn | 54 | cerere oferta | S | 1 | 0 | 1 | 0.327 | KG | 87X87X83 | 4015080392439 |  | 291 | ICD | 1
41616 | P3-63/IVS-RT/N | 41616 | Intreruptor de sarcina/ Intreruptor porn | 54 | cerere oferta | S | 1 | 0 | 1 | 0.35 | KG | 87X90X83 | 4015080416166 |  | 291 | ICD | 1
43989 | P3-63/IVS-RT/N/HI11 | 43989 | Intreruptor de sarcina/ Intreruptor porn | 54 | cerere oferta | S | 1 | 0 | 1 | 0.397 | KG | 87X105X83 | 4015080439899 |  | 291 | ICD | 1
48218 | P3-63/V/SVB | 48218 | Intreruptor de sarcina / Intreruptor pri | 54 | cerere oferta | S | 1 | 0 | 1 | 0.465 | KG | 147X87X102 | 4015080482185 |  | 291 | ICD | 1
14465 | P3-63/V/SVB/2HI11 | 14465 | Intreruptor de sarcina / Intreruptor pri | 54 | cerere oferta | S | 1 | 0 | 1 | 0.545 | KG | 147X114X102 | 4015080144656 |  | 291 | ICD | 1
24637 | P3-63/V/SVB/HI11 | 24637 | Intreruptor de sarcina / Intreruptor pri | 54 | cerere oferta | S | 1 | 0 | 1 | 0.505 | KG | 147X87X102 | 4015080246374 |  | 291 | ICD | 1
15144 | P3-63/V/SVB/N | 15144 | Intreruptor de sarcina / Intreruptor pri | 54 | cerere oferta | S | 1 | 0 | 1 | 0.495 | KG | 147X90X102 | 4015080151449 |  | 291 | ICD | 1
72097 | P3-63/V/SVB/N/HI11 | 72097 | Intreruptor de sarcina / Intreruptor pri | 54 | cerere oferta | S | 1 | 0 | 1 | 0.535 | KG | 147X114X102 | 4015080720973 |  | 291 | ICD | 1
60230 | P3-63/V/SVB-SW | 60230 | Intreruptor de sarcina / Intreruptor pri | 54 | cerere oferta | S | 1 | 0 | 1 | 0.465 | KG | 147X87X102 | 4015080602309 |  | 291 | ICD | 1
27010 | P3-63/V/SVB-SW/HI11 | 27010 | Intreruptor de sarcina / Intreruptor pri | 54 | cerere oferta | S | 1 | 0 | 1 | 0.505 | KG | 147X87X102 | 4015080270102 |  | 291 | ICD | 1
17517 | P3-63/V/SVB-SW/N | 17517 | Intreruptor de sarcina / Intreruptor pri | 54 | cerere oferta | S | 1 | 0 | 1 | 0.495 | KG | 147X90X102 | 4015080175179 |  | 291 | ICD | 1
74470 | P3-63/V/SVB-SW/N/HI11 | 74470 | Intreruptor de sarcina / Intreruptor pri | 54 | cerere oferta | S | 1 | 0 | 1 | 0.535 | KG | 147X114X102 | 4015080744702 |  | 291 | ICD | 1
46314 | P3-63/XZ | 46314 | Intreruptor de sarcina / Intreruptor pri | 54 | cerere oferta | S | 1 | 0 | 1 | 0.3 | KG | 140X87X87 | 4015080463146 |  | 291 | ICD | 1
702207 | P3-63/XZ/AZ/LIEBERT | 702207 | Intreruptor separator /X | 54 | cerere oferta | S | 50 | 0 | 1 | 0.28 | KG | 340X460X260 | 9008790356162 |  | 291 | ICD | 1
50591 | P3-63/Z | 50591 | Intreruptor de sarcina / Intreruptor por | 54 | cerere oferta | S | 1 | 0 | 1 | 0.36 | KG | 140X87X87 | 4015080505914 |  | 291 | ICD | 1
12616 | P3-63/Z/2HI11 | 12616 | Intreruptor de sarcina / Intreruptor por | 54 | cerere oferta | S | 1 | 0 | 1 | 0.44 | KG | 140X102X87 | 4015080126164 |  | 291 | ICD | 1
86339 | P3-63/Z/HI11 | 86339 | Intreruptor de sarcina / Intreruptor por | 54 | cerere oferta | S | 1 | 0 | 1 | 0.4 | KG | 140X87X87 | 4015080863397 |  | 291 | ICD | 1
27013 | P3-63/Z/N | 27013 | Intreruptor de sarcina / Intreruptor por | 54 | cerere oferta | S | 1 | 0 | 1 | 0.43 | KG | 140X90X87 | 4015080270133 |  | 291 | ICD | 1
271661 | P3-COMBINATION-* | 271661 | customized complete units | 54 | cerere oferta | N | 1 | 0 | 1 | 0.001 | KG | 1X1X1 | 1004182 |  | 291 | ICD | 1
280897 | P5-125/E | 280897 | Intreruptor de sarcina / Intreruptor por | 54 | cerere oferta | S | 1 | 0 | 1 | 1.128 | KG | 90X100X140 | 4015082808976 |  | 291 | ICD | 1
280898 | P5-125/EA/SVB | 280898 | Intreruptor principal - oprire de urgent | 54 | cerere oferta | S | 1 | 0 | 1 | 1.138 | KG | 115X130X150 | 4015082808983 |  | 291 | ICD | 1
280899 | P5-125/EA/SVB/HI10 | 280899 | Intreruptor principal - oprire de urgent | 54 | cerere oferta | S | 1 | 0 | 1 | 1.212 | KG | 115X130X150 | 4015082808990 |  | 291 | ICD | 1
280910 | P5-125/EA/SVB/N | 280910 | Intreruptor principal - oprire de urgent | 54 | cerere oferta | S | 1 | 0 | 1 | 1.422 | KG | 150X130X150 | 4015082809102 |  | 291 | ICD | 1
280911 | P5-125/EA/SVB-SW | 280911 | Intreruptor de sarcina / Intreruptor pri | 54 | cerere oferta | S | 1 | 0 | 1 | 1.159 | KG | 115X130X150 | 4015082809119 |  | 291 | ICD | 1
280912 | P5-125/EA/SVB-SW/HI10 | 280912 | Intreruptor de sarcina / Intreruptor pri | 54 | cerere oferta | S | 1 | 0 | 1 | 1.196 | KG | 115X130X150 | 4015082809126 |  | 291 | ICD | 1
280913 | P5-125/EA/SVB-SW/N | 280913 | Intreruptor de sarcina / Intreruptor pri | 54 | cerere oferta | S | 1 | 0 | 1 | 1.426 | KG | 150X130X150 | 4015082809133 |  | 291 | ICD | 1
280914 | P5-125/V/SVB | 280914 | Intreruptor principal - oprire de urgent | 54 | cerere oferta | S | 1 | 0 | 1 | 1.332 | KG | 115X130X150 | 4015082809140 |  | 291 | ICD | 1
280915 | P5-125/V/SVB/HI10 | 280915 | Intreruptor principal - oprire de urgent | 54 | cerere oferta | S | 1 | 0 | 1 | 1.35 | KG | 115X130X150 | 4015082809157 |  | 291 | ICD | 1
280916 | P5-125/V/SVB/N | 280916 | Intreruptor principal - oprire de urgent | 54 | cerere oferta | S | 1 | 0 | 1 | 1.645 | KG | 150X130X150 | 4015082809164 |  | 291 | ICD | 1
280917 | P5-125/V/SVB-SW | 280917 | Intreruptor de sarcina / Intreruptor pri | 54 | cerere oferta | S | 1 | 0 | 1 | 1.326 | KG | 115X130X150 | 4015082809171 |  | 291 | ICD | 1
280918 | P5-125/V/SVB-SW/HI10 | 280918 | Intreruptor de sarcina / Intreruptor pri | 54 | cerere oferta | S | 1 | 0 | 1 | 1.35 | KG | 115X130X150 | 4015082809188 |  | 291 | ICD | 1
280919 | P5-125/V/SVB-SW/N | 280919 | Intreruptor de sarcina / Intreruptor pri | 54 | cerere oferta | S | 1 | 0 | 1 | 1.63 | KG | 150X130X150 | 4015082809195 |  | 291 | ICD | 1
280920 | P5-125/Z | 280920 | Intreruptor de sarcina / Intreruptor por | 54 | cerere oferta | S | 1 | 0 | 1 | 1.16 | KG | 115X130X150 | 4015082809201 |  | 291 | ICD | 1
280921 | P5-160/E | 280921 | Intreruptor de sarcina / Intreruptor por | 54 | cerere oferta | S | 1 | 0 | 1 | 1.11 | KG | 90X100X140 | 4015082809218 |  | 291 | ICD | 1
280922 | P5-160/EA/SVB | 280922 | Intreruptor principal - oprire de urgent | 54 | cerere oferta | S | 1 | 0 | 1 | 1.142 | KG | 115X130X150 | 4015082809225 |  | 291 | ICD | 1
280923 | P5-160/EA/SVB/HI10 | 280923 | Intreruptor principal - oprire de urgent | 54 | cerere oferta | S | 1 | 0 | 1 | 1.219 | KG | 115X130X150 | 4015082809232 |  | 291 | ICD | 1
280924 | P5-160/EA/SVB/N | 280924 | Intreruptor principal - oprire de urgent | 54 | cerere oferta | S | 1 | 0 | 1 | 1.444 | KG | 150X130X150 | 4015082809249 |  | 291 | ICD | 1
280925 | P5-160/EA/SVB-SW | 280925 | Intreruptor de sarcina / Intreruptor pri | 54 | cerere oferta | S | 1 | 0 | 1 | 1.153 | KG | 115X130X150 | 4015082809256 |  | 291 | ICD | 1
280926 | P5-160/EA/SVB-SW/HI10 | 280926 | Intreruptor de sarcina / Intreruptor pri | 54 | cerere oferta | S | 1 | 0 | 1 | 1.219 | KG | 115X130X150 | 4015082809263 |  | 291 | ICD | 1
280927 | P5-160/EA/SVB-SW/N | 280927 | Intreruptor de sarcina / Intreruptor pri | 54 | cerere oferta | S | 1 | 0 | 1 | 1.244 | KG | 150X130X150 | 4015082809270 |  | 291 | ICD | 1
107417 | P5-160/EA/SVB-SW/N-SCM | 107417 | Switch-disc. P5-160, EA/SVB-SW | 54 | cerere oferta | S | 1 | 0 | 1 | 1.6 | KG | 150X130X150 | 4015081071531 |  | 291 | ICD | 1
107416 | P5-160/EA/SVB-SW-SCM | 107416 | Switch-disc. P5-160, EA/SVB-SW | 54 | cerere oferta | S | 1 | 0 | 1 | 1.2 | KG | 115X130X150 | 4015081071524 |  | 291 | ICD | 1
280928 | P5-160/V/SVB | 280928 | Intreruptor principal - oprire de urgent | 54 | cerere oferta | S | 1 | 0 | 1 | 1.343 | KG | 115X130X150 | 4015082809287 |  | 291 | ICD | 1
280929 | P5-160/V/SVB/HI10 | 280929 | Intreruptor principal - oprire de urgent | 54 | cerere oferta | S | 1 | 0 | 1 | 1.345 | KG | 115X130X150 | 4015082809294 |  | 291 | ICD | 1
280930 | P5-160/V/SVB/N | 280930 | Intreruptor principal - oprire de urgent | 54 | cerere oferta | S | 1 | 0 | 1 | 1.637 | KG | 150X130X150 | 4015082809300 |  | 291 | ICD | 1
280931 | P5-160/V/SVB-SW | 280931 | Intreruptor de sarcina / Intreruptor pri | 54 | cerere oferta | S | 1 | 0 | 1 | 1.353 | KG | 115X130X150 | 4015082809317 |  | 291 | ICD | 1
280932 | P5-160/V/SVB-SW/HI10 | 280932 | Intreruptor de sarcina / Intreruptor pri | 54 | cerere oferta | S | 1 | 0 | 1 | 1.372 | KG | 115X130X150 | 4015082809324 |  | 291 | ICD | 1
280933 | P5-160/V/SVB-SW/N | 280933 | Intreruptor de sarcina / Intreruptor pri | 54 | cerere oferta | S | 1 | 0 | 1 | 1.606 | KG | 150X130X150 | 4015082809331 |  | 291 | ICD | 1
107419 | P5-160/V/SVB-SW/N-SCM | 107419 | Switch-disc. P5-160, V/SVB-SW | 54 | cerere oferta | S | 1 | 0 | 1 | 1.8 | KG | 150X130X150 | 4015081071555 |  | 291 | ICD | 1
107418 | P5-160/V/SVB-SW-SCM | 107418 | Switch-disc. P5-160, V/SVB-SW | 54 | cerere oferta | S | 1 | 0 | 1 | 1.4 | KG | 115X130X150 | 4015081071548 |  | 291 | ICD | 1
280934 | P5-160/Z | 280934 | Intreruptor de sarcina / Intreruptor por | 54 | cerere oferta | S | 1 | 0 | 1 | 1.29 | KG | 115X130X150 | 4015082809348 |  | 291 | ICD | 1
280935 | P5-250/E | 280935 | Intreruptor de sarcina / Intreruptor por | 54 | cerere oferta | S | 1 | 0 | 1 | 1.865 | KG | 150X130X150 | 4015082809355 |  | 291 | ICD | 1
280936 | P5-250/EA/SVB | 280936 | Intreruptor principal - oprire de urgent | 54 | cerere oferta | S | 1 | 0 | 1 | 1.925 | KG | 150X130X150 | 4015082809362 |  | 291 | ICD | 1
280937 | P5-250/EA/SVB/HI10 | 280937 | Intreruptor principal - oprire de urgent | 54 | cerere oferta | S | 1 | 0 | 1 | 2.004 | KG | 150X130X150 | 4015082809379 |  | 291 | ICD | 1
280938 | P5-250/EA/SVB/N | 280938 | Intreruptor principal - oprire de urgent | 54 | cerere oferta | S | 1 | 0 | 1 | 2.43 | KG | 200X130X150 | 4015082809386 |  | 291 | ICD | 1
280939 | P5-250/EA/SVB-SW | 280939 | Intreruptor de sarcina / Intreruptor pri | 54 | cerere oferta | S | 1 | 0 | 1 | 1.943 | KG | 150X130X150 | 4015082809393 |  | 291 | ICD | 1
280940 | P5-250/EA/SVB-SW/HI10 | 280940 | Intreruptor de sarcina / Intreruptor pri | 54 | cerere oferta | S | 1 | 0 | 1 | 2.004 | KG | 150X130X150 | 4015082809409 |  | 291 | ICD | 1
280941 | P5-250/EA/SVB-SW/N | 280941 | Intreruptor de sarcina / Intreruptor pri | 54 | cerere oferta | S | 1 | 0 | 1 | 2.459 | KG | 200X130X150 | 4015082809416 |  | 291 | ICD | 1
280942 | P5-250/V/SVB | 280942 | Intreruptor principal - oprire de urgent | 54 | cerere oferta | S | 1 | 0 | 1 | 2.14 | KG | 150X130X150 | 4015082809423 |  | 291 | ICD | 1
280943 | P5-250/V/SVB/HI10 | 280943 | Intreruptor principal - oprire de urgent | 54 | cerere oferta | S | 1 | 0 | 1 | 2.13 | KG | 150X130X150 | 4015082809430 |  | 291 | ICD | 1
280944 | P5-250/V/SVB/N | 280944 | Intreruptor principal - oprire de urgent | 54 | cerere oferta | S | 1 | 0 | 1 | 2.674 | KG | 200X130X150 | 4015082809447 |  | 291 | ICD | 1
280945 | P5-250/V/SVB-SW | 280945 | Intreruptor de sarcina / Intreruptor pri | 54 | cerere oferta | S | 1 | 0 | 1 | 2.134 | KG | 150X130X150 | 4015082809454 |  | 291 | ICD | 1
280946 | P5-250/V/SVB-SW/HI10 | 280946 | Intreruptor de sarcina / Intreruptor pri | 54 | cerere oferta | S | 1 | 0 | 1 | 2.154 | KG | 150X130X150 | 4015082809461 |  | 291 | ICD | 1
280947 | P5-250/V/SVB-SW/N | 280947 | Intreruptor de sarcina / Intreruptor pri | 54 | cerere oferta | S | 1 | 0 | 1 | 2.636 | KG | 200X130X150 | 4015082809478 |  | 291 | ICD | 1
280948 | P5-250/Z | 280948 | Intreruptor de sarcina / Intreruptor pri | 54 | cerere oferta | S | 1 | 0 | 1 | 1.86 | KG | 150X150X150 | 4015082809485 |  | 291 | ICD | 1
280949 | P5-315/E | 280949 | Intreruptor de sarcina / Intreruptor por | 54 | cerere oferta | S | 1 | 0 | 1 | 1.8 | KG | 150X130X150 | 4015082809492 |  | 291 | ICD | 1
280950 | P5-315/EA/SVB | 280950 | Intreruptor principal - oprire de urgent | 54 | cerere oferta | S | 1 | 0 | 1 | 1.938 | KG | 150X130X150 | 4015082809508 |  | 291 | ICD | 1
280951 | P5-315/EA/SVB/HI10 | 280951 | Intreruptor principal - oprire de urgent | 54 | cerere oferta | S | 1 | 0 | 1 | 1.983 | KG | 150X130X150 | 4015082809515 |  | 291 | ICD | 1
280952 | P5-315/EA/SVB/N | 280952 | Intreruptor principal - oprire de urgent | 54 | cerere oferta | S | 1 | 0 | 1 | 2.477 | KG | 200X130X150 | 4015082809522 |  | 291 | ICD | 1
280953 | P5-315/EA/SVB-SW | 280953 | Intreruptor de sarcina / Intreruptor pri | 54 | cerere oferta | S | 1 | 0 | 1 | 1.938 | KG | 150X130X150 | 4015082809539 |  | 291 | ICD | 1
280954 | P5-315/EA/SVB-SW/HI10 | 280954 | Intreruptor de sarcina / Intreruptor pri | 54 | cerere oferta | S | 1 | 0 | 1 | 2.082 | KG | 150X130X150 | 4015082809546 |  | 291 | ICD | 1
280955 | P5-315/EA/SVB-SW/N | 280955 | Intreruptor de sarcina / Intreruptor pri | 54 | cerere oferta | S | 1 | 0 | 1 | 2.218 | KG | 200X130X150 | 4015082809553 |  | 291 | ICD | 1
280956 | P5-315/V/SVB | 280956 | Intreruptor principal - oprire de urgent | 54 | cerere oferta | S | 1 | 0 | 1 | 2.168 | KG | 150X130X150 | 4015082809560 |  | 291 | ICD | 1
280957 | P5-315/V/SVB/HI10 | 280957 | Intreruptor principal - oprire de urgent | 54 | cerere oferta | S | 1 | 0 | 1 | 2.216 | KG | 150X130X150 | 4015082809577 |  | 291 | ICD | 1
280958 | P5-315/V/SVB/N | 280958 | Intreruptor principal - oprire de urgent | 54 | cerere oferta | S | 1 | 0 | 1 | 2.448 | KG | 200X130X150 | 4015082809584 |  | 291 | ICD | 1
280959 | P5-315/V/SVB-SW | 280959 | Intreruptor de sarcina / Intreruptor pri | 54 | cerere oferta | S | 1 | 0 | 1 | 2.168 | KG | 150X130X150 | 4015082809591 |  | 291 | ICD | 1
280960 | P5-315/V/SVB-SW/HI10 | 280960 | Intreruptor de sarcina / Intreruptor pri | 54 | cerere oferta | S | 1 | 0 | 1 | 2.216 | KG | 150X130X150 | 4015082809607 |  | 291 | ICD | 1
280961 | P5-315/V/SVB-SW/N | 280961 | Intreruptor de sarcina / Intreruptor pri | 54 | cerere oferta | S | 1 | 0 | 1 | 2.448 | KG | 200X130X150 | 4015082809614 |  | 291 | ICD | 1
280962 | P5-315/Z | 280962 | Intreruptor de sarcina / Intreruptor pri | 54 | cerere oferta | S | 1 | 0 | 1 | 2 | KG | 150X150X150 | 4015082809621 |  | 291 | ICD | 1
293979 | P5-XF-908 | 293979 | Front plate F908 | 54 | cerere oferta | S | 1 | 0 | 1 | 0.015 | KG | 90X90X2 | 4015082939793 |  | 291 | ICD | 1
294130 | P5-XKNB-SW | 294130 | Thumb-grip,black | 54 | cerere oferta | S | 1 | 0 | 1 | 0.035 | KG | 50X50X25 | 4015082941307 |  | 291 | ICD | 1
294131 | P5-XRT-SW-UMBAU | 294131 | Conv.kit locking arrangem.red in black | 54 | cerere oferta | S | 1 | 0 | 1 | 0.06 | KG | 90X90X50 | 4015082941314 |  | 291 | ICD | 1
294132 | P5-XSPV-UMBAU | 294132 | Supplement kit locking arrangement,int. | 54 | cerere oferta | S | 1 | 0 | 1 | 0.051 | KG | 90X90X25 | 4015082941321 |  | 291 | ICD | 1
294133 | P5-XSW-RT-UMBAU | 294133 | Conv.kit locking arrangem.black in red | 54 | cerere oferta | S | 1 | 0 | 1 | 0.051 | KG | 90X90X50 | 4015082941338 |  | 291 | ICD | 1
294134 | P5-XTKMV-UMBAU | 294134 | Conversion kit door coupling w.interlock | 54 | cerere oferta | S | 1 | 0 | 1 | 0.108 | KG | 90X90X25 | 4015082941345 |  | 291 | ICD | 1
294135 | P5-XTKOV-UMBAU | 294135 | Conv.kit door coupling w/o interlock | 54 | cerere oferta | S | 1 | 0 | 1 | 0.11 | KG | 90X90X25 | 4015082941352 |  | 291 | ICD | 1
294136 | P5-XZAV-MTK | 294136 | Door coupling,seal | 54 | cerere oferta | S | 1 | 0 | 1 | 0.05 | KG | 50X50X25 | 4015082941369 |  | 291 | ICD | 1
595001FULL-0028 | PACK OF KEYS FOR SYMPHONI PRODUCTS X 5 | 595001FULL-0028 | Symphoni Keys | 732 | cerere oferta | N | 1 | 0 | 1 | 0.1 | KG | NA | NA |  | Symphoni , Sundries | Fulleon | 1
288948 | PAINT-RAL9016 | 288948 | Xboard ProfiPlus PAINT-RAL9016 | 85 | cerere oferta | N | 1 | 0 | 1 | 0.035 | KG | 50X100X150 | 4015082889487 |  | 273 | PDC | 1
248799 | PBHT-125/2/003 | 248799 | Intr dif pt PLHT 125A,2P,30mA | 78 | cerere oferta | N | 1 | 5.4 | 4 | 0.416 | KG | 90X94,5X60 | 4015082487997 |  | 657 | PDC | 1
248801 | PBHT-125/2/03 | 248801 | Intr dif pt PLHT 125A,2P,300mA | 78 | cerere oferta | N | 1 | 5.4 | 4 | 0.416 | KG | 90X94,5X60 | 4015082488017 |  | 657 | PDC | 1
248803 | PBHT-125/2/05 | 248803 | Intr dif pt PLHT 125A,2P,500mA | 78 | cerere oferta | N | 1 | 5.4 | 4 | 0.416 | KG | 90X94,5X60 | 4015082488031 |  | 657 | PDC | 1
248805 | PBHT-125/2/1 | 248805 | Intr dif pt PLHT 125A,2P,1A | 78 | cerere oferta | N | 1 | 5.4 | 4 | 0.416 | KG | 90X94,5X60 | 4015082488055 |  | 657 | PDC | 1
248807 | PBHT-125/4/003 | 248807 | Intr dif pt PLHT 125A,2P,30mA | 78 | cerere oferta | N | 1 | 5.4 | 4 | 0.538 | KG | 90X94,5X60 | 4015082488079 |  | 657 | PDC | 1
248808 | PBHT-125/4/003-A | 248808 | Intr dif pt PLHT 125A,4P,30mA,tipA | 78 | cerere oferta | N | 1 | 5.4 | 4 | 0.524 | KG | 90X94,5X60 | 4015082488086 |  | 657 | PDC | 1
248809 | PBHT-125/4/03 | 248809 | Intr dif pt PLHT 125A,4P,300mA | 78 | cerere oferta | N | 1 | 5.4 | 4 | 0.518 | KG | 90X94,5X60 | 4015082488093 |  | 657 | PDC | 1
248810 | PBHT-125/4/03-A | 248810 | Intr dif pt PLHT 125A,4P,300mA,tipA | 78 | cerere oferta | N | 1 | 5.4 | 4 | 0.521 | KG | 90X94,5X60 | 4015082488109 |  | 657 | PDC | 1
248811 | PBHT-125/4/03-S/A | 248811 | Intr dif pt PLHT 125A,4P,300mA,tipS/A | 78 | cerere oferta | N | 1 | 5.4 | 4 | 0.524 | KG | 90X94,5X60 | 4015082488116 |  | 657 | PDC | 1
248812 | PBHT-125/4/05 | 248812 | Intr dif pt PLHT 125A,4P,500mA | 78 | cerere oferta | N | 1 | 5.4 | 4 | 0.518 | KG | 90X94,5X60 | 4015082488123 |  | 657 | PDC | 1
248813 | PBHT-125/4/05-A | 248813 | Intr dif pt PLHT 125A,4P,500mA,tipA | 78 | cerere oferta | N | 1 | 5.4 | 4 | 0.528 | KG | 90X94,5X60 | 4015082488130 |  | 657 | PDC | 1
248814 | PBHT-125/4/05-S/A | 248814 | Intr dif pt PLHT 125A,4P,500mA,tipS/A | 78 | cerere oferta | N | 1 | 5.4 | 4 | 0.528 | KG | 90X94,5X60 | 4015082488147 |  | 657 | PDC | 1
248815 | PBHT-125/4/1 | 248815 | Intr dif pt PLHT 125A,4P,1A | 78 | cerere oferta | N | 1 | 5.4 | 4 | 0.52 | KG | 90X94,5X60 | 4015082488154 |  | 657 | PDC | 1
248816 | PBHT-125/4/1-A | 248816 | Intr dif pt PLHT 125A,4P,1A,tipA | 78 | cerere oferta | N | 1 | 5.4 | 4 | 0.52 | KG | 90X94,5X60 | 4015082488161 |  | 657 | PDC | 1
248817 | PBHT-125/4/1-S/A | 248817 | Intr dif pt PLHT 125A,4P,1A,tipS/A | 78 | cerere oferta | N | 1 | 5.4 | 4 | 0.528 | KG | 90X94,5X60 | 4015082488178 |  | 657 | PDC | 1
248818 | PBHT-80/2/003 | 248818 | Intr dif pt PLHT 80A,2P,30mA,tipS/A | 78 | cerere oferta | N | 1 | 5.4 | 4 | 0.406 | KG | 90X94,5X60 | 4015082488185 |  | 657 | PDC | 1
248819 | PBHT-80/2/003-A | 248819 | Residual Current Add-on Blocks | 78 | cerere oferta | N | 1 | 5.4 | 4 | 0.406 | KG | 90X94,5X60 | 4015082488192 |  | 657 | PDC | 1
248820 | PBHT-80/2/03 | 248820 | Intr dif pt PLHT 80A,2P,300mA, | 78 | cerere oferta | N | 1 | 5.4 | 4 | 0.406 | KG | 90X94,5X60 | 4015082488208 |  | 657 | PDC | 1
248822 | PBHT-80/2/05 | 248822 | Intr dif pt PLHT 80A,2P,500mA, | 78 | cerere oferta | N | 1 | 5.4 | 4 | 0.406 | KG | 90X94,5X60 | 4015082488222 |  | 657 | PDC | 1
248824 | PBHT-80/2/1 | 248824 | Intr dif pt PLHT 80A,2P,1A, | 78 | cerere oferta | N | 1 | 5.4 | 4 | 0.406 | KG | 90X94,5X60 | 4015082488246 |  | 657 | PDC | 1
248825 | PBHT-80/2/1-A | 248825 | Residual Current Add-on Blocks | 78 | cerere oferta | N | 1 | 5.4 | 4 | 0.406 | KG | 90X94,5X60 | 4015082488253 |  | 657 | PDC | 1
248826 | PBHT-80/4/003 | 248826 | Intr dif pt PLHT 80A,4P,30mA, | 78 | cerere oferta | N | 1 | 5.4 | 4 | 0.495 | KG | 90X94,5X60 | 4015082488260 |  | 657 | PDC | 1
248827 | PBHT-80/4/003-A | 248827 | Intr dif pt PLHT 80A,4P,30mA,tipA | 78 | cerere oferta | N | 1 | 5.4 | 4 | 0.495 | KG | 90X94,5X60 | 4015082488277 |  | 657 | PDC | 1
248828 | PBHT-80/4/03 | 248828 | Intr dif pt PLHT 80A,4P,300mA | 78 | cerere oferta | N | 1 | 5.4 | 4 | 0.469 | KG | 90X94,5X60 | 4015082488284 |  | 657 | PDC | 1
248829 | PBHT-80/4/03-A | 248829 | Intr dif pt PLHT 80A,4P,300mA,tipA | 78 | cerere oferta | N | 1 | 5.4 | 4 | 0.489 | KG | 90X94,5X60 | 4015082488291 |  | 657 | PDC | 1
248830 | PBHT-80/4/03-S/A | 248830 | Intr dif pt PLHT 80A,4P,300mA,tipA,tipS/ | 78 | cerere oferta | N | 1 | 5.4 | 4 | 0.478 | KG | 90X94,5X60 | 4015082488307 |  | 657 | PDC | 1
248831 | PBHT-80/4/05 | 248831 | Intr dif pt PLHT 80 A,4P,500mA | 78 | cerere oferta | N | 1 | 5.4 | 4 | 0.489 | KG | 90X94,5X60 | 4015082488314 |  | 657 | PDC | 1
248832 | PBHT-80/4/05-A | 248832 | Intr dif pt PLHT 80 A,4P,500mA,tipA | 78 | cerere oferta | N | 1 | 5.4 | 4 | 0.489 | KG | 90X94,5X60 | 4015082488321 |  | 657 | PDC | 1
248833 | PBHT-80/4/05-S/A | 248833 | Intr dif pt PLHT 80 A,4P,500mA,tipS/A | 78 | cerere oferta | N | 1 | 5.4 | 4 | 0.474 | KG | 90X94,5X60 | 4015082488338 |  | 657 | PDC | 1
248834 | PBHT-80/4/1 | 248834 | Intr dif pt PLHT 80A,4P,1A | 78 | cerere oferta | N | 1 | 5.4 | 4 | 0.489 | KG | 90X94,5X60 | 4015082488345 |  | 657 | PDC | 1
248835 | PBHT-80/4/1-A | 248835 | Intr dif pt PLHT 80A,4P,1A,tipA | 78 | cerere oferta | N | 1 | 5.4 | 4 | 0.489 | KG | 90X94,5X60 | 4015082488352 |  | 657 | PDC | 1
262323 | PBSM-402/003 | 262323 | Intr dif pt PLSM 40A,2P,30mA | 78 | cerere oferta | N | 1 | 0 | 30 | 0.174 | KG | 0 001X0 001X0 001 | 4015082623234 |  | 657 | PDC | 1
262328 | PBSM-402/003-A | 262328 | RCD-ADD.ON BLOCK-> PLS | 78 | cerere oferta | N | 1 | 0 | 30 | 0.178 | KG | 0 001X0 001X0 001 | 4015082623289 |  | 657 | PDC | 1
262325 | PBSM-402/03 | 262325 | Intr dif pt PLSM 40A,2P,300mA | 78 | cerere oferta | N | 1 | 0 | 30 | 0.166 | KG | 0 001X0 001X0 001 | 4015082623258 |  | 657 | PDC | 1
262420 | PBSM-402/03-A | 262420 | RCD-ADD.ON BLOCK-> PLS | 78 | cerere oferta | N | 1 | 0 | 30 | 0.17 | KG | 0 001X0 001X0 001 | 4015082624200 |  | 657 | PDC | 1
262424 | PBSM-402/03-S | 262424 | RCD-ADD.ON BLOCK-> PLS | 78 | cerere oferta | N | 1 | 0 | 30 | 0.173 | KG | 0 001X0 001X0 001 | 4015082624248 |  | 657 | PDC | 1
262326 | PBSM-402/05 | 262326 | Intr diferential 40A,2p,500mA,10kA, add- | 78 | cerere oferta | N | 1 | 0 | 30 | 0.166 | KG | 0 001X0 001X0 001 | 4015082623265 |  | 657 | PDC | 1
267166 | PBSM-402/05-A | 267166 | RCD-ADD.ON BLOCK-> PLS | 78 | cerere oferta | N | 1 | 4.3 | 30 | 0.197 | KG | 90X75X75 | 4015082671662 |  | 657 | PDC | 1
262537 | PBSM-403/003 | 262537 | Intr dif pt PLSM 40A,3P,30mA | 78 | cerere oferta | N | 1 | 0 | 20 | 0.248 | KG | 0 001X0 001X0 001 | 4015082625375 |  | 657 | PDC | 1
262538 | PBSM-403/01 | 262538 | Intr dif pt PLSM 40A,3P,100mA | 78 | cerere oferta | N | 1 | 0 | 20 | 0.23 | KG | 0 001X0 001X0 001 | 4015082625382 |  | 657 | PDC | 1
262539 | PBSM-403/03 | 262539 | Intr dif pt PLSM 40A,3P,300mA | 78 | cerere oferta | N | 1 | 0 | 20 | 0.23 | KG | 0 001X0 001X0 001 | 4015082625399 |  | 657 | PDC | 1
262545 | PBSM-403/03-A | 262545 | RCD-ADD.ON BLOCK-> PLS | 752 | cerere oferta | N | 1 | 0 | 20 | 0.233 | KG | 0 001X0 001X0 001 | 4015082625450 |  | 657 | PDC | 1
262568 | PBSM-404/003 | 262568 | Intr dif pt PLSM 40A,4P,30mA | 78 | cerere oferta | N | 1 | 0 | 13 | 0.284 | KG | 0 001X0 001X0 001 | 4015082625689 |  | 657 | PDC | 1
262573 | PBSM-404/003-A | 262573 | RCD-ADD.ON BLOCK-> PLS | 78 | cerere oferta | N | 1 | 0 | 13 | 0.292 | KG | 0 001X0 001X0 001 | 4015082625733 |  | 657 | PDC | 1
262577 | PBSM-404/003-G-MW | 262577 | PBSM-404/003-G-MW | 78 | cerere oferta | N | 1 | 0 | 13 | 0.305 | KG | 0 001X0 001X0 001 | 4015082625771 |  | 657 | PDC | 1
262569 | PBSM-404/01 | 262569 | Intr dif pt PLSM 40A,4P,100mA | 78 | cerere oferta | N | 1 | 0 | 13 | 0.268 | KG | 0 001X0 001X0 001 | 4015082625696 |  | 657 | PDC | 1
262574 | PBSM-404/01-A | 262574 | RCD-ADD.ON BLOCK-> PLS | 78 | cerere oferta | N | 1 | 0 | 13 | 0.272 | KG | 0 001X0 001X0 001 | 4015082625740 |  | 657 | PDC | 1
262570 | PBSM-404/03 | 262570 | Intr dif pt PLSM 40A,4P,300mA | 78 | cerere oferta | N | 1 | 0 | 13 | 0.265 | KG | 0 001X0 001X0 001 | 4015082625702 |  | 657 | PDC | 1
262575 | PBSM-404/03-A | 262575 | Intr dif pt PLSM 40A 4P, 300mA,tipA | 78 | cerere oferta | N | 1 | 0 | 13 | 0.267 | KG | 0 001X0 001X0 001 | 4015082625757 |  | 657 | PDC | 1
262587 | PBSM-404/03-S | 262587 | Intr dif pt PLSM 40A,4P,300mA,tip S | 78 | cerere oferta | N | 1 | 0 | 13 | 0.298 | KG | 0 001X0 001X0 001 | 4015082625870 |  | 657 | PDC | 1
267170 | PBSM-404/05-A | 267170 | RCD-ADD.ON BLOCK-> PLS | 78 | cerere oferta | N | 1 | 7.5 | 13 | 0.268 | KG | 90X130X75 | 4015082671709 |  | 657 | PDC | 1
262576 | PBSM-404/1-A | 262576 | RCD-ADD.ON BLOCK-> PLS | 78 | cerere oferta | N | 1 | 0 | 13 | 0.269 | KG | 0 001X0 001X0 001 | 4015082625764 |  | 657 | PDC | 1
262588 | PBSM-404/1-S | 262588 | PBSM | 78 | cerere oferta | N | 1 | 0 | 13 | 0.289 | KG | 0 001X0 001X0 001 | 4015082625887 |  | 657 | PDC | 1
262426 | PBSM-632/003 | 262426 | Intr dif pt PLSM 63A,2P,30mA | 78 | cerere oferta | N | 1 | 0 | 30 | 0.212 | KG | 0 001X0 001X0 001 | 4015082624262 |  | 657 | PDC | 1
262428 | PBSM-632/03 | 262428 | Intreruptor diferential 63/2 | 78 | cerere oferta | N | 1 | 0 | 30 | 0.195 | KG | 0 001X0 001X0 001 | 4015082624286 |  | 657 | PDC | 1
262535 | PBSM-632/03-S | 262535 | RCD-ADD.ON BLOCK-> PLS | 78 | cerere oferta | N | 1 | 0 | 30 | 0.215 | KG | 0 001X0 001X0 001 | 4015082625351 |  | 657 | PDC | 1
267167 | PBSM-632/05-A | 267167 | RCD-ADD.ON BLOCK-> PLS | 78 | cerere oferta | N | 1 | 4.3 | 30 | 0.215 | KG | 90X75X75 | 4015082671679 |  | 657 | PDC | 1
262533 | PBSM-632/1-A | 262533 | RCD-ADD.ON BLOCK-> PLS | 78 | cerere oferta | N | 1 | 0 | 30 | 0.211 | KG | 0 001X0 001X0 001 | 4015082625337 |  | 657 | PDC | 1
262536 | PBSM-632/1-S | 262536 | RCD-ADD.ON BLOCK-> PLS | 78 | cerere oferta | N | 1 | 0 | 30 | 0.215 | KG | 0 001X0 001X0 001 | 4015082625368 |  | 657 | PDC | 1
262556 | PBSM-633/003 | 262556 | Intrerupatoare diferentiale | 78 | cerere oferta | N | 1 | 0 | 20 | 0.3 | KG | 0 001X0 001X0 001 | 4015082625566 |  | 657 | PDC | 1
262558 | PBSM-633/03 | 262558 | RCD-ADD.ON BLOCK-> PLS | 78 | cerere oferta | N | 1 | 0 | 20 | 0.276 | KG | 0 001X0 001X0 001 | 4015082625580 |  | 657 | PDC | 1
262590 | PBSM-634/003 | 262590 | Intr dif pt PLSM 63A,4P,30mA | 78 | cerere oferta | N | 1 | 0 | 13 | 0.348 | KG | 0 001X0 001X0 001 | 4015082625900 |  | 657 | PDC | 1
262597 | PBSM-634/003-A | 262597 | RCD-ADD.ON BLOCK-> PLS | 78 | cerere oferta | N | 1 | 0 | 13 | 0.347 | KG | 0 001X0 001X0 001 | 4015082625979 |  | 657 | PDC | 1
262591 | PBSM-634/01 | 262591 | RCD-ADD.ON BLOCK-> PLS | 78 | cerere oferta | N | 1 | 0 | 13 | 0.324 | KG | 0 001X0 001X0 001 | 4015082625917 |  | 657 | PDC | 1
262592 | PBSM-634/03 | 262592 | Intr dif pt PLSM 63A,4P,300mA | 78 | cerere oferta | N | 1 | 0 | 13 | 0.324 | KG | 0 001X0 001X0 001 | 4015082625924 |  | 657 | PDC | 1
262605 | PBSM-634/03-S | 262605 | RCD-ADD.ON BLOCK-> PLS | 78 | cerere oferta | N | 1 | 0 | 13 | 0.355 | KG | 0 001X0 001X0 001 | 4015082626051 |  | 657 | PDC | 1
262595 | PBSM-634/05 | 262595 | Intr dif pt PLSM 63A,4P,500mA | 78 | cerere oferta | N | 1 | 0 | 13 | 0.317 | KG | 0 001X0 001X0 001 | 4015082625955 |  | 657 | PDC | 1
262596 | PBSM-634/1 | 262596 | RCD-ADD.ON BLOCK-> PLS | 78 | cerere oferta | N | 1 | 0 | 13 | 0.322 | KG | 0 001X0 001X0 001 | 4015082625962 |  | 657 | PDC | 1
262602 | PBSM-634/1-A | 262602 | RCD-ADD.ON BLOCK-> PLS | 78 | cerere oferta | N | 1 | 0 | 13 | 0.34 | KG | 0 001X0 001X0 001 | 4015082626020 |  | 657 | PDC | 1
262607 | PBSM-634/1-S | 262607 | Intr dif pt PLSM 63A, 4P, 1A | 78 | cerere oferta | N | 1 | 0 | 13 | 0.332 | KG | 0 001X0 001X0 001 | 4015082626075 |  | 657 | PDC | 1
111761 | PDIM-100/4 | 111761 | DI-Monitoring Device | 78 | cerere oferta | N | 1 | 4 | 30 | 0.404 | KG | 80X70X71 | 4015081113118 |  | 657 | PDC | 1
90928 | P-E27 | 90928 | accesorii soclu fuzibili | 73 | cerere oferta | N | 10 | 0 | 1 | 0.016 | KG | 17X44X60 | 4015080909286 |  | 667 | PDC | 1
93301 | P-E33 | 93301 | accesorii soclu fuzibili | 73 | cerere oferta | N | 10 | 0 | 1 | 0.018 | KG | 17X52X60 | 4015080933014 |  | 667 | PDC | 1
65361 | PEN23AE | 65361 | ACC.INS.ENCLOSURE CI3-CI49 | 94 | cerere oferta | N | 1 | 0 | 1 | 0.074 | KG | 50X190X50 | 4015080653615 |  | 279 | PDC | 1
81973 | PEN23RS18 | 81973 | ACC.FUSE S + RS | 94 | cerere oferta | N | 1 | 0 | 1 | 0.145 | KG | 50X190X50 | 4015080819738 |  | 279 | PDC | 1
79600 | PEN23RS27 | 79600 | ACC.FUSE S + RS | 94 | cerere oferta | N | 1 | 0 | 1 | 0.159 | KG | 50X190X50 | 4015080796008 |  | 279 | PDC | 1
77227 | PEN23RS33 | 77227 | ACC.FUSE S + RS | 94 | cerere oferta | N | 1 | 0 | 1 | 0.102 | KG | 50X190X50 | 4015080772279 |  | 279 | PDC | 1
62988 | PEN434AE | 62988 | ACC.INS.ENCLOSURE CI3-CI49 | 94 | cerere oferta | N | 1 | 0 | 1 | 0.215 | KG | 50X375X50 | 4015080629887 |  | 279 | PDC | 1
70108 | PEN43RS18 | 70108 | ACC.FUSE S + RS | 94 | cerere oferta | N | 1 | 0 | 1 | 0.272 | KG | 50X375X50 | 4015080701088 |  | 279 | PDC | 1
72481 | PEN43RS27 | 72481 | ACC.FUSE S + RS | 94 | cerere oferta | N | 1 | 0 | 1 | 0.246 | KG | 50X375X50 | 4015080724810 |  | 279 | PDC | 1
74854 | PEN43RS33 | 74854 | ACC.FUSE S + RS | 94 | cerere oferta | N | 1 | 0 | 1 | 0.12 | KG | 50X375X50 | 4015080748540 |  | 279 | PDC | 1
280973 | PE-P5-125/160E | 280973 | Prot.cond.terminal P5-125/160,Form E | 54 | cerere oferta | S | 1 | 0 | 1 | 0.28 | KG | 50X130X75 | 4015082809737 |  | 291 | ICD | 1
280974 | PE-P5-125/160Z | 280974 | Prot.cond.terminal P5-125/160,Form Z | 54 | cerere oferta | S | 1 | 0 | 1 | 0.28 | KG | 50X130X75 | 4015082809744 |  | 291 | ICD | 1
280975 | PE-P5-250/315E | 280975 | Prot.cond.terminal P5-250/315,Form E | 54 | cerere oferta | S | 1 | 0 | 1 | 0.32 | KG | 50X130X75 | 4015082809751 |  | 291 | ICD | 1
280976 | PE-P5-250/315Z | 280976 | Prot.cond.terminal P5-250/315,Form Z | 54 | cerere oferta | S | 1 | 0 | 1 | 0.32 | KG | 50X130X75 | 4015082809768 |  | 291 | ICD | 1
286492 | PF6-25/2/003 | 286492 | Residual Current Device | 78 | cerere oferta | N | 1 | 2 | 60 | 0.22 | KG | 80X35X71 | 4015082864927 |  | 657 | PDC | 1
112921 | PF6-25/2/003-A | 112921 | Residual Current Device | 78 | cerere oferta | N | 1 | 2 | 60 | 0.22 | KG | 80X35X71 | 4015081124596 |  | 657 | PDC | 1
286493 | PF6-25/2/01 | 286493 | Residual Current Device | 78 | cerere oferta | N | 1 | 2 | 60 | 0.22 | KG | 80X35X71 | 4015082864934 |  | 657 | PDC | 1
112922 | PF6-25/2/01-A | 112922 | Residual Current Device | 78 | cerere oferta | N | 1 | 2 | 60 | 0.22 | KG | 80X35X71 | 4015081124602 |  | 657 | PDC | 1
112923 | PF6-25/2/03-A | 112923 | Residual Current Device | 78 | cerere oferta | N | 1 | 2 | 60 | 0.22 | KG | 80X35X71 | 4015081124619 |  | 657 | PDC | 1
286495 | PF6-25/2/05 | 286495 | Residual Current Device | 78 | cerere oferta | N | 1 | 2 | 60 | 0.22 | KG | 80X35X71 | 4015082864958 |  | 657 | PDC | 1
286504 | PF6-25/4/003 | 286504 | Residual Current Device | 78 | cerere oferta | N | 1 | 4 | 30 | 0.32 | KG | 80X70X71 | 4015082865047 |  | 657 | PDC | 1
112930 | PF6-25/4/003-A | 112930 | Residual Current Device | 78 | cerere oferta | N | 1 | 4 | 30 | 0.32 | KG | 80X70X71 | 4015081124688 |  | 657 | PDC | 1
112931 | PF6-25/4/01-A | 112931 | Residual Current Device | 78 | cerere oferta | N | 1 | 4 | 30 | 0.32 | KG | 80X70X71 | 4015081124695 |  | 657 | PDC | 1
286506 | PF6-25/4/03 | 286506 | Residual Current Device | 78 | cerere oferta | N | 1 | 4 | 30 | 0.32 | KG | 80X70X71 | 4015082865061 |  | 657 | PDC | 1
112932 | PF6-25/4/03-A | 112932 | Residual Current Device | 78 | cerere oferta | N | 1 | 4 | 30 | 0.32 | KG | 80X70X71 | 4015081124701 |  | 657 | PDC | 1
286507 | PF6-25/4/05 | 286507 | Residual Current Device | 78 | cerere oferta | N | 1 | 4 | 30 | 0.32 | KG | 80X70X71 | 4015082865078 |  | 657 | PDC | 1
286496 | PF6-40/2/003 | 286496 | Residual Current Device | 78 | cerere oferta | N | 1 | 2 | 60 | 0.22 | KG | 80X35X71 | 4015082864965 |  | 657 | PDC | 1
112924 | PF6-40/2/003-A | 112924 | Residual Current Device | 78 | cerere oferta | N | 1 | 2 | 60 | 0.22 | KG | 80X35X71 | 4015081124626 |  | 657 | PDC | 1
286497 | PF6-40/2/01 | 286497 | Residual Current Device | 78 | cerere oferta | N | 1 | 2 | 60 | 0.22 | KG | 80X35X71 | 4015082864972 |  | 657 | PDC | 1
112925 | PF6-40/2/01-A | 112925 | Residual Current Device | 78 | cerere oferta | N | 1 | 2 | 60 | 0.22 | KG | 80X35X71 | 4015081124633 |  | 657 | PDC | 1
112926 | PF6-40/2/03-A | 112926 | Residual Current Device | 78 | cerere oferta | N | 1 | 2 | 60 | 0.22 | KG | 80X35X71 | 4015081124640 |  | 657 | PDC | 1
286499 | PF6-40/2/05 | 286499 | Residual Current Device | 78 | cerere oferta | N | 1 | 2 | 60 | 0.22 | KG | 80X35X71 | 4015082864996 |  | 657 | PDC | 1
286508 | PF6-40/4/003 | 286508 | Residual Current Device | 78 | cerere oferta | N | 1 | 4 | 30 | 0.32 | KG | 80X70X71 | 4015082865085 |  | 657 | PDC | 1
112933 | PF6-40/4/003-A | 112933 | Residual Current Device | 78 | cerere oferta | N | 1 | 4 | 30 | 0.32 | KG | 80X70X71 | 4015081124718 |  | 657 | PDC | 1
286509 | PF6-40/4/01 | 286509 | Residual Current Device | 78 | cerere oferta | N | 1 | 4 | 30 | 0.32 | KG | 80X70X71 | 4015082865092 |  | 657 | PDC | 1
112934 | PF6-40/4/01-A | 112934 | Residual Current Device | 78 | cerere oferta | N | 1 | 4 | 30 | 0.32 | KG | 80X70X71 | 4015081124725 |  | 657 | PDC | 1
286510 | PF6-40/4/03 | 286510 | Residual Current Device | 78 | cerere oferta | N | 1 | 4 | 30 | 0.32 | KG | 80X70X71 | 4015082865108 |  | 657 | PDC | 1
112935 | PF6-40/4/03-A | 112935 | Residual Current Device | 78 | cerere oferta | N | 1 | 4 | 30 | 0.32 | KG | 80X70X71 | 4015081124732 |  | 657 | PDC | 1
286511 | PF6-40/4/05 | 286511 | Residual Current Device | 78 | cerere oferta | N | 1 | 4 | 30 | 0.32 | KG | 80X70X71 | 4015082865115 |  | 657 | PDC | 1
286500 | PF6-63/2/003 | 286500 | Residual Current Device | 78 | cerere oferta | N | 1 | 2 | 60 | 0.22 | KG | 80X35X71 | 4015082865009 |  | 657 | PDC | 1
112927 | PF6-63/2/003-A | 112927 | Residual Current Device | 78 | cerere oferta | N | 1 | 2 | 60 | 0.22 | KG | 80X35X71 | 4015081124657 |  | 657 | PDC | 1
286501 | PF6-63/2/01 | 286501 | Residual Current Device | 78 | cerere oferta | N | 1 | 2 | 60 | 0.22 | KG | 80X35X71 | 4015082865016 |  | 657 | PDC | 1
112928 | PF6-63/2/01-A | 112928 | Residual Current Device | 78 | cerere oferta | N | 1 | 2 | 60 | 0.22 | KG | 80X35X71 | 4015081124664 |  | 657 | PDC | 1
286502 | PF6-63/2/03 | 286502 | Residual Current Device | 78 | cerere oferta | N | 1 | 2 | 60 | 0.22 | KG | 80X35X71 | 4015082865023 |  | 657 | PDC | 1
112929 | PF6-63/2/03-A | 112929 | Residual Current Device | 78 | cerere oferta | N | 1 | 2 | 60 | 0.22 | KG | 80X35X71 | 4015081124671 |  | 657 | PDC | 1
286503 | PF6-63/2/05 | 286503 | Residual Current Device | 78 | cerere oferta | N | 1 | 2 | 60 | 0.22 | KG | 80X35X71 | 4015082865030 |  | 657 | PDC | 1
286512 | PF6-63/4/003 | 286512 | Residual Current Device | 78 | cerere oferta | N | 1 | 4 | 30 | 0.32 | KG | 80X70X71 | 4015082865122 |  | 657 | PDC | 1
112936 | PF6-63/4/003-A | 112936 | Residual Current Device | 78 | cerere oferta | N | 1 | 4 | 30 | 0.32 | KG | 80X70X71 | 4015081124749 |  | 657 | PDC | 1
286513 | PF6-63/4/01 | 286513 | Residual Current Device | 78 | cerere oferta | N | 1 | 4 | 30 | 0.32 | KG | 80X70X71 | 4015082865139 |  | 657 | PDC | 1
112937 | PF6-63/4/01-A | 112937 | Residual Current Device | 78 | cerere oferta | N | 1 | 4 | 30 | 0.32 | KG | 80X70X71 | 4015081124756 |  | 657 | PDC | 1
286514 | PF6-63/4/03 | 286514 | Residual Current Device | 78 | cerere oferta | N | 1 | 4 | 30 | 0.32 | KG | 80X70X71 | 4015082865146 |  | 657 | PDC | 1
112938 | PF6-63/4/03-A | 112938 | Residual Current Device | 78 | cerere oferta | N | 1 | 4 | 30 | 0.32 | KG | 80X70X71 | 4015081124763 |  | 657 | PDC | 1
286515 | PF6-63/4/05 | 286515 | Residual Current Device | 78 | cerere oferta | N | 1 | 4 | 30 | 0.32 | KG | 80X70X71 | 4015082865153 |  | 657 | PDC | 1
102925 | PF7-100/4/003 | 102925 | Residual Current Device | 78 | cerere oferta | N | 1 | 4 | 30 | 0.32 | KG | 80X70X71 | 4015081027705 |  | 657 | PDC | 1
166824 | PF7-100/4/003-G | 166824 | PF7-100/4/003-G | 78 | cerere oferta | N | 1 | 0 | 30 | 0.32 | KG | 80X70X71 | 4015081633104 |  | 657 | PDC | 1
102926 | PF7-100/4/01 | 102926 | Residual Current Device | 78 | cerere oferta | N | 1 | 4 | 30 | 0.32 | KG | 80X70X71 | 4015081027712 |  | 657 | PDC | 1
102927 | PF7-100/4/03 | 102927 | Residual Current Device | 78 | cerere oferta | N | 1 | 4 | 30 | 0.32 | KG | 80X70X71 | 4015081027729 |  | 657 | PDC | 1
102931 | PF7-100/4/03-A | 102931 | Residual Current Device | 78 | cerere oferta | N | 1 | 4 | 30 | 0.32 | KG | 80X70X71 | 4015081027767 |  | 657 | PDC | 1
292494 | PF7-100/4/03-S/A | 292494 | Residual Current Device | 78 | cerere oferta | N | 1 | 4 | 30 | 0.32 | KG | 80X70X73 | 4015082924942 |  | 657 | PDC | 1
102928 | PF7-100/4/05 | 102928 | Residual Current Device | 78 | cerere oferta | N | 1 | 4 | 30 | 0.32 | KG | 80X70X71 | 4015081027736 | x | 657 | PDC | 1
165803 | PF7-16/2/001 | 165803 | Intr diferential 16A,2P,10mA,10kA | 78 | cerere oferta | N | 1 | 2 | 60 | 0.22 | KG | 80X35X71 | 4015081623235 |  | 657 | PDC | 1
165804 | PF7-16/2/003-A | 165804 | Intr diferential 16A,2P, 30mA,tip A,10kA | 78 | cerere oferta | N | 1 | 2 | 60 | 0.22 | KG | 80X35X71 | 4015081623242 |  | 657 | PDC | 1
263577 | PF7-25/2/003 | 263577 | Intr diferential 25A,2P,30mA,10kA | 78 | cerere oferta | S | 1 | 2 | 60 | 0.22 | KG | 80X35X71 | 4015082635770 |  | 657 | PDC | 1
263599 | PF7-25/2/003-A | 263599 | Residual Current Device | 78 | cerere oferta | N | 1 | 2 | 60 | 0.22 | KG | 80X35X71 | 4015082635992 |  | 657 | PDC | 1
263619 | PF7-25/2/003-G | 263619 | Intr diferential 25a,2p,30mA,tip G, 10kA | 78 | cerere oferta | N | 1 | 2 | 60 | 0.22 | KG | 80X35X71 | 4015082636197 |  | 657 | PDC | 1
263578 | PF7-25/2/01 | 263578 | Intr diferential 25A,2P,100mA,10kA | 78 | cerere oferta | N | 1 | 2 | 60 | 0.22 | KG | 80X35X71 | 4015082635787 |  | 657 | PDC | 1
263600 | PF7-25/2/01-A-DE | 263600 | PF7-25/2/01-A-DE | 78 | cerere oferta | N | 1 | 0 | 60 | 0.22 | KG | 80X35X71 | 4015082636005 |  | 657 | PDC | 1
165805 | PF7-25/2/03 | 165805 | Intr diferential 25A,2P,300mA,10kA | 78 | cerere oferta | S | 1 | 2 | 60 | 0.22 | KG | 80X35X71 | 4015081623259 |  | 657 | PDC | 1
263601 | PF7-25/2/03-A | 263601 | Intr diferential 25A,2P,300mA,tip A,10kA | 78 | cerere oferta | N | 1 | 2 | 60 | 0.22 | KG | 80X35X71 | 4015082636012 |  | 657 | PDC | 1
263584 | PF7-25/4/003 | 263584 | Intr diferential 25A,4P,30mA,10kA | 78 | cerere oferta | S | 1 | 4 | 30 | 0.32 | KG | 80X70X71 | 4015082635848 |  | 657 | PDC | 1
263608 | PF7-25/4/003-A | 263608 | Intr diferential 25A,4P,30mA,tip A,10kA | 78 | cerere oferta | N | 1 | 4 | 30 | 0.32 | KG | 80X70X71 | 4015082636081 |  | 657 | PDC | 1
263585 | PF7-25/4/01 | 263585 | Intr diferential 25A,4P,100mA,10kA | 78 | cerere oferta | N | 1 | 4 | 30 | 0.32 | KG | 80X70X71 | 4015082635855 |  | 657 | PDC | 1
263609 | PF7-25/4/01-A | 263609 | Residual Current Device | 78 | cerere oferta | N | 1 | 4 | 30 | 0.32 | KG | 80X70X71 | 4015082636098 |  | 657 | PDC | 1
165808 | PF7-25/4/03 | 165808 | Intr diferential 25A,4P,300mA,10kA | 78 | cerere oferta | S | 1 | 4 | 30 | 0.32 | KG | 80X70X71 | 4015081623280 |  | 657 | PDC | 1
263610 | PF7-25/4/03-A | 263610 | Residual Current Device | 78 | cerere oferta | N | 1 | 4 | 30 | 0.32 | KG | 80X70X71 | 4015082636104 |  | 657 | PDC | 1
165809 | PF7-25/4/03-S | 165809 | Residual current circuit device | 78 | cerere oferta | N | 1 | 4 | 30 | 0.32 | KG | 80X70X71 | 4015081623297 |  | 657 | PDC | 1
165811 | PF7-25/4/05 | 165811 | Residual current circuit device | 78 | cerere oferta | N | 1 | 4 | 30 | 0.32 | KG | 80X70X71 | 4015081623310 |  | 657 | PDC | 1
263579 | PF7-40/2/003 | 263579 | Intr diferential 40A,2P,30mA,10kA | 78 | cerere oferta | S | 1 | 2 | 60 | 0.22 | KG | 80X35X71 | 4015082635794 |  | 657 | PDC | 1
263602 | PF7-40/2/003-A | 263602 | Intr diferential 40A,2p,30mA,tip A,10kA | 78 | cerere oferta | N | 1 | 2 | 60 | 0.22 | KG | 80X35X71 | 4015082636029 |  | 657 | PDC | 1
263621 | PF7-40/2/003-G | 263621 | Intr diferential 40A,2P,30mA,tip G,10kA | 78 | cerere oferta | N | 1 | 2 | 60 | 0.22 | KG | 80X35X71 | 4015082636210 |  | 657 | PDC | 1
263580 | PF7-40/2/01 | 263580 | Residual Current Device | 78 | cerere oferta | N | 1 | 2 | 60 | 0.22 | KG | 80X35X71 | 4015082635800 |  | 657 | PDC | 1
263629 | PF7-40/2/01-S | 263629 | Intr diferential 40A,2P,100mA,tip S,10kA | 78 | cerere oferta | N | 1 | 2 | 60 | 0.22 | KG | 80X35X71 | 4015082636296 |  | 657 | PDC | 1
165814 | PF7-40/2/03 | 165814 | Intr diferential 40A,2P,300mA,10kA | 78 | cerere oferta | S | 1 | 2 | 60 | 0.22 | KG | 80X35X71 | 4015081623341 |  | 657 | PDC | 1
263604 | PF7-40/2/03-A | 263604 | Residual Current Device | 78 | cerere oferta | N | 1 | 2 | 60 | 0.22 | KG | 80X35X71 | 4015082636043 |  | 657 | PDC | 1
263630 | PF7-40/2/03-S | 263630 | Intr diferential 40A,2P,300mA,tip S,10kA | 78 | cerere oferta | N | 1 | 2 | 60 | 0.22 | KG | 80X35X71 | 4015082636302 |  | 657 | PDC | 1
165816 | PF7-40/2/05 | 165816 | Residual current circuit device | 78 | cerere oferta | S | 1 | 2 | 60 | 0.22 | KG | 80X35X71 | 4015081623365 |  | 657 | PDC | 1
263586 | PF7-40/4/003 | 263586 | Intr diferential 40A,4P,30mA,10kA | 78 | cerere oferta | S | 1 | 4 | 30 | 0.32 | KG | 80X70X71 | 4015082635862 |  | 657 | PDC | 1
263611 | PF7-40/4/003-A | 263611 | Intr diferential 40A,4P,30mA,tip A,10kA | 78 | cerere oferta | N | 1 | 4 | 30 | 0.32 | KG | 80X70X71 | 4015082636111 |  | 657 | PDC | 1
263623 | PF7-40/4/003-G-DE | 263623 | PF7-40/4/003-G-DE | 78 | cerere oferta | N | 1 | 0 | 30 | 0.32 | KG | 80X70X71 | 4015082636234 |  | 657 | PDC | 1
263587 | PF7-40/4/01 | 263587 | Intr diferential 40A,4P,100mA,10kA | 78 | cerere oferta | N | 1 | 4 | 30 | 0.32 | KG | 80X70X71 | 4015082635879 |  | 657 | PDC | 1
263624 | PF7-40/4/01-G | 263624 | Residual Current Device | 78 | cerere oferta | N | 1 | 4 | 30 | 0.32 | KG | 80X70X71 | 4015082636241 |  | 657 | PDC | 1
263588 | PF7-40/4/03 | 263588 | Intr diferential 40A,4P,300mA,10kA | 78 | cerere oferta | S | 1 | 4 | 30 | 0.32 | KG | 80X70X71 | 4015082635886 |  | 657 | PDC | 1
263613 | PF7-40/4/03-A | 263613 | Intr diferential 40A,4P,300mA,tipA,10kA | 78 | cerere oferta | N | 1 | 4 | 30 | 0.32 | KG | 80X70X71 | 4015082636135 |  | 657 | PDC | 1
263633 | PF7-40/4/03-S/A | 263633 | Residual Current Device | 78 | cerere oferta | N | 1 | 4 | 30 | 0.32 | KG | 80X70X71 | 4015082636333 |  | 657 | PDC | 1
263639 | PF7-40/4/03-U | 263639 | Residual Current Device | 78 | cerere oferta | N | 1 | 4 | 30 | 0.32 | KG | 72X70X80 | 4015082636395 |  | 657 | PDC | 1
263589 | PF7-40/4/05 | 263589 | Intr diferential 40A,4P,500mA,10kA | 78 | cerere oferta | N | 1 | 4 | 30 | 0.32 | KG | 80X70X71 | 4015082635893 |  | 657 | PDC | 1
263581 | PF7-63/2/003 | 263581 | Intr diferential 63A,2P,30mA,10kA | 78 | cerere oferta | S | 1 | 2 | 60 | 0.22 | KG | 80X35X71 | 4015082635817 |  | 657 | PDC | 1
263583 | PF7-63/2/03 | 263583 | Intr diferential 63A,2P,300mA,10kA | 78 | cerere oferta | S | 1 | 2 | 60 | 0.22 | KG | 80X35X71 | 4015082635831 |  | 657 | PDC | 1
263590 | PF7-63/4/003 | 263590 | Intr diferential 63A,4P,30mA,10kA | 78 | cerere oferta | S | 1 | 4 | 30 | 0.32 | KG | 80X70X71 | 4015082635909 |  | 657 | PDC | 1
263614 | PF7-63/4/003-A | 263614 | Intr diferential 63A,4P,30mA,tip A,10kA | 78 | cerere oferta | N | 1 | 4 | 30 | 0.32 | KG | 80X70X71 | 4015082636142 |  | 657 | PDC | 1
263591 | PF7-63/4/01 | 263591 | Intr diferential 63A,4P,100mA,10kA | 78 | cerere oferta | N | 1 | 4 | 30 | 0.32 | KG | 80X70X71 | 4015082635916 |  | 657 | PDC | 1
263615 | PF7-63/4/01-A | 263615 | Intr diferential 63A,4P,100mA,tip A,10kA | 78 | cerere oferta | N | 1 | 4 | 30 | 0.32 | KG | 80X70X71 | 4015082636159 |  | 657 | PDC | 1
263592 | PF7-63/4/03 | 263592 | Intr diferential 63A,4P,300mA,10kA | 78 | cerere oferta | S | 1 | 4 | 30 | 0.32 | KG | 80X70X71 | 4015082635923 |  | 657 | PDC | 1
263616 | PF7-63/4/03-A | 263616 | Intr diferential 63A,4P,300mA,tip A,10kA | 78 | cerere oferta | N | 1 | 4 | 30 | 0.32 | KG | 80X70X71 | 4015082636166 |  | 657 | PDC | 1
263635 | PF7-63/4/03-S/A | 263635 | Residual Current Device | 78 | cerere oferta | N | 1 | 4 | 30 | 0.32 | KG | 80X70X71 | 4015082636357 |  | 657 | PDC | 1
263593 | PF7-63/4/05 | 263593 | Intr diferential 63A,4P,500mA,10kA | 78 | cerere oferta | N | 1 | 4 | 30 | 0.32 | KG | 80X70X71 | 4015082635930 |  | 657 | PDC | 1
165827 | PF7-80/2/003 | 165827 | Intr diferential 80A,2P,30mA,10kA | 78 | cerere oferta | S | 1 | 2 | 60 | 0.22 | KG | 80X35X71 | 4015081623471 |  | 657 | PDC | 1
263594 | PF7-80/4/003 | 263594 | Intr diferential 80A,4P,30mA,10kA | 78 | cerere oferta | S | 1 | 4 | 30 | 0.32 | KG | 80X70X71 | 4015082635947 |  | 657 | PDC | 1
263595 | PF7-80/4/01 | 263595 | Intr diferential 80A,4P,100mA,10kA | 78 | cerere oferta | N | 1 | 4 | 30 | 0.32 | KG | 80X70X71 | 4015082635954 |  | 657 | PDC | 1
263636 | PF7-80/4/01-S | 263636 | Intr diferential 80A,4P,100mA,tip S,10kA | 78 | cerere oferta | N | 1 | 4 | 30 | 0.32 | KG | 80X70X71 | 4015082636364 |  | 657 | PDC | 1
263596 | PF7-80/4/03 | 263596 | Intr diferential 80A,4P,300mA,10kA | 78 | cerere oferta | S | 1 | 4 | 30 | 0.32 | KG | 80X70X71 | 4015082635961 |  | 657 | PDC | 1
263597 | PF7-80/4/05 | 263597 | Residual Current Device | 78 | cerere oferta | N | 1 | 4 | 30 | 0.32 | KG | 80X70X71 | 4015082635978 |  | 657 | PDC | 1
249031 | PFDM-125/2/003 | 249031 | Intr diferential 125A,2P,30mA | 78 | cerere oferta | N | 1 | 2 | 60 | 0.28 | KG | 88X35,5X73 | 4015082490317 |  | 657 | PDC | 1
235916 | PFDM-125/4/003 | 235916 | Intr diferential 125A,4P,30mA | 78 | cerere oferta | N | 1 | 4 | 30 | 0.41 | KG | 88X71X73 | 4015082359164 |  | 657 | PDC | 1
235920 | PFDM-125/4/003-A | 235920 | Residual Current Device | 78 | cerere oferta | N | 1 | 4 | 30 | 0.41 | KG | 88X71X73 | 4015082359201 |  | 657 | PDC | 1
235917 | PFDM-125/4/01 | 235917 | Intr diferential 125A,4P,100mA | 78 | cerere oferta | N | 1 | 4 | 30 | 0.41 | KG | 88X71X73 | 4015082359171 |  | 657 | PDC | 1
235918 | PFDM-125/4/03 | 235918 | Intr diferential 125A,4P,300mA | 78 | cerere oferta | N | 1 | 4 | 30 | 0.41 | KG | 88X71X73 | 4015082359188 |  | 657 | PDC | 1
235922 | PFDM-125/4/03-A | 235922 | Residual Current Device | 78 | cerere oferta | N | 1 | 4 | 30 | 0.41 | KG | 88X71X73 | 4015082359225 |  | 657 | PDC | 1
235919 | PFDM-125/4/05 | 235919 | Intr diferential 125A,4P,500mA | 78 | cerere oferta | N | 1 | 4 | 30 | 0.41 | KG | 88X71X73 | 4015082359195 |  | 657 | PDC | 1
290220 | PFIM-100/4/03-S/A | 290220 | PFIM-100/4/03-S/A | 78 | cerere oferta | N | 1 | 4 | 30 | 0.371 | KG | 80X70X73 | 4015082902209 |  | 657 | PDC | 1
293297 | PFL4-10/1N/C/003 | 293297 | RCBO comibned RCD/MCB Device | 79 | cerere oferta | N | 1 | 2.2 | 60 | 0.225 | KG | 86X37X75 | 4015082932978 |  | 658 | PDC | 1
293298 | PFL4-16/1N/C/003 | 293298 | RCBO comibned RCD/MCB Device | 79 | cerere oferta | N | 1 | 2.2 | 60 | 0.225 | KG | 86X37X75 | 4015082932985 |  | 658 | PDC | 1
293299 | PFL4-20/1N/C/003 | 293299 | RCBO comibned RCD/MCB Device | 79 | cerere oferta | N | 1 | 2.2 | 60 | 0.225 | KG | 86X37X75 | 4015082932992 |  | 658 | PDC | 1
293293 | PFL4-25/1N/B/003 | 293293 | RCBO comibned RCD/MCB Device | 79 | cerere oferta | N | 1 | 2.2 | 60 | 0.225 | KG | 86X37X75 | 4015082932930 |  | 658 | PDC | 1
293300 | PFL4-25/1N/C/003 | 293300 | RCBO comibned RCD/MCB Device | 79 | cerere oferta | N | 1 | 2.2 | 60 | 0.225 | KG | 86X37X75 | 4015082933005 |  | 658 | PDC | 1
293301 | PFL4-32/1N/C/003 | 293301 | RCBO comibned RCD/MCB Device | 79 | cerere oferta | N | 1 | 2.2 | 60 | 0.225 | KG | 86X37X75 | 4015082933012 |  | 658 | PDC | 1
293302 | PFL4-40/1N/C/003 | 293302 | RCBO comibned RCD/MCB Device | 79 | cerere oferta | N | 1 | 2.2 | 60 | 0.225 | KG | 86X37X75 | 4015082933029 |  | 658 | PDC | 1
286429 | PFL6-10/1N/B/003 | 286429 | RCBO combined RCD/MCB Device | 79 | cerere oferta | N | 1 | 2.2 | 60 | 0.225 | KG | 86X37X75 | 4015082864293 |  | 658 | PDC | 1
286465 | PFL6-10/1N/C/003 | 286465 | RCBO combined RCD/MCB Device | 79 | cerere oferta | N | 1 | 2.2 | 60 | 0.225 | KG | 86X37X75 | 4015082864651 |  | 658 | PDC | 1
286430 | PFL6-13/1N/B/003 | 286430 | RCBO combined RCD/MCB Device | 79 | cerere oferta | N | 1 | 2.2 | 60 | 0.225 | KG | 86X37X75 | 4015082864309 |  | 658 | PDC | 1
286431 | PFL6-16/1N/B/003 | 286431 | RCBO combined RCD/MCB Device | 79 | cerere oferta | N | 1 | 2.2 | 60 | 0.225 | KG | 86X37X75 | 4015082864316 |  | 658 | PDC | 1
286467 | PFL6-16/1N/C/003 | 286467 | RCBO combined RCD/MCB Device | 79 | cerere oferta | N | 1 | 2.2 | 60 | 0.225 | KG | 86X37X75 | 4015082864675 |  | 658 | PDC | 1
286468 | PFL6-20/1N/C/003 | 286468 | RCBO combined RCD/MCB Device | 79 | cerere oferta | N | 1 | 2.2 | 60 | 0.225 | KG | 86X37X75 | 4015082864682 |  | 658 | PDC | 1
286469 | PFL6-25/1N/C/003 | 286469 | RCBO combined RCD/MCB Device | 79 | cerere oferta | N | 1 | 2.2 | 60 | 0.225 | KG | 86X37X75 | 4015082864699 |  | 658 | PDC | 1
286470 | PFL6-32/1N/C/003 | 286470 | RCBO combined RCD/MCB Device | 79 | cerere oferta | N | 1 | 2.2 | 60 | 0.225 | KG | 86X37X75 | 4015082864705 |  | 658 | PDC | 1
286435 | PFL6-40/1N/B/003 | 286435 | RCBO combined RCD/MCB Device | 79 | cerere oferta | N | 1 | 2.2 | 60 | 0.225 | KG | 86X37X75 | 4015082864354 |  | 658 | PDC | 1
286471 | PFL6-40/1N/C/003 | 286471 | RCBO combined RCD/MCB Device | 79 | cerere oferta | N | 1 | 2.2 | 60 | 0.225 | KG | 86X37X75 | 4015082864712 |  | 658 | PDC | 1
286464 | PFL6-6/1N/C/003 | 286464 | RCBO combined RCD/MCB Device | 79 | cerere oferta | N | 1 | 2.2 | 60 | 0.225 | KG | 86X37X75 | 4015082864644 |  | 658 | PDC | 1
263434 | PFL7-10/1N/B/003 | 263434 | Intr aut dif comb 10A,1P+N,B,30mA,10kA | 79 | cerere oferta | N | 1 | 2 | 60 | 0.203 | KG | 72X35,4X82 | 4015082634346 |  | 658 | PDC | 1
263435 | PFL7-10/1N/B/003-A | 263435 | Intr aut dif comb 10A,1P+N,B,30mA,tip-A | 79 | cerere oferta | N | 1 | 2 | 60 | 0.203 | KG | 72X35,4X82 | 4015082634353 |  | 658 | PDC | 1
165592 | PFL7-10/1N/B/03 | 165592 | Intr aut dif comb 10A,1P+N,B,300mA,10kA | 79 | cerere oferta | N | 1 | 2.2 | 60 | 0.207 | KG | 86X37X75 | 4015081621101 |  | 658 | PDC | 1
263516 | PFL7-10/1N/C/003 | 263516 | Intr aut dif comb 10A,1P+N,C,30mA,10kA | 79 | cerere oferta | N | 1 | 2 | 60 | 0.203 | KG | 72X35,4X82 | 4015082635169 |  | 658 | PDC | 1
263517 | PFL7-10/1N/C/003-A | 263517 | Intr aut dif comb 10A,1P+N,C,30mA,tip-A | 79 | cerere oferta | S | 1 | 2 | 60 | 0.203 | KG | 72X35,4X82 | 4015082635176 |  | 658 | PDC | 1
165598 | PFL7-10/1N/C/03 | 165598 | Intr aut dif comb 10A,1P+N,C,300mA,10kA | 79 | cerere oferta | N | 1 | 2.2 | 60 | 0.207 | KG | 86X37X75 | 4015081621163 |  | 658 | PDC | 1
263518 | PFL7-13/1N/B/003 | 263518 | RCBO Combined RCD/MCB device | 79 | cerere oferta | N | 1 | 2 | 60 | 0.203 | KG | 72X35,4X82 | 4015082635183 |  | 658 | PDC | 1
263519 | PFL7-13/1N/B/003-A | 263519 | RCBO Combined RCD/MCB device | 79 | cerere oferta | S | 1 | 2 | 60 | 0.203 | KG | 72X35,4X82 | 4015082635190 |  | 658 | PDC | 1
263531 | PFL7-13/1N/C/003 | 263531 | Intr aut dif comb 13A,1P+N,C,30mA,10kA | 79 | cerere oferta | S | 1 | 2 | 60 | 0.203 | KG | 72X35,4X82 | 4015082635312 |  | 658 | PDC | 1
263532 | PFL7-13/1N/C/003-A | 263532 | Intr aut dif comb 13A,1P+N,C,30mA,tip-A | 79 | cerere oferta | S | 1 | 2 | 60 | 0.203 | KG | 72X35,4X82 | 4015082635329 |  | 658 | PDC | 1
263533 | PFL7-13/1N/C/003-G | 263533 | RCBO Combined RCD/MCB device | 752 | cerere oferta | N | 1 | 2 | 60 | 0.203 | KG | 72X35,4X82 | 4015082635336 |  | 658 | PDC | 1
263534 | PFL7-16/1N/B/003 | 263534 | Intr aut dif comb 16A,1P+N,B,30mA,10kA | 79 | cerere oferta | N | 1 | 2 | 60 | 0.203 | KG | 72X35,4X82 | 4015082635343 |  | 658 | PDC | 1
263535 | PFL7-16/1N/B/003-A | 263535 | RCBO Combined RCD/MCB device | 79 | cerere oferta | N | 1 | 2 | 60 | 0.203 | KG | 72X35,4X82 | 4015082635350 |  | 658 | PDC | 1
263536 | PFL7-16/1N/B/003-G | 263536 | RCBO Combined RCD/MCB device | 79 | cerere oferta | N | 1 | 2 | 60 | 0.203 | KG | 72X35,4X82 | 4015082635367 |  | 658 | PDC | 1
165619 | PFL7-16/1N/B/03 | 165619 | Intr aut dif comb 16A,1P+N,B,300mA,10kA | 79 | cerere oferta | N | 1 | 2.2 | 60 | 0.207 | KG | 86X37X75 | 4015081621378 |  | 658 | PDC | 1
165618 | PFL7-16/1N/B/03-G | 165618 | Intr aut dif comb 16A,1P+N,B,300mA,tip-G | 79 | cerere oferta | N | 1 | 2.2 | 60 | 0.207 | KG | 86X37X75 | 4015081621361 |  | 658 | PDC | 1
263537 | PFL7-16/1N/C/003 | 263537 | Intr aut dif comb 16A,1P+N,C,30mA,10kA | 79 | cerere oferta | S | 1 | 2 | 60 | 0.203 | KG | 72X35,4X82 | 4015082635374 |  | 658 | PDC | 1
263538 | PFL7-16/1N/C/003-A | 263538 | Intr aut dif comb 16A,1P+N,C,30mA,tip-A | 79 | cerere oferta | N | 1 | 2 | 60 | 0.203 | KG | 72X35,4X82 | 4015082635381 |  | 658 | PDC | 1
263539 | PFL7-16/1N/C/003-G-DE | 263539 | PFL7-16/1N/C/003-G-DE | 78 | cerere oferta | N | 1 | 0 | 60 | 0.203 | KG | 72X35,4X82 | 4015082635398 |  | 658 | PDC | 1
165626 | PFL7-16/1N/C/03 | 165626 | Intr aut dif comb 16A,1P+N,C,300mA,10kA | 79 | cerere oferta | N | 1 | 2.2 | 60 | 0.207 | KG | 86X37X75 | 4015081621446 |  | 658 | PDC | 1
165624 | PFL7-16/1N/C/03-A | 165624 | Intr aut dif comb 16A,1P+N,C,300mA,tip-A | 79 | cerere oferta | N | 1 | 2.2 | 60 | 0.207 | KG | 86X37X75 | 4015081621422 |  | 658 | PDC | 1
263540 | PFL7-20/1N/B/003 | 263540 | Intr aut dif comb 20A,1P+N,B,30mA,10kA | 79 | cerere oferta | N | 1 | 2 | 60 | 0.203 | KG | 72X35,4X82 | 4015082635404 |  | 658 | PDC | 1
263541 | PFL7-20/1N/B/003-A-DE | 263541 | PFL7-20/1N/B/003-A-DE | 79 | cerere oferta | N | 1 | 0 | 60 | 0.203 | KG | 72X35,4X82 | 4015082635411 |  | 658 | PDC | 1
165645 | PFL7-20/1N/B/03-A | 165645 | Intr aut dif comb 20A,1P+N,B,300mA,tip-A | 79 | cerere oferta | S | 1 | 2.2 | 60 | 0.207 | KG | 86X37X75 | 4015081621637 |  | 658 | PDC | 1
263543 | PFL7-20/1N/C/003 | 263543 | Intr aut dif comb 20A,1P+N,C,30mA,10kA | 79 | cerere oferta | S | 1 | 2 | 60 | 0.203 | KG | 72X35,4X82 | 4015082635435 |  | 658 | PDC | 1
165652 | PFL7-20/1N/C/03 | 165652 | Intr aut dif comb 20A,1P+N,C,300mA,10kA | 79 | cerere oferta | N | 1 | 2.2 | 60 | 0.207 | KG | 86X37X75 | 4015081621705 |  | 658 | PDC | 1
263546 | PFL7-25/1N/B/003 | 263546 | Intr aut dif comb 25A,1P+N,B,30mA,10kA | 79 | cerere oferta | N | 1 | 2 | 60 | 0.203 | KG | 72X35,4X82 | 4015082635466 |  | 658 | PDC | 1
263547 | PFL7-25/1N/B/003-A-DE | 263547 | PFL7-25/1N/B/003-A-DE | 79 | cerere oferta | N | 1 | 0 | 60 | 0.203 | KG | 72X35,4X82 | 4015082635473 |  | 658 | PDC | 1
165657 | PFL7-25/1N/B/03 | 165657 | Intr aut dif comb 25A,1P+N,B,300mA,10kA | 79 | cerere oferta | N | 1 | 2.2 | 60 | 0.207 | KG | 86X37X75 | 4015081621750 |  | 658 | PDC | 1
165655 | PFL7-25/1N/B/03-A | 165655 | Intr aut dif comb 25A,1P+N,B,300mA,tip-A | 79 | cerere oferta | S | 1 | 2.2 | 60 | 0.207 | KG | 86X37X75 | 4015081621736 |  | 658 | PDC | 1
263549 | PFL7-25/1N/C/003 | 263549 | Intr aut dif comb 25A,1P+N,C,30mA,10kA | 79 | cerere oferta | S | 1 | 2 | 60 | 0.203 | KG | 72X35,4X82 | 4015082635497 |  | 658 | PDC | 1
263550 | PFL7-25/1N/C/003-A | 263550 | RCBO Combined RCD/MCB device | 79 | cerere oferta | N | 1 | 2 | 60 | 0.203 | KG | 72X35,4X82 | 4015082635503 |  | 658 | PDC | 1
165662 | PFL7-25/1N/C/03 | 165662 | Intr aut dif comb 25A,1P+N,C,300mA,10kA | 79 | cerere oferta | N | 1 | 2.2 | 60 | 0.207 | KG | 86X37X75 | 4015081621804 |  | 658 | PDC | 1
263552 | PFL7-32/1N/B/003 | 263552 | Intr aut dif comb 32A,1P+N,B,30mA,10kA | 79 | cerere oferta | N | 1 | 2 | 60 | 0.203 | KG | 72X35,4X82 | 4015082635527 |  | 658 | PDC | 1
263553 | PFL7-32/1N/B/003-A-DE | 263553 | PFL7-32/1N/B/003-A-DE | 79 | cerere oferta | N | 1 | 0 | 60 | 0.203 | KG | 72X35,4X82 | 4015082635534 |  | 658 | PDC | 1
165668 | PFL7-32/1N/B/03 | 165668 | Intr aut dif comb 32A,1P+N,B,300mA,10kA | 79 | cerere oferta | N | 1 | 2.2 | 60 | 0.207 | KG | 86X37X75 | 4015081621866 |  | 658 | PDC | 1
165666 | PFL7-32/1N/B/03-A | 165666 | Intr aut dif comb 32A,1P+N,B,300mA,tip-A | 79 | cerere oferta | S | 1 | 2.2 | 60 | 0.207 | KG | 86X37X75 | 4015081621842 |  | 658 | PDC | 1
263555 | PFL7-32/1N/C/003 | 263555 | Intr aut dif comb 32A,1P+N,C,30mA,10kA | 79 | cerere oferta | S | 1 | 2 | 60 | 0.203 | KG | 72X35,4X82 | 4015082635558 |  | 658 | PDC | 1
165673 | PFL7-32/1N/C/03 | 165673 | Intr aut dif comb 32A,1P+N,C,300mA,10kA | 79 | cerere oferta | N | 1 | 2.2 | 60 | 0.207 | KG | 86X37X75 | 4015081621910 |  | 658 | PDC | 1
263559 | PFL7-40/1N/B/003-A-DE | 263559 | PFL7-40/1N/B/003-A-DE | 79 | cerere oferta | N | 1 | 0 | 60 | 0.203 | KG | 72X35,4X82 | 4015082635596 |  | 658 | PDC | 1
165693 | PFL7-40/1N/B/03 | 165693 | RCBO | 79 | cerere oferta | N | 1 | 2.2 | 60 | 0.207 | KG | 86X37X75 | 4015081622115 |  | 658 | PDC | 1
263561 | PFL7-40/1N/C/003 | 263561 | Intr aut dif comb 40A,1P+N,C,30mA,10kA | 79 | cerere oferta | S | 1 | 2 | 60 | 0.203 | KG | 72X35,4X82 | 4015082635619 |  | 658 | PDC | 1
263562 | PFL7-40/1N/C/003-A | 263562 | RCBO Combined RCD/MCB device | 79 | cerere oferta | N | 1 | 2 | 60 | 0.203 | KG | 72X35,4X82 | 4015082635626 |  | 658 | PDC | 1
165698 | PFL7-40/1N/C/03 | 165698 | Intr aut dif comb 40A,1P+N,C,300mA,10kA | 79 | cerere oferta | N | 1 | 2.2 | 60 | 0.207 | KG | 86X37X75 | 4015081622160 |  | 658 | PDC | 1
263430 | PFL7-6/1N/B/003 | 263430 | Intr aut dif comb 6A,1P+N,B,30mA,10kA | 79 | cerere oferta | S | 1 | 2 | 60 | 0.203 | KG | 72X35,4X82 | 4015082634308 |  | 658 | PDC | 1
263431 | PFL7-6/1N/B/003-A | 263431 | RCBO Combined RCD/MCB device | 79 | cerere oferta | N | 1 | 2 | 60 | 0.203 | KG | 72X35,4X82 | 4015082634315 |  | 658 | PDC | 1
263432 | PFL7-6/1N/C/003 | 263432 | Intr aut dif comb 6A,1P+N,C,30mA,10kA | 79 | cerere oferta | N | 1 | 2 | 60 | 0.203 | KG | 72X35,4X82 | 4015082634322 |  | 658 | PDC | 1
263515 | PFL7-6/1N/C/003-A | 263515 | Intr aut dif comb 6A,1P+N,C,30mA,tip-A | 79 | cerere oferta | S | 1 | 2 | 60 | 0.203 | KG | 72X35,4X82 | 4015082635152 |  | 658 | PDC | 1
165711 | PFL7-6/1N/C/03 | 165711 | Intr aut dif comb 6A,1P+N,C,300mA,10kA | 79 | cerere oferta | N | 1 | 2.2 | 60 | 0.207 | KG | 86X37X75 | 4015081622290 |  | 658 | PDC | 1
285555 | PFR-003 | 285555 | Releu diferential 30 mA | 18 | cerere oferta | S | 1 | 0 | 1 | 0.182 | KG | 80X95X45 | 4015082855550 |  | 681 | PDC | 1
285556 | PFR-03 | 285556 | Releu diferential 300 mA | 18 | cerere oferta | S | 1 | 0 | 1 | 0.183 | KG | 80X95X45 | 4015082855567 |  | 681 | PDC | 1
235864 | PFR2-03-S/A | 235864 | Releu diferential 2-0,3,tipS/A | 78 | cerere oferta | S | 1 | 4 | 30 | 0.296 | KG | 80X70X71 | 4015082358648 |  | 657 | PDC | 1
235868 | PFR2-03-U | 235868 | Releu diferential 2-0,3,tipU | 78 | cerere oferta | S | 1 | 4 | 30 | 0.296 | KG | 80X70X71 | 4015082358686 |  | 657 | PDC | 1
235866 | PFR2-1-S/A | 235866 | Releu diferential 2-1,tipS/A | 78 | cerere oferta | S | 1 | 4 | 30 | 0.296 | KG | 80X70X71 | 4015082358662 |  | 657 | PDC | 1
235865 | PFR3-03-S/A | 235865 | Releu diferential 3-0,3,tipS/A | 78 | cerere oferta | S | 1 | 4 | 30 | 0.301 | KG | 80X70X71 | 4015082358655 |  | 657 | PDC | 1
235867 | PFR3-1-S/A | 235867 | Releu diferential 3-1,tipS/A | 78 | cerere oferta | S | 1 | 4 | 30 | 0.301 | KG | 80X70X71 | 4015082358679 |  | 657 | PDC | 1
235871 | PFR3-1-U | 235871 | Residual Current Relay | 78 | cerere oferta | S | 1 | 4 | 30 | 0.301 | KG | 80X70X71 | 4015082358716 |  | 657 | PDC | 1
285557 | PFR-5 | 285557 | Releu diferential reglabil | 18 | cerere oferta | S | 1 | 0 | 1 | 0.192 | KG | 80X95X45 | 4015082855574 |  | 681 | PDC | 1
285602 | PFR-W-105 | 285602 | Reductor de curent diferential | 18 | cerere oferta | S | 1 | 0 | 1 | 0.402 | KG | 190X172X45 | 4015082856021 |  | 681 | PDC | 1
285603 | PFR-W-140 | 285603 | Reductor de curent diferential | 18 | cerere oferta | S | 1 | 0 | 1 | 0.552 | KG | 215X235X52 | 4015082856038 |  | 681 | PDC | 1
285558 | PFR-W-20 | 285558 | Reductor de curent diferential | 18 | cerere oferta | S | 1 | 0 | 1 | 0.085 | KG | 80X80X45 | 4015082855581 |  | 681 | PDC | 1
285604 | PFR-W-210 | 285604 | Reductor de curent diferential | 18 | cerere oferta | S | 1 | 0 | 1 | 1.033 | KG | 325X305X55 | 4015082856045 |  | 681 | PDC | 1
285559 | PFR-W-30 | 285559 | Reductor de curent diferential | 18 | cerere oferta | S | 1 | 0 | 1 | 0.092 | KG | 80X80X45 | 4015082855598 |  | 681 | PDC | 1
285600 | PFR-W-35 | 285600 | Reductor de curent diferential | 18 | cerere oferta | S | 1 | 0 | 1 | 0.143 | KG | 115X105X45 | 4015082856007 |  | 681 | PDC | 1
285601 | PFR-W-70 | 285601 | Reductor de curent diferential | 18 | cerere oferta | S | 1 | 0 | 1 | 0.204 | KG | 125X144X45 | 4015082856014 |  | 681 | PDC | 1
286006 | PFR-WC | 286006 | Piesa ptr montaj pe sina a releelor PFR | 18 | cerere oferta | S | 1 | 0 | 1 | 0.009 | KG | 57X10X135 | 4015082860066 |  | 681 | PDC | 1
286003 | PFR-WMA-105 | 286003 | Ecran magnetic | 18 | cerere oferta | S | 1 | 0 | 1 | 1.626 | KG | 153X110X110 | 4015082860035 |  | 681 | PDC | 1
286004 | PFR-WMA-140 | 286004 | Ecran magnetic | 18 | cerere oferta | S | 1 | 0 | 1 | 2.197 | KG | 153X145X145 | 4015082860042 |  | 681 | PDC | 1
286005 | PFR-WMA-210 | 286005 | Ecran magnetic | 18 | cerere oferta | S | 1 | 0 | 1 | 3.836 | KG | 153X215X215 | 4015082860059 |  | 681 | PDC | 1
286001 | PFR-WMA-35 | 286001 | Ecran magnetic | 18 | cerere oferta | S | 1 | 0 | 1 | 0.301 | KG | 91X40X40 | 4015082860011 |  | 681 | PDC | 1
286002 | PFR-WMA-70 | 286002 | Ecran magnetic | 18 | cerere oferta | S | 1 | 0 | 1 | 0.825 | KG | 105X75X75 | 4015082860028 |  | 681 | PDC | 1
ROEP0000000011 | PhiCap 400-D-2,5 | ROEP0000000011 | PhiCap 400-D-2,5 | 70 | cerere oferta | N | 1 | 0 | 1 | 1 | KG | 0 001X0 001X0 001 | 9008790146374 |  | 393 | ICD | 1
ROEP0000000012 | PhiCap 400-D-5 | ROEP0000000012 | PhiCap 400-D-5 | 70 | cerere oferta | N | 1 | 0 | 1 | 1 | KG | 0 001X0 001X0 001 | 9008790146381 |  | 393 | ICD | 1
ROEP0000000013 | PhiCap 400-D-7,5 | ROEP0000000013 | PhiCap 400-D-7,5 | 70 | cerere oferta | N | 1 | 0 | 1 | 1 | KG | 0 001X0 001X0 001 | 9008790146398 |  | 393 | ICD | 1
ROEP0000000005 | PhiCap 440-D-10 | ROEP0000000005 | PhiCap 440-D-10 | 70 | cerere oferta | N | 1 | 0 | 1 | 1 | KG | 0 001X0 001X0 001 | 9008790105586 |  | 393 | ICD | 1
ROEP0000000001 | PhiCap 440-D-2,5 | ROEP0000000001 | PhiCap 440-D-2,5 | 70 | cerere oferta | N | 1 | 0 | 1 | 1 | KG | 0 001X0 001X0 001 | 9008790105555 |  | 393 | ICD | 1
ROEP000008 | PhiCap 440-D-25 | ROEP000008 | PhiCap 440-D-25 | 70 | cerere oferta | N | 1 | 0 | 1 | 3 | KG | 0 001X0 001X0 001 | 9008790085451 |  | 393 | ICD | 1
ROEP0000000002 | PhiCap 440-D-5 | ROEP0000000002 | PhiCap 440-D-5 | 70 | cerere oferta | N | 1 | 0 | 1 | 1 | KG | 0 001X0 001X0 001 | 9008790105562 |  | 393 | ICD | 1
ROEP0000000003 | PhiCap 440-D-6,3 | ROEP0000000003 | PhiCap 440-D-6,3 | 70 | cerere oferta | N | 1 | 0 | 1 | 1 | KG | 0 001X0 001X0 001 | 9008790105579 |  | 393 | ICD | 1
ROEP000004 | PhiCap 440-D-7,5 | ROEP000004 | PhiCap 440-D-7,5 | 70 | cerere oferta | N | 1 | 0 | 1 | 1 | KG | 0 001X0 001X0 001 | 9008790085475 |  | 393 | ICD | 1
ROALF000000034 | PhiCap 480-D-2,5 | ROALF000000034 | PhiCap 480-D-2,5 | 70 | cerere oferta | N | 1 | 0 | 1 | 1 | KG | 0 001X0 001X0 001 | 9008790318610 |  | 393 | ICD | 1
ROALF000000037 | PHICAP 525-D-25 | ROALF000000037 | PHICAP 525-D-25 | 735 | cerere oferta | N | 1 | 0 | 1 | 1 | KG | 0 001X0 001X0 001 | 9008790380006 |  | 393 | ICD | 1
ROALF000000025 | PhiCap480-D-16.7 | ROALF000000025 | Condensator baterii compensare p'7% | 70 | cerere oferta | N | 1 | 0 | 1 | 1.9 | KG | 0 001X0 001X0 001 | 9008790133947 |  | 393 | ICD | 1
133105 | PHZ-A-COMP | 133105 | PHZ-A-COMP | 106 | cerere oferta | N | 1 | 0 | 1 | 0.309 | KG | 84X35X72 | 4015081299683 |  | 278 | PDC | 1
138574 | PHZ-E10/30-GS | 138574 | semi-cylinder, keyed alike | 106 | cerere oferta | N | 1 | 0 | 10 | 0.118 | KG | 0,04X0,012X0,033 | 4015081353538 | x | 278 | PDC | 1
138575 | PHZ-E10/30-VS | 138575 | semi-cylinder, keyed different | 100 | cerere oferta | N | 1 | 0 | 10 | 0.118 | KG | 0,04X0,012X0,033 | 4015081353545 |  | 278 | PDC | 1
121721 | PKE12 | 121721 | PKE12 basic device | 33 | cerere oferta | N | 1 | 2.5 | 1 | 0.33 | KG | 101X45X102 5 | 4015081195312 |  | 718 | ICD | 1
121731 | PKE12/XTU-1,2 | 121731 | PKE12 + trip block Standard 0.3-1.2A | 33 | cerere oferta | N | 1 | 2.5 | 1 | 0.42 | KG | 101X45X102 5 | 4015081195411 |  | 718 | ICD | 1
121733 | PKE12/XTU-12 | 121733 | PKE12 + trip block Standard 3-12A | 33 | cerere oferta | N | 1 | 2.5 | 1 | 0.42 | KG | 101X45X102 5 | 4015081195435 |  | 718 | ICD | 1
121732 | PKE12/XTU-4 | 121732 | PKE12 + trip block Standard 1-4A | 33 | cerere oferta | N | 1 | 2.5 | 1 | 0.42 | KG | 101X45X102 5 | 4015081195428 |  | 718 | ICD | 1
121722 | PKE32 | 121722 | PKE32 basic device | 33 | cerere oferta | N | 1 | 2.5 | 1 | 0.346 | KG | 101X45X102 5 | 4015081195329 |  | 718 | ICD | 1
121734 | PKE32/XTU-32 | 121734 | PKE32 + trip block Standard 8-32A | 33 | cerere oferta | N | 1 | 2.5 | 1 | 0.436 | KG | 101X45X102 5 | 4015081195442 |  | 718 | ICD | 1
134837 | PKE32-XMB | 134837 | PKE12/32 fixing bracket | 33 | cerere oferta | N | 20 | 0 | 1 | 0.001 | KG | 0 01X0 02X0 004 | 4015081316892 |  | 718 | ICD | 1
138258 | PKE65 | 138258 | PKE 65 basic device | 33 | cerere oferta | N | 1 | 3.2 | 1 | 1.231 | KG | 187X55X162 | 4015081350384 |  | 718 | ICD | 1
138516 | PKE65/XTU-65 | 138516 | PKE65 + trip block Standard 16-65A | 33 | cerere oferta | N | 1 | 3.2 | 1 | 1.469 | KG | 187X55X162 | 4015081352951 |  | 718 | ICD | 1
138517 | PKE65/XTUW-32 | 138517 | PKE65 + trip block Standard 8-32A | 33 | cerere oferta | N | 1 | 3.2 | 1 | 1.427 | KG | 187X55X162 | 4015081352968 |  | 718 | ICD | 1
126895 | PKE-SWD-32 | 126895 | Function element, MSC-DEA / XTSEA | 33 | cerere oferta | N | 4 | 3 | 1 | 0.043 | KG | 81X54X39 | 4015081244751 |  | 706 | ICD | 1
150614 | PKE-SWD-SP | 150614 | Function element, PKE / XTPE | 33 | cerere oferta | N | 1 | 2.5 | 1 | 0.028 | KG | 71X45X46 8 | 4015081468669 |  | 706 | ICD | 1
142416 | PKE-XH | 142416 | Door coupling handle | 33 | cerere oferta | N | 1 | 3.7 | 1 | 0.16 | KG | 235X64X66 | 4015081391424 |  | 718 | ICD | 1
142418 | PKE-XH-MCC | 142418 | Door coupl.handle f. MCC-V. 90° | 33 | cerere oferta | N | 1 | 3.7 | 1 | 0.16 | KG | 235X64X66 | 4015081391448 |  | 718 | ICD | 1
142417 | PKE-XRH | 142417 | Door coupl.handle +Emer.func. | 33 | cerere oferta | N | 1 | 3.7 | 1 | 0.16 | KG | 235X64X66 | 4015081391431 |  | 718 | ICD | 1
142419 | PKE-XRH-MCC | 142419 | Door coupl.handle +Emer.func. MCC 90° | 33 | cerere oferta | N | 1 | 3.7 | 1 | 0.16 | KG | 235X64X66 | 4015081391455 |  | 718 | ICD | 1
121723 | PKE-XTU-1,2 | 121723 | Trip block Standard 0.3-1.2A | 33 | cerere oferta | N | 1 | 2.5 | 1 | 0.09 | KG | 41 6X45X64 2 | 4015081195336 |  | 718 | ICD | 1
121725 | PKE-XTU-12 | 121725 | Trip block Standard 3-12A | 33 | cerere oferta | N | 1 | 2.5 | 1 | 0.086 | KG | 41 6X45X64 2 | 4015081195350 |  | 718 | ICD | 1
121726 | PKE-XTU-32 | 121726 | Trip block Standard 8-32A | 33 | cerere oferta | N | 1 | 2.5 | 1 | 0.09 | KG | 41 6X45X64 2 | 4015081195367 |  | 718 | ICD | 1
121724 | PKE-XTU-4 | 121724 | Trip block Standard 1-4A | 33 | cerere oferta | N | 1 | 2.5 | 1 | 0.086 | KG | 41 6X45X64 2 | 4015081195343 |  | 718 | ICD | 1
138259 | PKE-XTU-65 | 138259 | Trip block Standard 16-65A | 33 | cerere oferta | N | 1 | 3.2 | 1 | 0.238 | KG | 84 4X55X69 9 | 4015081350391 |  | 718 | ICD | 1
121727 | PKE-XTUA-1,2 | 121727 | Trip block Advanced 0.3-1.2A | 33 | cerere oferta | N | 1 | 2.5 | 1 | 0.09 | KG | 41 6X45X64 2 | 4015081195374 |  | 718 | ICD | 1
121729 | PKE-XTUA-12 | 121729 | Trip block Advanced 3-12A | 33 | cerere oferta | N | 1 | 2.5 | 1 | 0.086 | KG | 41 6X45X64 2 | 4015081195398 |  | 718 | ICD | 1
121730 | PKE-XTUA-32 | 121730 | Trip block Advanced 8-32A | 33 | cerere oferta | N | 1 | 2.5 | 1 | 0.09 | KG | 41 6X45X64 2 | 4015081195404 |  | 718 | ICD | 1
121728 | PKE-XTUA-4 | 121728 | Trip block Advanced 1-4A | 33 | cerere oferta | N | 1 | 2.5 | 1 | 0.086 | KG | 41 6X45X64 2 | 4015081195381 |  | 718 | ICD | 1
138260 | PKE-XTUA-65 | 138260 | Trip block Advanced 16-65A | 33 | cerere oferta | N | 1 | 3.2 | 1 | 0.238 | KG | 84 4X55X69 9 | 4015081350407 |  | 718 | ICD | 1
153164 | PKE-XTUCP-36 | 153164 | Trip block System protection 15-36A | 33 | cerere oferta | N | 1 | 2.5 | 1 | 0.09 | KG | 41 6X45X64 2 | 4015081498918 |  | 718 | ICD | 1
168798 | PKE-XTUCP-65 | 168798 | PKE-XTUCP-65 | 33 | cerere oferta | N | 1 |  | 1 | 0.238 | KG |  | 4015081652891 |  | 718 | IAB | 1
138261 | PKE-XTUW-32 | 138261 | Trip block W Standard 8-32A | 33 | cerere oferta | N | 1 | 3.2 | 1 | 0.196 | KG | 84 4X55X69 9 | 4015081350414 |  | 718 | ICD | 1
138262 | PKE-XTUWA-32 | 138262 | Trip block W Advanced 8-32A | 33 | cerere oferta | N | 1 | 3.2 | 1 | 0.196 | KG | 84 4X55X69 9 | 4015081350421 |  | 718 | ICD | 1
72720 | PKM0-0,16 | 72720 | Intrerupator protectie motor tip PKM0-nu | 33 | cerere oferta | S | 1 | 2.5 | 1 | 0.245 | KG | 76X45X93 | 4015080727200 |  | 701 | ICD | 1
72721 | PKM0-0,25 | 72721 | Intrerupator protectie motor tip PKM0-nu | 33 | cerere oferta | S | 1 | 2.5 | 1 | 0.244 | KG | 76X45X93 | 4015080727217 |  | 701 | ICD | 1
72722 | PKM0-0,4 | 72722 | Intrerupator protectie motor tip PKM0-nu | 33 | cerere oferta | S | 1 | 2.5 | 1 | 0.246 | KG | 76X45X93 | 4015080727224 |  | 701 | ICD | 1
72723 | PKM0-0,63 | 72723 | Intrerupator protectie motor tip PKM0-nu | 33 | cerere oferta | S | 1 | 2.5 | 1 | 0.25 | KG | 76X45X93 | 4015080727231 |  | 701 | ICD | 1
72724 | PKM0-1 | 72724 | Intrerupator protectie motor tip PKM0-nu | 33 | cerere oferta | S | 1 | 2.5 | 1 | 0.249 | KG | 76X45X93 | 4015080727248 |  | 701 | ICD | 1
72725 | PKM0-1,6 | 72725 | Intrerupator protectie motor tip PKM0-nu | 33 | cerere oferta | S | 1 | 2.5 | 1 | 0.288 | KG | 76X45X93 | 4015080727255 |  | 701 | ICD | 1
72729 | PKM0-10 | 72729 | Intrerupator protectie motor tip PKM0-nu | 33 | cerere oferta | S | 1 | 2.5 | 1 | 0.288 | KG | 76X45X93 | 4015080727293 |  | 701 | ICD | 1
278490 | PKM0-12 | 278490 | Intrerupator protectie motor tip PKM0-nu | 33 | cerere oferta | S | 1 | 2.5 | 1 | 0.288 | KG | 76X45X93 | 4015082784904 |  | 701 | ICD | 1
44502 | PKM0-16 | 44502 | Intrerupator protectie motor tip PKM0-nu | 33 | cerere oferta | S | 1 | 2.5 | 1 | 0.288 | KG | 76X45X93 | 4015080445029 |  | 701 | ICD | 1
72726 | PKM0-2,5 | 72726 | Intrerupator protectie motor tip PKM0-nu | 33 | cerere oferta | S | 1 | 2.5 | 1 | 0.287 | KG | 76X45X93 | 4015080727262 |  | 701 | ICD | 1
203594 | PKM0-20 | 203594 | Intrerupator protectie motor tip PKM0-nu | 33 | cerere oferta | S | 1 | 2.5 | 1 | 0.294 | KG | 76X45X93 | 4015082035945 |  | 701 | ICD | 1
44503 | PKM0-25 | 44503 | Intrerupator protectie motor tip PKM0-nu | 33 | cerere oferta | S | 1 | 2.5 | 1 | 0.293 | KG | 76X45X93 | 4015080445036 |  | 701 | ICD | 1
278491 | PKM0-32 | 278491 | Intrerupator protectie motor tip PKM0-nu | 33 | cerere oferta | S | 1 | 2.5 | 1 | 0.29 | KG | 76X45X93 | 4015082784911 |  | 701 | ICD | 1
72727 | PKM0-4 | 72727 | Intrerupator protectie motor tip PKM0-nu | 33 | cerere oferta | S | 1 | 2.5 | 1 | 0.287 | KG | 76X45X93 | 4015080727279 |  | 701 | ICD | 1
72728 | PKM0-6,3 | 72728 | Intrerupator protectie motor tip PKM0-nu | 33 | cerere oferta | S | 1 | 2.5 | 1 | 0.289 | KG | 76X45X93 | 4015080727286 |  | 701 | ICD | 1
111581 | PKP42-10/2/B/003 | 111581 | RCBO Combined RCD/MCB Device | 79 | cerere oferta | N | 1 | 2.2 | 60 | 0.25 | KG | 86X37X75 | 4015081111411 |  | 658 | PDC | 1
111607 | PKP42-10/2/C/003 | 111607 | RCBO Combined RCD/MCB Device | 79 | cerere oferta | N | 1 | 2.2 | 60 | 0.25 | KG | 86X37X75 | 4015081111671 |  | 658 | PDC | 1
111582 | PKP42-13/2/B/003 | 111582 | RCBO Combined RCD/MCB Device | 79 | cerere oferta | N | 1 | 2.2 | 60 | 0.25 | KG | 86X37X75 | 4015081111428 |  | 658 | PDC | 1
111608 | PKP42-13/2/C/003 | 111608 | RCBO Combined RCD/MCB Device | 79 | cerere oferta | N | 1 | 2.2 | 60 | 0.25 | KG | 86X37X75 | 4015081111688 |  | 658 | PDC | 1
111583 | PKP42-16/2/B/003 | 111583 | RCBO Combined RCD/MCB Device | 79 | cerere oferta | N | 1 | 2.2 | 60 | 0.25 | KG | 86X37X75 | 4015081111435 |  | 658 | PDC | 1
111609 | PKP42-16/2/C/003 | 111609 | RCBO Combined RCD/MCB Device | 79 | cerere oferta | N | 1 | 2.2 | 60 | 0.25 | KG | 86X37X75 | 4015081111695 |  | 658 | PDC | 1
111584 | PKP42-20/2/B/003 | 111584 | RCBO Combined RCD/MCB Device | 79 | cerere oferta | N | 1 | 2.2 | 60 | 0.25 | KG | 86X37X75 | 4015081111442 |  | 658 | PDC | 1
111610 | PKP42-20/2/C/003 | 111610 | RCBO Combined RCD/MCB Device | 79 | cerere oferta | N | 1 | 2.2 | 60 | 0.25 | KG | 86X37X75 | 4015081111701 |  | 658 | PDC | 1
111585 | PKP42-25/2/B/003 | 111585 | RCBO Combined RCD/MCB Device | 79 | cerere oferta | N | 1 | 2.2 | 60 | 0.25 | KG | 86X37X75 | 4015081111459 |  | 658 | PDC | 1
111611 | PKP42-25/2/C/003 | 111611 | RCBO Combined RCD/MCB Device | 79 | cerere oferta | N | 1 | 2.2 | 60 | 0.25 | KG | 86X37X75 | 4015081111718 |  | 658 | PDC | 1
111586 | PKP42-32/2/B/003 | 111586 | RCBO Combined RCD/MCB Device | 79 | cerere oferta | N | 1 | 2.2 | 60 | 0.25 | KG | 86X37X75 | 4015081111466 |  | 658 | PDC | 1
111612 | PKP42-32/2/C/003 | 111612 | RCBO Combined RCD/MCB Device | 79 | cerere oferta | N | 1 | 2.2 | 60 | 0.25 | KG | 86X37X75 | 4015081111725 |  | 658 | PDC | 1
111587 | PKP42-40/2/B/003 | 111587 | RCBO Combined RCD/MCB Device | 79 | cerere oferta | N | 1 | 2.2 | 60 | 0.25 | KG | 86X37X75 | 4015081111473 |  | 658 | PDC | 1
111613 | PKP42-40/2/C/003 | 111613 | RCBO Combined RCD/MCB Device | 79 | cerere oferta | N | 1 | 2.2 | 60 | 0.25 | KG | 86X37X75 | 4015081111732 |  | 658 | PDC | 1
111606 | PKP42-6/2/C/003 | 111606 | RCBO Combined RCD/MCB Device | 79 | cerere oferta | N | 1 | 2.2 | 60 | 0.25 | KG | 86X37X75 | 4015081111664 |  | 658 | PDC | 1
111615 | PKP62-10/2/C/003 | 111615 | RCBO Combined RCD/MCB Device | 79 | cerere oferta | N | 1 | 2.2 | 60 | 0.25 | KG | 86X37X75 | 4015081111756 |  | 658 | PDC | 1
111617 | PKP62-16/2/C/003 | 111617 | RCBO Combined RCD/MCB Device | 79 | cerere oferta | N | 1 | 2.2 | 60 | 0.25 | KG | 86X37X75 | 4015081111770 |  | 658 | PDC | 1
111618 | PKP62-20/2/C/003 | 111618 | RCBO Combined RCD/MCB Device | 79 | cerere oferta | N | 1 | 2.2 | 60 | 0.25 | KG | 86X37X75 | 4015081111787 |  | 658 | PDC | 1
111619 | PKP62-25/2/C/003 | 111619 | RCBO Combined RCD/MCB Device | 79 | cerere oferta | N | 1 | 2.2 | 60 | 0.25 | KG | 86X37X75 | 4015081111794 |  | 658 | PDC | 1
113942 | PKP62-25/2/C/003-A | 113942 | RCBO | 79 | cerere oferta | N | 1 | 2.2 | 60 | 0.25 | KG | 86X37X75 | 4015081134526 |  | 658 | PDC | 1
111620 | PKP62-32/2/C/003 | 111620 | RCBO Combined RCD/MCB Device | 79 | cerere oferta | N | 1 | 2.2 | 60 | 0.25 | KG | 86X37X75 | 4015081111800 |  | 658 | PDC | 1
111621 | PKP62-40/2/C/003 | 111621 | RCBO Combined RCD/MCB Device | 79 | cerere oferta | N | 1 | 2.2 | 60 | 0.25 | KG | 86X37X75 | 4015081111817 |  | 658 | PDC | 1
111623 | PKPM2-10/2/C/003 | 111623 | RCBO Combined RCD/MCB Device | 79 | cerere oferta | N | 1 | 2.2 | 60 | 0.25 | KG | 86X37X75 | 4015081111831 |  | 658 | PDC | 1
108109 | PKPM2-10/2/C/003-A | 108109 | RCBO Combined RCD/MCB Device | 79 | cerere oferta | N | 1 | 2.2 | 60 | 0.25 | KG | 86X37X75 | 4015081077632 |  | 658 | PDC | 1
108117 | PKPM2-10/2/C/01-A | 108117 | PKPM2-10/2/C/01-A | 79 | cerere oferta | N | 1 | 0 | 60 | 0.25 | KG | 86X37X75 | 4015081077717 |  | 658 | PDC | 1
111625 | PKPM2-16/2/C/003 | 111625 | RCBO Combined RCD/MCB Device | 79 | cerere oferta | N | 1 | 2.2 | 60 | 0.25 | KG | 86X37X75 | 4015081111855 |  | 658 | PDC | 1
108111 | PKPM2-16/2/C/003-A | 108111 | RCBO Combined RCD/MCB Device | 79 | cerere oferta | N | 1 | 2.2 | 60 | 0.25 | KG | 86X37X75 | 4015081077656 |  | 658 | PDC | 1
111643 | PKPM2-20/2/C/03-A | 111643 | RCBO Combined RCD/MCB Device | 79 | cerere oferta | N | 1 | 2.2 | 60 | 0.25 | KG | 86X37X75 | 4015081112036 |  | 658 | PDC | 1
111622 | PKPM2-6/2/C/003 | 111622 | RCBO Combined RCD/MCB Device | 79 | cerere oferta | N | 1 | 2.2 | 60 | 0.25 | KG | 86X37X75 | 4015081111824 |  | 658 | PDC | 1
106134 | PKZ0-XAH | 106134 | Plug-in extens.shaft can be cut | 33 | cerere oferta | N | 1 | 1.8 | 1 | 0.037 | KG | 178X31X31 | 4015081059041 |  | 701 | ICD | 1
106132 | PKZ0-XH | 106132 | Maneta PKZ0 | 33 | cerere oferta | S | 1 | 3.7 | 1 | 0.16 | KG | 235X64X66 | 4015081059027 |  | 701 | ICD | 1
106135 | PKZ0-XHM | 106135 | Maneta PKZ0 | 33 | cerere oferta | S | 1 | 3.7 | 1 | 0.16 | KG | 235X64X66 | 4015081059058 |  | 701 | ICD | 1
106136 | PKZ0-XH-MCC | 106136 | Maneta PKZ0 | 33 | cerere oferta | S | 1 | 3.7 | 1 | 0.16 | KG | 235X64X66 | 4015081059065 |  | 701 | ICD | 1
106133 | PKZ0-XRH | 106133 | Maneta PKZ0 | 33 | cerere oferta | S | 1 | 3.7 | 1 | 0.16 | KG | 235X64X66 | 4015081059034 |  | 701 | ICD | 1
106138 | PKZ0-XRH62 | 106138 | Maneta PKZ0 | 33 | cerere oferta | S | 1 | 3.7 | 1 | 0.16 | KG | 235X64X66 | 4015081059089 |  | 701 | ICD | 1
106137 | PKZ0-XRH-MCC | 106137 | Maneta PKZ0 | 33 | cerere oferta | S | 1 | 3.7 | 1 | 0.16 | KG | 235X64X66 | 4015081059072 |  | 701 | ICD | 1
72730 | PKZM0-0,16 | 72730 | Intrerupator protectie motor PKZM0 | 33 | cerere oferta | S | 1 | 2.5 | 1 | 0.243 | KG | 76X45X93 | 4015080727309 |  | 701 | ICD | 1
229669 | PKZM0-0,16-C | 229669 | Intrerupator protectie motor PKZM0 cleme | 33 | cerere oferta | S | 1 | 2.5 | 1 | 0.242 | KG | 76X45X93 | 4015082296698 |  | 701 | ICD | 1
229828 | PKZM0-0,16-SC | 229828 | Intrerupator protectie motor PKZM0 cleme | 33 | cerere oferta | S | 1 | 2.5 | 1 | 0.242 | KG | 76X45X93 | 4015082298289 |  | 701 | ICD | 1
88907 | PKZM0-0,16-T | 88907 | Intrerupator protectie transformator PKZ | 33 | cerere oferta | S | 1 | 2.5 | 1 | 0.246 | KG | 76X45X93 | 4015080889076 |  | 701 | ICD | 1
72731 | PKZM0-0,25 | 72731 | Intrerupator protectie motor PKZM0 | 33 | cerere oferta | S | 1 | 2.5 | 1 | 0.243 | KG | 76X45X93 | 4015080727316 |  | 701 | ICD | 1
229670 | PKZM0-0,25-C | 229670 | Intrerupator protectie motor PKZM0 cleme | 33 | cerere oferta | S | 1 | 2.5 | 1 | 0.242 | KG | 76X45X93 | 4015082296704 |  | 701 | ICD | 1
229829 | PKZM0-0,25-SC | 229829 | Intrerupator protectie motor PKZM0 cleme | 33 | cerere oferta | S | 1 | 2.5 | 1 | 0.244 | KG | 76X45X93 | 4015082298296 |  | 701 | ICD | 1
88908 | PKZM0-0,25-T | 88908 | Intrerupator protectie transformator PKZ | 33 | cerere oferta | S | 1 | 2.5 | 1 | 0.246 | KG | 76X45X93 | 4015080889083 |  | 701 | ICD | 1
72732 | PKZM0-0,4 | 72732 | Intrerupator protectie motor PKZM0 | 33 | cerere oferta | S | 1 | 2.5 | 1 | 0.243 | KG | 76X45X93 | 4015080727323 |  | 701 | ICD | 1
229671 | PKZM0-0,4-C | 229671 | Intrerupator protectie motor PKZM0 cleme | 33 | cerere oferta | S | 1 | 2.5 | 1 | 0.241 | KG | 76X45X93 | 4015082296711 |  | 701 | ICD | 1
202740 | PKZM0-0,4-GVP2 | 202740 | Intrerupator protectie motor PKZM0 | 33 | cerere oferta | S | 27 | 2.5 | 1 | 0.243 | KG | 76X45X93 | 4015082027407 |  | 701 | ICD | 1
229830 | PKZM0-0,4-SC | 229830 | Intrerupator protectie motor PKZM0 cleme | 33 | cerere oferta | S | 1 | 2.5 | 1 | 0.244 | KG | 76X45X93 | 4015082298302 |  | 701 | ICD | 1
88909 | PKZM0-0,4-T | 88909 | Intrerupator protectie transformator PKZ | 33 | cerere oferta | S | 1 | 2.5 | 1 | 0.249 | KG | 76X45X93 | 4015080889090 |  | 701 | ICD | 1
72733 | PKZM0-0,63 | 72733 | Intrerupator protectie motor PKZM0 | 33 | cerere oferta | S | 1 | 2.5 | 1 | 0.246 | KG | 76X45X93 | 4015080727330 |  | 701 | ICD | 1
39431 | PKZM0-0,63/NHI11 | 39431 | Intrerupator protectie motor PKZM0 | 33 | cerere oferta | S | 1 | 3 | 1 | 0.286 | KG | 76X54X93 | 4015080394310 |  | 701 | ICD | 1
229672 | PKZM0-0,63-C | 229672 | Intrerupator protectie motor PKZM0 cleme | 33 | cerere oferta | S | 1 | 2.5 | 1 | 0.244 | KG | 76X45X93 | 4015082296728 |  | 701 | ICD | 1
202741 | PKZM0-0,63-GVP2 | 202741 | Intrerupator protectie motor PKZM0 | 33 | cerere oferta | S | 27 | 2.5 | 1 | 0.246 | KG | 76X45X93 | 4015082027414 |  | 701 | ICD | 1
229831 | PKZM0-0,63-SC | 229831 | Intrerupator protectie motor PKZM0 cleme | 33 | cerere oferta | S | 1 | 2.5 | 1 | 0.244 | KG | 76X45X93 | 4015082298319 |  | 701 | ICD | 1
88910 | PKZM0-0,63-T | 88910 | Intrerupator protectie transformator PKZ | 33 | cerere oferta | S | 1 | 2.5 | 1 | 0.248 | KG | 76X45X93 | 4015080889106 |  | 701 | ICD | 1
72734 | PKZM0-1 | 72734 | Intrerupator protectie motor PKZM0 | 33 | cerere oferta | S | 1 | 2.5 | 1 | 0.247 | KG | 76X45X93 | 4015080727347 |  | 701 | ICD | 1
72735 | PKZM0-1,6 | 72735 | Intrerupator protectie motor PKZM0 | 33 | cerere oferta | S | 1 | 2.5 | 1 | 0.28 | KG | 76X45X93 | 4015080727354 |  | 701 | ICD | 1
39428 | PKZM0-1,6/NHI11 | 39428 | Intrerupator protectie motor PKZM0 | 33 | cerere oferta | S | 1 | 3 | 1 | 0.323 | KG | 76X54X93 | 4015080394280 |  | 701 | ICD | 1
229674 | PKZM0-1,6-C | 229674 | Intrerupator protectie motor PKZM0 cleme | 33 | cerere oferta | S | 1 | 2.5 | 1 | 0.278 | KG | 76X45X93 | 4015082296742 |  | 701 | ICD | 1
202742 | PKZM0-1,6-GVP2 | 202742 | Intrerupator protectie motor PKZM0 | 33 | cerere oferta | S | 27 | 2.5 | 1 | 0.28 | KG | 76X45X93 | 4015082027421 |  | 701 | ICD | 1
229833 | PKZM0-1,6-SC | 229833 | Intrerupator protectie motor PKZM0 cleme | 33 | cerere oferta | S | 1 | 2.5 | 1 | 0.281 | KG | 76X45X93 | 4015082298333 |  | 701 | ICD | 1
88912 | PKZM0-1,6-T | 88912 | Intrerupator protectie transformator PKZ | 33 | cerere oferta | S | 1 | 2.5 | 1 | 0.283 | KG | 76X45X93 | 4015080889120 |  | 701 | ICD | 1
39429 | PKZM0-1/NHI11 | 39429 | Intrerupator protectie motor PKZM0 | 33 | cerere oferta | S | 1 | 3 | 1 | 0.288 | KG | 76X54X93 | 4015080394297 |  | 701 | ICD | 1
72739 | PKZM0-10 | 72739 | Intrerupator protectie motor PKZM0 | 33 | cerere oferta | S | 1 | 2.5 | 1 | 0.295 | KG | 76X45X93 | 4015080727392 |  | 701 | ICD | 1
278475 | PKZM01-0,16 | 278475 | Intrerupator protectie motor | 35 | cerere oferta | S | 1 | 2.5 | 1 | 0.253 | KG | 93X45X90 | 4015082784751 |  | 701 | ICD | 1
286068 | PKZM01-0,16-G | 286068 | Intrerupator protectie motor | 35 | cerere oferta | S | 1 | 6.5 | 1 | 0.558 | KG | 158X117X80 | 4015082860684 |  | 701 | ICD | 1
278476 | PKZM01-0,25 | 278476 | Intrerupator protectie motor | 35 | cerere oferta | S | 1 | 2.5 | 1 | 0.252 | KG | 93X45X90 | 4015082784768 |  | 701 | ICD | 1
286069 | PKZM01-0,25-G | 286069 | Intrerupator protectie motor | 35 | cerere oferta | S | 1 | 6.5 | 1 | 0.557 | KG | 158X117X80 | 4015082860691 |  | 701 | ICD | 1
278477 | PKZM01-0,4 | 278477 | Intrerupator protectie motor | 35 | cerere oferta | S | 1 | 2.5 | 1 | 0.259 | KG | 93X45X90 | 4015082784775 |  | 701 | ICD | 1
286080 | PKZM01-0,4-G | 286080 | Intrerupator protectie motor | 35 | cerere oferta | S | 1 | 6.5 | 1 | 0.564 | KG | 158X117X80 | 4015082860806 |  | 701 | ICD | 1
278478 | PKZM01-0,63 | 278478 | Intrerupator protectie motor | 35 | cerere oferta | S | 1 | 2.5 | 1 | 0.263 | KG | 93X45X90 | 4015082784782 |  | 701 | ICD | 1
286081 | PKZM01-0,63-G | 286081 | Intrerupator protectie motor | 35 | cerere oferta | S | 1 | 6.5 | 1 | 0.568 | KG | 158X117X80 | 4015082860813 |  | 701 | ICD | 1
39424 | PKZM0-10/NHI11 | 39424 | Intrerupator protectie motor PKZM0 | 33 | cerere oferta | S | 1 | 3 | 1 | 0.332 | KG | 76X54X93 | 4015080394242 |  | 701 | ICD | 1
229678 | PKZM0-10-C | 229678 | Intrerupator protectie motor PKZM0 cleme | 33 | cerere oferta | S | 1 | 2.5 | 1 | 0.291 | KG | 76X45X93 | 4015082296780 |  | 701 | ICD | 1
202744 | PKZM0-10-GVP2 | 202744 | Intrerupator protectie motor PKZM0 | 33 | cerere oferta | S | 27 | 2.5 | 1 | 0.295 | KG | 76X45X93 | 4015082027445 |  | 701 | ICD | 1
229837 | PKZM0-10-SC | 229837 | Intrerupator protectie motor PKZM0 cleme | 33 | cerere oferta | S | 1 | 2.5 | 1 | 0.294 | KG | 76X45X93 | 4015082298371 |  | 701 | ICD | 1
88916 | PKZM0-10-T | 88916 | Intrerupator protectie transformator PKZ | 33 | cerere oferta | S | 1 | 2.5 | 1 | 0.291 | KG | 76X45X93 | 4015080889168 |  | 701 | ICD | 1
278479 | PKZM01-1 | 278479 | Intrerupator protectie motor | 35 | cerere oferta | S | 1 | 2.5 | 1 | 0.261 | KG | 93X45X90 | 4015082784799 |  | 701 | ICD | 1
278480 | PKZM01-1,6 | 278480 | Intrerupator protectie motor | 35 | cerere oferta | S | 1 | 2.5 | 1 | 0.292 | KG | 93X45X90 | 4015082784805 |  | 701 | ICD | 1
286083 | PKZM01-1,6-G | 286083 | Intrerupator protectie motor | 35 | cerere oferta | S | 1 | 6.5 | 1 | 0.582 | KG | 158X117X80 | 4015082860837 |  | 701 | ICD | 1
278484 | PKZM01-10 | 278484 | Intrerupator protectie motor | 35 | cerere oferta | S | 1 | 2.5 | 1 | 0.304 | KG | 93X45X90 | 4015082784843 |  | 701 | ICD | 1
286087 | PKZM01-10-G | 286087 | Intrerupator protectie motor | 35 | cerere oferta | S | 1 | 6.5 | 1 | 0.594 | KG | 158X117X80 | 4015082860875 |  | 701 | ICD | 1
278485 | PKZM01-12 | 278485 | Intrerupator protectie motor | 35 | cerere oferta | S | 1 | 2.5 | 1 | 0.306 | KG | 93X45X90 | 4015082784850 |  | 701 | ICD | 1
286088 | PKZM01-12-G | 286088 | Intrerupator protectie motor | 35 | cerere oferta | S | 1 | 6.5 | 1 | 0.596 | KG | 158X117X80 | 4015082860882 |  | 701 | ICD | 1
283390 | PKZM01-16 | 283390 | Intrerupator protectie motor | 35 | cerere oferta | S | 1 | 2.5 | 1 | 0.3 | KG | 93X45X90 | 4015082833909 |  | 701 | ICD | 1
286089 | PKZM01-16-G | 286089 | Intrerupator protectie motor | 35 | cerere oferta | S | 1 | 6.5 | 1 | 0.59 | KG | 158X117X80 | 4015082860899 |  | 701 | ICD | 1
286082 | PKZM01-1-G | 286082 | Intrerupator protectie motor | 35 | cerere oferta | S | 1 | 6.5 | 1 | 0.551 | KG | 158X117X80 | 4015082860820 |  | 701 | ICD | 1
278486 | PKZM0-12 | 278486 | Intrerupator protectie motor PKZM0 | 33 | cerere oferta | S | 1 | 2.5 | 1 | 0.295 | KG | 76X45X93 | 4015082784867 |  | 701 | ICD | 1
278481 | PKZM01-2,5 | 278481 | Intrerupator protectie motor | 35 | cerere oferta | S | 1 | 2.5 | 1 | 0.293 | KG | 93X45X90 | 4015082784812 |  | 701 | ICD | 1
286084 | PKZM01-2,5-G | 286084 | Intrerupator protectie motor | 35 | cerere oferta | S | 1 | 6.5 | 1 | 0.583 | KG | 158X117X80 | 4015082860844 |  | 701 | ICD | 1
283383 | PKZM01-20 | 283383 | Intrerupator protectie motor | 35 | cerere oferta | S | 1 | 2.5 | 1 | 0.299 | KG | 93X45X90 | 4015082833831 |  | 701 | ICD | 1
288893 | PKZM01-25 | 288893 | Intrerupator protectie motor | 35 | cerere oferta | S | 1 | 2.5 | 1 | 0.299 | KG | 93X45X90 | 4015082888930 |  | 701 | ICD | 1
278488 | PKZM0-12-C | 278488 | Intrerupator protectie motor PKZM0 cleme | 33 | cerere oferta | S | 1 | 2.5 | 1 | 0.283 | KG | 76X45X93 | 4015082784881 |  | 701 | ICD | 1
278487 | PKZM0-12-SC | 278487 | Intrerupator protectie motor PKZM0 cleme | 33 | cerere oferta | S | 1 | 2.5 | 1 | 0.291 | KG | 76X45X93 | 4015082784874 |  | 701 | ICD | 1
278492 | PKZM0-12-T | 278492 | Intrerupator protectie transformator PKZ | 33 | cerere oferta | S | 1 | 2.5 | 1 | 0.29 | KG | 76X45X93 | 4015082784928 |  | 701 | ICD | 1
278482 | PKZM01-4 | 278482 | Intrerupator protectie motor | 35 | cerere oferta | S | 1 | 2.5 | 1 | 0.293 | KG | 93X45X90 | 4015082784829 |  | 701 | ICD | 1
286085 | PKZM01-4-G | 286085 | Intrerupator protectie motor | 35 | cerere oferta | S | 1 | 6.5 | 1 | 0.583 | KG | 158X117X80 | 4015082860851 |  | 701 | ICD | 1
46938 | PKZM0-16 | 46938 | Intrerupator protectie motor PKZM0 | 33 | cerere oferta | S | 1 | 2.5 | 1 | 0.292 | KG | 76X45X93 | 4015080469384 |  | 701 | ICD | 1
278483 | PKZM01-6,3 | 278483 | Intrerupator protectie motor | 35 | cerere oferta | S | 1 | 2.5 | 1 | 0.3 | KG | 93X45X90 | 4015082784836 |  | 701 | ICD | 1
286086 | PKZM01-6,3-G | 286086 | Intrerupator protectie motor | 35 | cerere oferta | S | 1 | 6.5 | 1 | 0.59 | KG | 158X117X80 | 4015082860868 |  | 701 | ICD | 1
39423 | PKZM0-16/NHI11 | 39423 | Intrerupator protectie motor PKZM0 | 33 | cerere oferta | S | 1 | 3 | 1 | 0.329 | KG | 76X54X93 | 4015080394235 |  | 701 | ICD | 1
229679 | PKZM0-16-C | 229679 | Intrerupator protectie motor PKZM0 cleme | 33 | cerere oferta | S | 1 | 2.5 | 1 | 0.288 | KG | 76X45X93 | 4015082296797 |  | 701 | ICD | 1
202745 | PKZM0-16-GVP2 | 202745 | Intrerupator protectie motor PKZM0 | 33 | cerere oferta | S | 27 | 2.5 | 1 | 0.292 | KG | 76X45X93 | 4015082027452 |  | 701 | ICD | 1
229838 | PKZM0-16-SC | 229838 | Intrerupator protectie motor PKZM0 cleme | 33 | cerere oferta | S | 1 | 2.5 | 1 | 0.29 | KG | 76X45X93 | 4015082298388 |  | 701 | ICD | 1
88917 | PKZM0-16-T | 88917 | Intrerupator protectie transformator PKZ | 33 | cerere oferta | S | 1 | 2.5 | 1 | 0.294 | KG | 76X45X93 | 4015080889175 |  | 701 | ICD | 1
229673 | PKZM0-1-C | 229673 | Mot-prot.circuit-br.+tension spring | 33 | cerere oferta | S | 1 | 2.5 | 1 | 0.245 | KG | 76X45X93 | 4015082296735 |  | 701 | ICD | 1
202743 | PKZM0-1-GVP2 | 202743 | Motor-protective circuit-breaker PKZM0 | 33 | cerere oferta | S | 27 | 2.5 | 1 | 0.247 | KG | 76X45X93 | 4015082027438 |  | 701 | ICD | 1
229832 | PKZM0-1-SC | 229832 | Intrerupator protectie motor PKZM0 cleme | 33 | cerere oferta | S | 1 | 2.5 | 1 | 0.243 | KG | 76X45X93 | 4015082298326 |  | 701 | ICD | 1
88911 | PKZM0-1-T | 88911 | Intrerupator protectie transformator PKZ | 33 | cerere oferta | S | 1 | 2.5 | 1 | 0.245 | KG | 76X45X93 | 4015080889113 |  | 701 | ICD | 1
72736 | PKZM0-2,5 | 72736 | Intrerupator protectie motor PKZM0 | 33 | cerere oferta | S | 1 | 2.5 | 1 | 0.287 | KG | 76X45X93 | 4015080727361 |  | 701 | ICD | 1
39427 | PKZM0-2,5/NHI11 | 39427 | Intrerupator protectie motor PKZM0 | 33 | cerere oferta | S | 1 | 3 | 1 | 0.326 | KG | 76X54X93 | 4015080394273 |  | 701 | ICD | 1
229675 | PKZM0-2,5-C | 229675 | Intrerupator protectie motor PKZM0 cleme | 33 | cerere oferta | S | 1 | 2.5 | 1 | 0.283 | KG | 76X45X93 | 4015082296759 |  | 701 | ICD | 1
202746 | PKZM0-2,5-GVP2 | 202746 | Motor-protective circuit-breaker PKZM0 | 33 | cerere oferta | S | 27 | 2.5 | 1 | 0.287 | KG | 76X45X93 | 4015082027469 |  | 701 | ICD | 1
229834 | PKZM0-2,5-SC | 229834 | Intrerupator protectie motor PKZM0 cleme | 33 | cerere oferta | S | 1 | 2.5 | 1 | 0.286 | KG | 76X45X93 | 4015082298340 |  | 701 | ICD | 1
88913 | PKZM0-2,5-T | 88913 | Intrerupator protectie transformator PKZ | 33 | cerere oferta | S | 1 | 2.5 | 1 | 0.282 | KG | 76X45X93 | 4015080889137 |  | 701 | ICD | 1
46988 | PKZM0-20 | 46988 | Intrerupator protectie motor PKZM0 | 33 | cerere oferta | S | 1 | 2.5 | 1 | 0.296 | KG | 76X45X93 | 4015080469889 |  | 701 | ICD | 1
39422 | PKZM0-20/NHI11 | 39422 | Intrerupator protectie motor PKZM0 | 33 | cerere oferta | S | 1 | 3 | 1 | 0.336 | KG | 76X54X93 | 4015080394228 |  | 701 | ICD | 1
202747 | PKZM0-20-GVP2 | 202747 | Intrerupator protectie motor PKZM0 | 33 | cerere oferta | S | 27 | 2.5 | 1 | 0.296 | KG | 76X45X93 | 4015082027476 |  | 701 | ICD | 1
88918 | PKZM0-20-T | 88918 | Intrerupator protectie transformator PKZ | 33 | cerere oferta | S | 1 | 2.5 | 1 | 0.294 | KG | 76X45X93 | 4015080889182 |  | 701 | ICD | 1
46989 | PKZM0-25 | 46989 | MOTOR PROTECTION,START.PKZM0 | 33 | cerere oferta | S | 1 | 2.5 | 1 | 0.294 | KG | 76X45X93 | 4015080469896 |  | 701 | ICD | 1
39430 | PKZM0-25/NHI11 | 39430 | Intrerupator protectie motor PKZM0 | 33 | cerere oferta | S | 1 | 3 | 1 | 0.333 | KG | 76X54X93 | 4015080394303 |  | 701 | ICD | 1
278493 | PKZM0-25-T | 278493 | Intrerupator protectie transformator PKZ | 33 | cerere oferta | S | 1 | 2.5 | 1 | 0.291 | KG | 76X45X93 | 4015082784935 |  | 701 | ICD | 1
278489 | PKZM0-32 | 278489 | Intrerupator protectie motor PKZM0 | 33 | cerere oferta | S | 1 | 2.5 | 1 | 0.288 | KG | 76X45X93 | 4015082784898 |  | 701 | ICD | 1
72737 | PKZM0-4 | 72737 | Intrerupator protectie motor PKZM0 | 33 | cerere oferta | S | 1 | 2.5 | 1 | 0.284 | KG | 76X45X93 | 4015080727378 |  | 701 | ICD | 1
39426 | PKZM0-4/NHI11 | 39426 | Intrerupator protectie motor PKZM0 | 33 | cerere oferta | S | 1 | 3 | 1 | 0.323 | KG | 76X54X93 | 4015080394266 |  | 701 | ICD | 1
229676 | PKZM0-4-C | 229676 | Intrerupator protectie motor PKZM0 cleme | 33 | cerere oferta | S | 1 | 2.5 | 1 | 0.287 | KG | 76X45X93 | 4015082296766 |  | 701 | ICD | 1
202749 | PKZM0-4-GVP2 | 202749 | Intrerupator protectie motor PKZM0 | 33 | cerere oferta | S | 27 | 2.5 | 1 | 0.284 | KG | 76X45X93 | 4015082027490 |  | 701 | ICD | 1
229835 | PKZM0-4-SC | 229835 | Intrerupator protectie motor PKZM0 cleme | 33 | cerere oferta | S | 1 | 2.5 | 1 | 0.286 | KG | 76X45X93 | 4015082298357 |  | 701 | ICD | 1
88914 | PKZM0-4-T | 88914 | TRANSF. PROTECTION PKZM0-..T | 33 | cerere oferta | S | 1 | 2.5 | 1 | 0.284 | KG | 76X45X93 | 4015080889144 |  | 701 | ICD | 1
72738 | PKZM0-6,3 | 72738 | Intrerupator protectie motor PKZM0 | 33 | cerere oferta | S | 1 | 2.5 | 1 | 0.29 | KG | 76X45X93 | 4015080727385 |  | 701 | ICD | 1
39425 | PKZM0-6,3/NHI11 | 39425 | Intrerupator protectie motor PKZM0 | 33 | cerere oferta | S | 1 | 3 | 1 | 0.328 | KG | 76X54X93 | 4015080394259 |  | 701 | ICD | 1
229677 | PKZM0-6,3-C | 229677 | Intrerupator protectie motor PKZM0 cleme | 33 | cerere oferta | S | 1 | 2.5 | 1 | 0.288 | KG | 76X45X93 | 4015082296773 |  | 701 | ICD | 1
202750 | PKZM0-6,3-GVP2 | 202750 | Intrerupator protectie motor PKZM0 | 33 | cerere oferta | S | 27 | 2.5 | 1 | 0.29 | KG | 76X45X93 | 4015082027506 |  | 701 | ICD | 1
229836 | PKZM0-6,3-SC | 229836 | Intrerupator protectie motor PKZM0 cleme | 33 | cerere oferta | S | 1 | 2.5 | 1 | 0.292 | KG | 76X45X93 | 4015082298364 |  | 701 | ICD | 1
88915 | PKZM0-6,3-T | 88915 | Intrerupator protectie transformator PKZ | 33 | cerere oferta | S | 1 | 2.5 | 1 | 0.293 | KG | 76X45X93 | 4015080889151 |  | 701 | ICD | 1
283132 | PKZM0-XC45 | 283132 | PLACA ADAPTOR PROFIL OMEGA | 33 | cerere oferta | S | 4 | 2.5 | 1 | 0.114 | KG | 40X45X230 | 4015082831325 |  | 701 | ICD | 1
283149 | PKZM0-XDM12 | 283149 | set cablare pornire directa 12A | 33 | cerere oferta | S | 1 | 2.5 | 1 | 0.058 | KG | 91X45X67 | 4015082831493 |  | 701 | ICD | 1
283153 | PKZM0-XDM32 | 283153 | set cablare pornire directa 32A | 33 | cerere oferta | S | 1 | 2.5 | 1 | 0.147 | KG | 230X45X40 | 4015082831530 |  | 701 | ICD | 1
105192 | PKZM0-XM12RM | 105192 | accesorii PKZM0 | 33 | cerere oferta | S | 75 | 2.5 | 1 | 0.03 | KG | 42X45X41 | 4015081049981 |  | 701 | ICD | 1
239349 | PKZM0-XM32DE | 239349 | accesorii PKZM0 | 33 | cerere oferta | S | 5 | 2 | 1 | 0.023 | KG | 67X36X41 | 4015082393496 |  | 701 | ICD | 1
239364 | PKZM0-XMR | 239364 | accesorii PKZM0 | 33 | cerere oferta | S | 10 | 2.5 | 1 | 0.01 | KG | 57X45X18 | 4015082393649 |  | 701 | ICD | 1
283185 | PKZM0-XRM12 | 283185 | set cablare modul inversor 12A | 33 | cerere oferta | S | 1 | 5 | 1 | 0.14 | KG | 95X90X67 | 4015082831851 |  | 701 | ICD | 1
283189 | PKZM0-XRM32 | 283189 | set cablare modul inversor 32A | 33 | cerere oferta | S | 1 | 5 | 1 | 0.307 | KG | 40X90X230 | 4015082831899 |  | 701 | ICD | 1
222350 | PKZM4-16 | 222350 | intrerupator protectie motor tip PKZM4 | 33 | cerere oferta | S | 1 | 3.2 | 1 | 1.136 | KG | 160X55X140 | 4015082223502 |  | 701 | ICD | 1
222352 | PKZM4-25 | 222352 | intrerupator protectie motor tip PKZM4 | 33 | cerere oferta | S | 1 | 3.2 | 1 | 1.136 | KG | 160X55X140 | 4015082223526 |  | 701 | ICD | 1
222353 | PKZM4-32 | 222353 | intrerupator protectie motor tip PKZM4 | 33 | cerere oferta | S | 1 | 3.2 | 1 | 1.136 | KG | 160X55X140 | 4015082223533 |  | 701 | ICD | 1
222354 | PKZM4-40 | 222354 | intrerupator protectie motor tip PKZM4 | 33 | cerere oferta | S | 1 | 3.2 | 1 | 1.136 | KG | 160X55X140 | 4015082223540 |  | 701 | ICD | 1
222355 | PKZM4-50 | 222355 | intrerupator protectie motor tip PKZM4 | 33 | cerere oferta | S | 1 | 3.2 | 1 | 1.136 | KG | 160X55X140 | 4015082223557 |  | 701 | ICD | 1
222394 | PKZM4-58 | 222394 | intrerupator protectie motor tip PKZM4 | 33 | cerere oferta | S | 1 | 3.2 | 1 | 1.136 | KG | 160X55X140 | 4015082223946 |  | 701 | ICD | 1
222413 | PKZM4-63 | 222413 | intrerupator protectie motor tip PKZM4 | 33 | cerere oferta | S | 1 | 3.2 | 1 | 1.136 | KG | 160X55X140 | 4015082224134 |  | 701 | ICD | 1
101054 | PKZM4-XC55/2 | 101054 | accesorii PKZM4 | 33 | cerere oferta | S | 4 | 3 | 1 | 0.154 | KG | 30X54X283 | 4015081009497 |  | 701 | ICD | 1
101053 | PKZM4-XDM65 | 101053 | accesorii PKZM4 | 33 | cerere oferta | S | 1 | 3 | 1 | 0.185 | KG | 283X54X30 | 4015081009480 |  | 701 | ICD | 1
101056 | PKZM4-XM65DE | 101056 | accesorii PKZM4 | 33 | cerere oferta | S | 5 | 3 | 1 | 0.027 | KG | 53X52X21 | 4015081009510 |  | 701 | ICD | 1
120937 | PKZ-SOL12 | 120937 | 12A DC string protective switch | 33 | cerere oferta | N | 1 | 3.4 | 1 | 0.308 | KG | 93X58X76 | 4015081187676 |  | 723 | ICD | 1
120938 | PKZ-SOL20 | 120938 | 20A DC string protective switch | 33 | cerere oferta | N | 1 | 3.4 | 1 | 0.305 | KG | 93X58X76 | 4015081187683 |  | 723 | ICD | 1
120939 | PKZ-SOL30 | 120939 | 30A DC string protective switch | 33 | cerere oferta | N | 1 | 3.4 | 1 | 0.309 | KG | 93X58X76 | 4015081187690 |  | 723 | ICD | 1
293114 | PL4-B10/1 | 293114 | PL4-B10/1 | 751 | cerere oferta | N | 12 | 1 | 120 | 0.12 | KG | 85X17,7X73 | 4015082931148 |  | 656 | PDC | 1
293132 | PL4-B10/2 | 293132 | Miniature Circuit Breaker | 751 | cerere oferta | S | 6 | 2 | 60 | 0.216 | KG | 85X35,4X73 | 4015082931322 |  | 656 | PDC | 1
293150 | PL4-B10/3 | 293150 | PL4-B10/3 | 751 | cerere oferta | N | 4 | 0 | 40 | 0.36 | KG | 85X53,1X73 | 4015082931506 |  | 656 | PDC | 1
164955 | PL4-B10/3N | 164955 | PL4-B10/3N | 751 | cerere oferta | S | 3 | 0 | 30 | 0.48 | KG | 85X70X73 | 4015081614653 |  | 656 | PDC | 1
166442 | PL4-B10/4 | 166442 | Miniature Circuit Breaker | 751 | cerere oferta | S | 3 | 4 | 30 | 0.48 | KG | 85X70X73 | 4015081629503 |  | 657 | PDC | 1
164709 | PL4-B13/1 | 164709 | Miniature Circuit Breaker | 751 | cerere oferta | S | 12 | 1 | 120 | 0.12 | KG | 85X17,5X73 | 4015081612192 |  | 658 | PDC | 1
164775 | PL4-B13/2 | 164775 | MCB | 751 | cerere oferta | S | 6 | 2 | 60 | 0.24 | KG | 85X35X73 | 4015081612857 |  | 656 | PDC | 1
164840 | PL4-B13/3 | 164840 | Miniature Circuit Breaker | 751 | cerere oferta | S | 4 | 3 | 40 | 0.36 | KG | 85X52,5X73 | 4015081613502 |  | 659 | PDC | 1
164957 | PL4-B13/3N | 164957 | Miniature Circuit Breaker | 751 | cerere oferta | S | 3 | 4 | 30 | 0.48 | KG | 85X70X73 | 4015081614677 |  | 660 | PDC | 1
166444 | PL4-B13/4 | 166444 | Miniature Circuit Breaker | 751 | cerere oferta | S | 3 | 4 | 30 | 0.48 | KG | 85X70X73 | 4015081629527 |  | 661 | PDC | 1
293115 | PL4-B16/1 | 293115 | PL4-B16/1 | 751 | cerere oferta | N | 12 | 1 | 120 | 0.12 | KG | 85X17,7X73 | 4015082931155 |  | 656 | PDC | 1
293133 | PL4-B16/2 | 293133 | Miniature Circuit Breaker | 751 | cerere oferta | S | 6 | 2 | 60 | 0.216 | KG | 85X35,4X73 | 4015082931339 |  | 656 | PDC | 1
293151 | PL4-B16/3 | 293151 | PL4-B16/3 | 751 | cerere oferta | N | 4 | 0 | 40 | 0.36 | KG | 85X53,1X73 | 4015082931513 |  | 656 | PDC | 1
164959 | PL4-B16/3N | 164959 | PL4-B16/3N | 751 | cerere oferta | S | 3 | 0 | 30 | 0.48 | KG | 85X70X73 | 4015081614691 |  | 656 | PDC | 1
166446 | PL4-B16/4 | 166446 | Miniature Circuit Breaker | 751 | cerere oferta | S | 3 | 4 | 30 | 0.48 | KG | 85X70X73 | 4015081629541 |  | 662 | PDC | 1
164713 | PL4-B2/1 | 164713 | PL4-B2/1 | 751 | cerere oferta | S | 12 | 1 | 120 | 0.12 | KG | 85X17,5X73 | 4015081612239 |  | 656 | PDC | 1
164778 | PL4-B2/2 | 164778 | Miniature Circuit Breaker | 751 | cerere oferta | S | 6 | 2 | 60 | 0.24 | KG | 85X35X73 | 4015081612888 |  | 663 | PDC | 1
164843 | PL4-B2/3 | 164843 | Miniature Circuit Breaker | 751 | cerere oferta | S | 4 | 3 | 40 | 0.36 | KG | 85X52,5X73 | 4015081613533 |  | 664 | PDC | 1
164961 | PL4-B2/3N | 164961 | Miniature Circuit Breaker | 751 | cerere oferta | S | 3 | 4 | 30 | 0.48 | KG | 85X70X73 | 4015081614714 |  | 665 | PDC | 1
166448 | PL4-B2/4 | 166448 | Miniature Circuit Breaker | 751 | cerere oferta | S | 3 | 4 | 30 | 0.48 | KG | 85X70X73 | 4015081629565 |  | 666 | PDC | 1
293116 | PL4-B20/1 | 293116 | PL4-B20/1 | 751 | cerere oferta | N | 12 | 1 | 120 | 0.12 | KG | 85X17,7X73 | 4015082931162 |  | 656 | PDC | 1
293134 | PL4-B20/2 | 293134 | Miniature Circuit Breaker | 751 | cerere oferta | S | 6 | 2 | 60 | 0.216 | KG | 85X35,4X73 | 4015082931346 |  | 656 | PDC | 1
293152 | PL4-B20/3 | 293152 | PL4-B20/3 | 751 | cerere oferta | N | 4 | 0 | 40 | 0.36 | KG | 85X53,1X73 | 4015082931520 |  | 656 | PDC | 1
164962 | PL4-B20/3N | 164962 | Miniature Circuit Breaker | 751 | cerere oferta | S | 3 | 4 | 30 | 0.48 | KG | 85X70X73 | 4015081614721 |  | 667 | PDC | 1
166449 | PL4-B20/4 | 166449 | Miniature Circuit Breaker | 751 | cerere oferta | S | 3 | 4 | 30 | 0.48 | KG | 85X70X73 | 4015081629572 |  | 668 | PDC | 1
293117 | PL4-B25/1 | 293117 | PL4-B25/1 | 751 | cerere oferta | N | 12 | 1 | 120 | 0.12 | KG | 85X17,7X73 | 4015082931179 |  | 656 | PDC | 1
293135 | PL4-B25/2 | 293135 | Miniature Circuit Breaker | 751 | cerere oferta | S | 6 | 2 | 60 | 0.216 | KG | 85X35,4X73 | 4015082931353 |  | 656 | PDC | 1
293153 | PL4-B25/3 | 293153 | PL4-B25/3 | 751 | cerere oferta | N | 4 | 0 | 40 | 0.36 | KG | 85X53,1X73 | 4015082931537 |  | 656 | PDC | 1
164963 | PL4-B25/3N | 164963 | PL4-B25/3N | 751 | cerere oferta | S | 3 | 0 | 30 | 0.48 | KG | 85X70X73 | 4015081614738 |  | 656 | PDC | 1
166450 | PL4-B25/4 | 166450 | Miniature Circuit Breaker | 751 | cerere oferta | S | 3 | 4 | 30 | 0.48 | KG | 85X70X73 | 4015081629589 |  | 669 | PDC | 1
293118 | PL4-B32/1 | 293118 | Miniature Circuit Breaker | 751 | cerere oferta | S | 12 | 1 | 120 | 0.12 | KG | 85X17,7X73 | 4015082931186 |  | 656 | PDC | 1
293136 | PL4-B32/2 | 293136 | Miniature Circuit Breaker | 751 | cerere oferta | S | 6 | 2 | 60 | 0.216 | KG | 85X35,4X73 | 4015082931360 |  | 670 | PDC | 1
293154 | PL4-B32/3 | 293154 | PL4-B32/3 | 751 | cerere oferta | N | 4 | 0 | 40 | 0.36 | KG | 85X53,1X73 | 4015082931544 |  | 656 | PDC | 1
164966 | PL4-B32/3N | 164966 | Miniature Circuit Breaker | 751 | cerere oferta | S | 3 | 4 | 30 | 0.48 | KG | 85X70X73 | 4015081614769 |  | 671 | PDC | 1
166453 | PL4-B32/4 | 166453 | Miniature Circuit Breaker | 751 | cerere oferta | S | 3 | 4 | 30 | 0.48 | KG | 85X70X73 | 4015081629619 |  | 672 | PDC | 1
164716 | PL4-B4/1 | 164716 | PL4-B4/1 | 751 | cerere oferta | S | 12 | 1 | 120 | 0.12 | KG | 85X17,5X73 | 4015081612260 |  | 656 | PDC | 1
164781 | PL4-B4/2 | 164781 | Miniature Circuit Breaker | 751 | cerere oferta | S | 6 | 2 | 60 | 0.24 | KG | 85X35X73 | 4015081612918 |  | 673 | PDC | 1
164846 | PL4-B4/3 | 164846 | Miniature Circuit Breaker | 751 | cerere oferta | S | 4 | 3 | 40 | 0.36 | KG | 85X52,5X73 | 4015081613564 |  | 674 | PDC | 1
164967 | PL4-B4/3N | 164967 | Miniature Circuit Breaker | 751 | cerere oferta | S | 3 | 4 | 30 | 0.48 | KG | 85X70X73 | 4015081614776 |  | 675 | PDC | 1
166454 | PL4-B4/4 | 166454 | Miniature Circuit Breaker | 751 | cerere oferta | S | 3 | 4 | 30 | 0.48 | KG | 85X70X73 | 4015081629626 |  | 676 | PDC | 1
293119 | PL4-B40/1 | 293119 | PL4-B40/1 | 751 | cerere oferta | N | 12 | 1 | 120 | 0.12 | KG | 85X17,7X73 | 4015082931193 |  | 656 | PDC | 1
293137 | PL4-B40/2 | 293137 | Miniature Circuit Breaker | 751 | cerere oferta | S | 6 | 2 | 60 | 0.216 | KG | 85X35,4X73 | 4015082931377 |  | 677 | PDC | 1
293155 | PL4-B40/3 | 293155 | PL4-B40/3 | 751 | cerere oferta | N | 4 | 0 | 40 | 0.36 | KG | 85X53,1X73 | 4015082931551 |  | 656 | PDC | 1
164968 | PL4-B40/3N | 164968 | Miniature Circuit Breaker | 751 | cerere oferta | S | 3 | 4 | 30 | 0.48 | KG | 85X70X73 | 4015081614783 |  | 678 | PDC | 1
166455 | PL4-B40/4 | 166455 | Miniature Circuit Breaker | 751 | cerere oferta | S | 3 | 4 | 30 | 0.48 | KG | 85X70X73 | 4015081629633 |  | 679 | PDC | 1
293120 | PL4-B50/1 | 293120 | Miniature Circuit Breaker | 751 | cerere oferta | S | 12 | 1 | 120 | 0.12 | KG | 85X17,7X73 | 4015082931209 |  | 680 | PDC | 1
293138 | PL4-B50/2 | 293138 | Miniature Circuit Breaker | 751 | cerere oferta | S | 6 | 2 | 60 | 0.216 | KG | 85X35,4X73 | 4015082931384 |  | 681 | PDC | 1
293156 | PL4-B50/3 | 293156 | Miniature Circuit Breaker | 751 | cerere oferta | S | 4 | 3 | 40 | 0.36 | KG | 85X53,1X73 | 4015082931568 |  | 682 | PDC | 1
164970 | PL4-B50/3N | 164970 | Miniature Circuit Breaker | 751 | cerere oferta | S | 3 | 4 | 30 | 0.48 | KG | 85X70X73 | 4015081614806 |  | 683 | PDC | 1
166457 | PL4-B50/4 | 166457 | Miniature Circuit Breaker | 751 | cerere oferta | S | 3 | 4 | 30 | 0.48 | KG | 85X70X73 | 4015081629657 |  | 684 | PDC | 1
293113 | PL4-B6/1 | 293113 | PL4-B6/1 | 751 | cerere oferta | N | 12 | 1 | 120 | 0.12 | KG | 85X17,7X73 | 4015082931131 |  | 656 | PDC | 1
293131 | PL4-B6/2 | 293131 | PL4-B6/2 | 751 | cerere oferta | N | 6 | 1 | 60 | 0.216 | KG | 85X35,4X73 | 4015082931315 |  | 656 | PDC | 1
293149 | PL4-B6/3 | 293149 | PL4-B6/3 | 751 | cerere oferta | N | 4 | 0 | 40 | 0.36 | KG | 85X53,1X73 | 4015082931490 |  | 656 | PDC | 1
164971 | PL4-B6/3N | 164971 | PL4-B6/3N | 751 | cerere oferta | S | 3 | 0 | 30 | 0.48 | KG | 85X70X73 | 4015081614813 |  | 656 | PDC | 1
166458 | PL4-B6/4 | 166458 | Miniature Circuit Breaker | 751 | cerere oferta | S | 3 | 4 | 30 | 0.48 | KG | 85X70X73 | 4015081629664 |  | 685 | PDC | 1
293121 | PL4-B63/1 | 293121 | Miniature Circuit Breaker | 751 | cerere oferta | S | 12 | 1 | 120 | 0.12 | KG | 85X17,7X73 | 4015082931216 |  | 686 | PDC | 1
293139 | PL4-B63/2 | 293139 | Miniature Circuit Breaker | 751 | cerere oferta | S | 6 | 2 | 60 | 0.216 | KG | 85X35,4X73 | 4015082931391 |  | 687 | PDC | 1
293157 | PL4-B63/3 | 293157 | PL4-B63/3 | 751 | cerere oferta | N | 4 | 0 | 40 | 0.36 | KG | 85X53,1X73 | 4015082931575 |  | 656 | PDC | 1
164972 | PL4-B63/3N | 164972 | Miniature Circuit Breaker | 751 | cerere oferta | S | 3 | 4 | 30 | 0.48 | KG | 85X70X73 | 4015081614820 |  | 688 | PDC | 1
166459 | PL4-B63/4 | 166459 | Miniature Circuit Breaker | 751 | cerere oferta | S | 3 | 4 | 30 | 0.48 | KG | 85X70X73 | 4015081629671 |  | 689 | PDC | 1
293123 | PL4-C10/1 | 293123 | Miniature Circuit Breaker | 751 | cerere oferta | S | 12 | 1 | 120 | 0.12 | KG | 85X17,7X73 | 4015082931230 |  | 656 | PDC | 12
293141 | PL4-C10/2 | 293141 | Miniature Circuit Breaker | 751 | cerere oferta | S | 6 | 2 | 60 | 0.216 | KG | 85X35,4X73 | 4015082931414 |  | 656 | PDC | 6
293159 | PL4-C10/3 | 293159 | Miniature Circuit Breaker | 751 | cerere oferta | S | 4 | 3 | 40 | 0.36 | KG | 85X53,1X73 | 4015082931599 |  | 656 | PDC | 4
164981 | PL4-C10/3N | 164981 | PL4-C10/3N | 751 | cerere oferta | S | 3 | 0 | 30 | 0.48 | KG | 85X70X73 | 4015081614912 |  | 656 | PDC | 1
166468 | PL4-C10/4 | 166468 | PL4-C10/4 | 751 | cerere oferta | S | 3 | 0 | 30 | 0.48 | KG | 85X70X73 | 4015081629763 |  | 656 | PDC | 1
164726 | PL4-C13/1 | 164726 | PL4-C13/1 | 751 | cerere oferta | S | 12 | 1 | 120 | 0.12 | KG | 85X17,5X73 | 4015081612369 |  | 656 | PDC | 1
293124 | PL4-C16/1 | 293124 | Miniature Circuit Breaker | 751 | cerere oferta | S | 12 | 1 | 120 | 0.12 | KG | 85X17,7X73 | 4015082931247 |  | 656 | PDC | 12
293142 | PL4-C16/2 | 293142 | Miniature Circuit Breaker | 751 | cerere oferta | S | 6 | 2 | 60 | 0.216 | KG | 85X35,4X73 | 4015082931421 |  | 656 | PDC | 6
293160 | PL4-C16/3 | 293160 | Miniature Circuit Breaker | 751 | cerere oferta | S | 4 | 3 | 40 | 0.36 | KG | 85X53,1X73 | 4015082931605 |  | 656 | PDC | 4
164985 | PL4-C16/3N | 164985 | PL4-C16/3N | 751 | cerere oferta | S | 3 | 0 | 30 | 0.48 | KG | 85X70X73 | 4015081614950 |  | 656 | PDC | 1
166472 | PL4-C16/4 | 166472 | PL4-C16/4 | 751 | cerere oferta | S | 3 | 0 | 30 | 0.48 | KG | 85X70X73 | 4015081629800 |  | 656 | PDC | 1
164730 | PL4-C2/1 | 164730 | MCB | 751 | cerere oferta | S | 12 | 1 | 120 | 0.12 | KG | 85X17,5X73 | 4015081612406 |  | 656 | PDC | 1
164795 | PL4-C2/2 | 164795 | PL4-C2/2 | 751 | cerere oferta | S | 6 | 1 | 60 | 0.24 | KG | 85X35X73 | 4015081613052 |  | 656 | PDC | 1
164860 | PL4-C2/3 | 164860 | PL4-C2/3 | 751 | cerere oferta | S | 4 | 0 | 40 | 0.36 | KG | 85X52,5X73 | 4015081613700 |  | 656 | PDC | 1
164987 | PL4-C2/3N | 164987 | PL4-C2/3N | 751 | cerere oferta | S | 3 | 0 | 30 | 0.48 | KG | 85X70X73 | 4015081614974 |  | 656 | PDC | 1
293125 | PL4-C20/1 | 293125 | Miniature Circuit Breaker | 751 | cerere oferta | S | 12 | 1 | 120 | 0.12 | KG | 85X17,7X73 | 4015082931254 |  | 656 | PDC | 12
293143 | PL4-C20/2 | 293143 | Miniature Circuit Breaker | 751 | cerere oferta | S | 6 | 2 | 60 | 0.216 | KG | 85X35,4X73 | 4015082931438 |  | 656 | PDC | 6
293161 | PL4-C20/3 | 293161 | Miniature Circuit Breaker | 751 | cerere oferta | S | 4 | 3 | 40 | 0.36 | KG | 85X53,1X73 | 4015082931612 |  | 656 | PDC | 4
164988 | PL4-C20/3N | 164988 | PL4-C20/3N | 751 | cerere oferta | S | 3 | 0 | 30 | 0.48 | KG | 85X70X73 | 4015081614981 |  | 656 | PDC | 1
166475 | PL4-C20/4 | 166475 | PL4-C20/4 | 751 | cerere oferta | S | 3 | 0 | 30 | 0.48 | KG | 85X70X73 | 4015081629831 |  | 656 | PDC | 1
293126 | PL4-C25/1 | 293126 | Miniature Circuit Breaker | 751 | cerere oferta | S | 12 | 1 | 120 | 0.12 | KG | 85X17,7X73 | 4015082931261 |  | 656 | PDC | 12
293144 | PL4-C25/2 | 293144 | PL4-C25/2 | 751 | cerere oferta | N | 6 | 1 | 60 | 0.216 | KG | 85X35,4X73 | 4015082931445 |  | 656 | PDC | 6
293162 | PL4-C25/3 | 293162 | Miniature Circuit Breaker | 751 | cerere oferta | S | 4 | 3 | 40 | 0.36 | KG | 85X53,1X73 | 4015082931629 |  | 656 | PDC | 4
164989 | PL4-C25/3N | 164989 | PL4-C25/3N | 751 | cerere oferta | S | 3 | 0 | 30 | 0.48 | KG | 85X70X73 | 4015081614998 |  | 656 | PDC | 1
166476 | PL4-C25/4 | 166476 | PL4-C25/4 | 751 | cerere oferta | S | 3 | 0 | 30 | 0.48 | KG | 85X70X73 | 4015081629848 |  | 656 | PDC | 1
293127 | PL4-C32/1 | 293127 | Miniature Circuit Breaker | 751 | cerere oferta | S | 12 | 1 | 120 | 0.12 | KG | 85X17,7X73 | 4015082931278 |  | 656 | PDC | 1
293145 | PL4-C32/2 | 293145 | PL4-C32/2 | 751 | cerere oferta | N | 6 | 1 | 60 | 0.216 | KG | 85X35,4X73 | 4015082931452 |  | 656 | PDC | 1
293163 | PL4-C32/3 | 293163 | Miniature Circuit Breaker | 751 | cerere oferta | S | 4 | 3 | 40 | 0.36 | KG | 85X53,1X73 | 4015082931636 |  | 656 | PDC | 1
164992 | PL4-C32/3N | 164992 | PL4-C32/3N | 751 | cerere oferta | S | 3 | 0 | 30 | 0.48 | KG | 85X70X73 | 4015081615025 |  | 656 | PDC | 1
166479 | PL4-C32/4 | 166479 | PL4-C32/4 | 751 | cerere oferta | S | 3 | 0 | 30 | 0.48 | KG | 85X70X73 | 4015081629879 |  | 656 | PDC | 1
164733 | PL4-C4/1 | 164733 | MCB | 751 | cerere oferta | S | 12 | 1 | 120 | 0.12 | KG | 85X17,5X73 | 4015081612437 |  | 656 | PDC | 1
164798 | PL4-C4/2 | 164798 | MCB | 751 | cerere oferta | S | 6 | 2 | 60 | 0.24 | KG | 85X35X73 | 4015081613083 |  | 656 | PDC | 1
164863 | PL4-C4/3 | 164863 | PL4-C4/3 | 751 | cerere oferta | S | 4 | 0 | 40 | 0.36 | KG | 85X52,5X73 | 4015081613731 |  | 656 | PDC | 1
164993 | PL4-C4/3N | 164993 | PL4-C4/3N | 751 | cerere oferta | S | 3 | 0 | 30 | 0.48 | KG | 85X70X73 | 4015081615032 |  | 656 | PDC | 1
293128 | PL4-C40/1 | 293128 | Miniature Circuit Breaker | 751 | cerere oferta | S | 12 | 1 | 120 | 0.12 | KG | 85X17,7X73 | 4015082931285 |  | 656 | PDC | 1
293146 | PL4-C40/2 | 293146 | PL4-C40/2 | 751 | cerere oferta | N | 6 | 1 | 60 | 0.216 | KG | 85X35,4X73 | 4015082931469 |  | 656 | PDC | 1
293164 | PL4-C40/3 | 293164 | Miniature Circuit Breaker | 751 | cerere oferta | S | 4 | 3 | 40 | 0.36 | KG | 85X53,1X73 | 4015082931643 |  | 656 | PDC | 1
164994 | PL4-C40/3N | 164994 | PL4-C40/3N | 751 | cerere oferta | S | 3 | 0 | 30 | 0.48 | KG | 85X70X73 | 4015081615049 |  | 656 | PDC | 1
166481 | PL4-C40/4 | 166481 | PL4-C40/4 | 751 | cerere oferta | S | 3 | 0 | 30 | 0.48 | KG | 85X70X73 | 4015081629893 |  | 656 | PDC | 1
293129 | PL4-C50/1 | 293129 | Miniature Circuit Breaker | 751 | cerere oferta | S | 12 | 1 | 120 | 0.12 | KG | 85X17,7X73 | 4015082931292 |  | 656 | PDC | 1
293147 | PL4-C50/2 | 293147 | Miniature Circuit Breaker | 751 | cerere oferta | S | 6 | 2 | 60 | 0.216 | KG | 85X35,4X73 | 4015082931476 |  | 656 | PDC | 1
293165 | PL4-C50/3 | 293165 | Miniature Circuit Breaker | 751 | cerere oferta | S | 4 | 3 | 40 | 0.36 | KG | 85X53,1X73 | 4015082931650 |  | 656 | PDC | 1
164996 | PL4-C50/3N | 164996 | PL4-C50/3N | 751 | cerere oferta | S | 3 | 0 | 30 | 0.48 | KG | 85X70X73 | 4015081615063 |  | 656 | PDC | 1
166483 | PL4-C50/4 | 166483 | PL4-C50/4 | 751 | cerere oferta | S | 3 | 0 | 30 | 0.48 | KG | 85X70X73 | 4015081629916 |  | 656 | PDC | 1
293122 | PL4-C6/1 | 293122 | Miniature Circuit Breaker | 751 | cerere oferta | S | 12 | 1 | 120 | 0.12 | KG | 85X17,7X73 | 4015082931223 |  | 656 | PDC | 12
293140 | PL4-C6/2 | 293140 | Miniature Circuit Breaker | 751 | cerere oferta | S | 6 | 2 | 60 | 0.216 | KG | 85X35,4X73 | 4015082931407 |  | 656 | PDC | 6
293158 | PL4-C6/3 | 293158 | Miniature Circuit Breaker | 751 | cerere oferta | S | 4 | 3 | 40 | 0.36 | KG | 85X53,1X73 | 4015082931582 |  | 656 | PDC | 4
164997 | PL4-C6/3N | 164997 | PL4-C6/3N | 751 | cerere oferta | S | 3 | 0 | 30 | 0.48 | KG | 85X70X73 | 4015081615070 |  | 656 | PDC | 1
166484 | PL4-C6/4 | 166484 | PL4-C6/4 | 751 | cerere oferta | S | 3 | 0 | 30 | 0.48 | KG | 85X70X73 | 4015081629923 |  | 656 | PDC | 1
293130 | PL4-C63/1 | 293130 | Miniature Circuit Breaker | 751 | cerere oferta | S | 12 | 1 | 120 | 0.12 | KG | 85X17,7X73 | 4015082931308 |  | 656 | PDC | 1
293148 | PL4-C63/2 | 293148 | PL4-C63/2 | 751 | cerere oferta | N | 6 | 1 | 60 | 0.216 | KG | 85X35,4X73 | 4015082931483 |  | 656 | PDC | 1
293166 | PL4-C63/3 | 293166 | Miniature Circuit Breaker | 751 | cerere oferta | S | 4 | 3 | 40 | 0.36 | KG | 85X53,1X73 | 4015082931667 |  | 656 | PDC | 1
164998 | PL4-C63/3N | 164998 | PL4-C63/3N | 751 | cerere oferta | S | 3 | 0 | 30 | 0.48 | KG | 85X70X73 | 4015081615087 |  | 656 | PDC | 1
166485 | PL4-C63/4 | 166485 | PL4-C63/4 | 751 | cerere oferta | S | 3 | 0 | 30 | 0.48 | KG | 85X70X73 | 4015081629930 |  | 656 | PDC | 1
286587 | PL6-B10/3 | 286587 | Miniature Circuit Breaker | 752 | cerere oferta | N | 4 | 3 | 40 | 0.36 | KG | 85X53,1X73 | 4015082865870 |  | 656 | PDC | 1
286521 | PL6-B16/1 | 286521 | Miniature Circuit Breaker | 752 | cerere oferta | N | 12 | 1 | 120 | 0.12 | KG | 85X17,7X73 | 4015082865214 |  | 656 | PDC | 1
286589 | PL6-B16/3 | 286589 | Miniature Circuit Breaker | 752 | cerere oferta | N | 4 | 3 | 40 | 0.36 | KG | 85X53,1X73 | 4015082865894 |  | 656 | PDC | 1
286522 | PL6-B20/1 | 286522 | Miniature Circuit Breaker | 752 | cerere oferta | N | 12 | 1 | 120 | 0.12 | KG | 85X17,7X73 | 4015082865221 |  | 656 | PDC | 1
286591 | PL6-B25/3 | 286591 | Miniature Circuit Breaker | 752 | cerere oferta | N | 4 | 3 | 40 | 0.36 | KG | 85X53,1X73 | 4015082865917 |  | 656 | PDC | 1
286592 | PL6-B32/3 | 286592 | Miniature Circuit Breaker | 752 | cerere oferta | N | 4 | 3 | 40 | 0.36 | KG | 85X53,1X73 | 4015082865924 |  | 656 | PDC | 1
286593 | PL6-B40/3 | 286593 | Miniature Circuit Breaker | 752 | cerere oferta | N | 4 | 3 | 40 | 0.36 | KG | 85X53,1X73 | 4015082865931 |  | 656 | PDC | 1
286526 | PL6-B50/1 | 286526 | Miniature Circuit Breaker | 752 | cerere oferta | N | 12 | 1 | 120 | 0.12 | KG | 85X17,7X73 | 4015082865269 |  | 656 | PDC | 1
286518 | PL6-B6/1 | 286518 | Miniature Circuit Breaker | 752 | cerere oferta | N | 12 | 1 | 120 | 0.12 | KG | 85X17,7X73 | 4015082865184 |  | 656 | PDC | 1
286586 | PL6-B6/3 | 286586 | Miniature Circuit Breaker | 752 | cerere oferta | N | 4 | 3 | 40 | 0.36 | KG | 85X53,1X73 | 4015082865863 |  | 656 | PDC | 1
286531 | PL6-C10/1 | 286531 | Miniature Circuit Breaker | 752 | cerere oferta | N | 12 | 1 | 120 | 0.12 | KG | 85X17,7X73 | 4015082865313 |  | 656 | PDC | 1
286565 | PL6-C10/2 | 286565 | Miniature Circuit Breaker | 752 | cerere oferta | N | 6 | 2 | 60 | 0.24 | KG | 85X35,4X73 | 4015082865658 |  | 656 | PDC | 1
286599 | PL6-C10/3 | 286599 | Miniature Circuit Breaker | 752 | cerere oferta | N | 4 | 3 | 40 | 0.36 | KG | 85X53,1X73 | 4015082865993 |  | 656 | PDC | 1
286533 | PL6-C16/1 | 286533 | Miniature Circuit Breaker | 752 | cerere oferta | N | 12 | 1 | 120 | 0.12 | KG | 85X17,7X73 | 4015082865337 |  | 656 | PDC | 1
286567 | PL6-C16/2 | 286567 | Miniature Circuit Breaker | 752 | cerere oferta | N | 6 | 2 | 60 | 0.24 | KG | 85X35,4X73 | 4015082865672 |  | 656 | PDC | 1
286601 | PL6-C16/3 | 286601 | Miniature Circuit Breaker | 752 | cerere oferta | N | 4 | 3 | 40 | 0.36 | KG | 85X53,1X73 | 4015082866013 |  | 656 | PDC | 1
286528 | PL6-C2/1 | 286528 | Miniature Circuit Breaker | 752 | cerere oferta | N | 12 | 1 | 120 | 0.12 | KG | 85X17,7X73 | 4015082865283 |  | 656 | PDC | 1
286562 | PL6-C2/2 | 286562 | Miniature Circuit Breaker | 752 | cerere oferta | N | 6 | 2 | 60 | 0.24 | KG | 85X35,4X73 | 4015082865627 |  | 656 | PDC | 1
286596 | PL6-C2/3 | 286596 | Miniature Circuit Breaker | 752 | cerere oferta | N | 4 | 3 | 40 | 0.36 | KG | 85X53,1X73 | 4015082865962 | x | 656 | PDC | 1
286534 | PL6-C20/1 | 286534 | Miniature Circuit Breaker | 752 | cerere oferta | N | 12 | 1 | 120 | 0.12 | KG | 85X17,7X73 | 4015082865344 |  | 656 | PDC | 1
286602 | PL6-C20/3 | 286602 | Miniature Circuit Breaker | 752 | cerere oferta | N | 4 | 3 | 40 | 0.36 | KG | 85X53,1X73 | 4015082866020 |  | 656 | PDC | 1
286535 | PL6-C25/1 | 286535 | Miniature Circuit Breaker | 752 | cerere oferta | N | 12 | 1 | 120 | 0.12 | KG | 85X17,7X73 | 4015082865351 |  | 656 | PDC | 1
286569 | PL6-C25/2 | 286569 | Miniature Circuit Breaker | 752 | cerere oferta | N | 6 | 2 | 60 | 0.24 | KG | 85X35,4X73 | 4015082865696 | x | 656 | PDC | 1
286603 | PL6-C25/3 | 286603 | Miniature Circuit Breaker | 752 | cerere oferta | N | 4 | 3 | 40 | 0.36 | KG | 85X53,1X73 | 4015082866037 |  | 656 | PDC | 1
106912 | PL6-C25/3N | 106912 | Miniature Circuit Breaker | 752 | cerere oferta | N | 3 | 4 | 30 | 0.456 | KG | 85X70,8X73 | 4015081066728 |  | 656 | PDC | 1
286536 | PL6-C32/1 | 286536 | Miniature Circuit Breaker | 752 | cerere oferta | N | 12 | 1 | 120 | 0.12 | KG | 85X17,7X73 | 4015082865368 |  | 656 | PDC | 1
286604 | PL6-C32/3 | 286604 | Miniature Circuit Breaker | 752 | cerere oferta | N | 4 | 3 | 40 | 0.36 | KG | 85X53,1X73 | 4015082866044 |  | 656 | PDC | 1
286529 | PL6-C4/1 | 286529 | Miniature Circuit Breaker | 752 | cerere oferta | N | 12 | 1 | 120 | 0.12 | KG | 85X17,7X73 | 4015082865290 |  | 656 | PDC | 1
286563 | PL6-C4/2 | 286563 | Miniature Circuit Breaker | 752 | cerere oferta | N | 6 | 2 | 60 | 0.24 | KG | 85X35,4X73 | 4015082865634 |  | 656 | PDC | 1
286597 | PL6-C4/3 | 286597 | Miniature Circuit Breaker | 752 | cerere oferta | N | 4 | 3 | 40 | 0.36 | KG | 85X53,1X73 | 4015082865979 | x | 656 | PDC | 1
286537 | PL6-C40/1 | 286537 | Miniature Circuit Breaker | 752 | cerere oferta | N | 12 | 1 | 120 | 0.12 | KG | 85X17,7X73 | 4015082865375 |  | 656 | PDC | 1
286571 | PL6-C40/2 | 286571 | Miniature Circuit Breaker | 752 | cerere oferta | N | 6 | 2 | 60 | 0.24 | KG | 85X35,4X73 | 4015082865719 | x | 656 | PDC | 1
286605 | PL6-C40/3 | 286605 | Miniature Circuit Breaker | 752 | cerere oferta | N | 4 | 3 | 40 | 0.36 | KG | 85X53,1X73 | 4015082866051 |  | 656 | PDC | 1
106914 | PL6-C40/3N | 106914 | Miniature Circuit Breaker | 752 | cerere oferta | N | 3 | 4 | 30 | 0.456 | KG | 85X70,8X73 | 4015081066742 |  | 656 | PDC | 1
286538 | PL6-C50/1 | 286538 | Miniature Circuit Breaker | 752 | cerere oferta | N | 12 | 1 | 120 | 0.12 | KG | 85X17,7X73 | 4015082865382 |  | 656 | PDC | 1
286572 | PL6-C50/2 | 286572 | Miniature Circuit Breaker | 752 | cerere oferta | N | 6 | 2 | 60 | 0.24 | KG | 85X35,4X73 | 4015082865726 | x | 656 | PDC | 1
286606 | PL6-C50/3 | 286606 | Miniature Circuit Breaker | 752 | cerere oferta | N | 4 | 3 | 40 | 0.36 | KG | 85X53,1X73 | 4015082866068 |  | 656 | PDC | 1
286530 | PL6-C6/1 | 286530 | Miniature Circuit Breaker | 752 | cerere oferta | N | 12 | 1 | 120 | 0.12 | KG | 85X17,7X73 | 4015082865306 |  | 656 | PDC | 1
286564 | PL6-C6/2 | 286564 | Miniature Circuit Breaker | 752 | cerere oferta | N | 6 | 2 | 60 | 0.24 | KG | 85X35,4X73 | 4015082865641 |  | 656 | PDC | 1
286598 | PL6-C6/3 | 286598 | Miniature Circuit Breaker | 752 | cerere oferta | N | 4 | 3 | 40 | 0.36 | KG | 85X53,1X73 | 4015082865986 |  | 656 | PDC | 1
286539 | PL6-C63/1 | 286539 | Miniature Circuit Breaker | 752 | cerere oferta | N | 12 | 1 | 120 | 0.12 | KG | 85X17,7X73 | 4015082865399 |  | 656 | PDC | 1
286573 | PL6-C63/2 | 286573 | Miniature Circuit Breaker | 752 | cerere oferta | N | 6 | 2 | 60 | 0.24 | KG | 85X35,4X73 | 4015082865733 | x | 656 | PDC | 1
286607 | PL6-C63/3 | 286607 | Intreruptor automat 6kA C63/3 | 752 | cerere oferta | N | 4 | 3 | 40 | 0.36 | KG | 85X53,1X73 | 4015082866075 |  | 656 | PDC | 1
286543 | PL6-D10/1 | 286543 | Miniature Circuit Breaker | 752 | cerere oferta | N | 12 | 1 | 120 | 0.12 | KG | 85X17,7X73 | 4015082865436 |  | 656 | PDC | 1
286545 | PL6-D16/1 | 286545 | Miniature Circuit Breaker | 752 | cerere oferta | N | 12 | 1 | 120 | 0.12 | KG | 85X17,7X73 | 4015082865450 | x | 656 | PDC | 1
286546 | PL6-D20/1 | 286546 | Miniature Circuit Breaker | 752 | cerere oferta | N | 12 | 1 | 120 | 0.12 | KG | 85X17,7X73 | 4015082865467 | x | 656 | PDC | 1
286614 | PL6-D20/3 | 286614 | Miniature Circuit Breaker | 752 | cerere oferta | N | 4 | 3 | 40 | 0.36 | KG | 85X53,1X73 | 4015082866143 | x | 656 | PDC | 1
286615 | PL6-D25/3 | 286615 | Miniature Circuit Breaker | 752 | cerere oferta | N | 4 | 3 | 40 | 0.36 | KG | 85X53,1X73 | 4015082866150 |  | 656 | PDC | 1
286616 | PL6-D32/3 | 286616 | Miniature Circuit Breaker | 752 | cerere oferta | N | 4 | 3 | 40 | 0.36 | KG | 85X53,1X73 | 4015082866167 |  | 656 | PDC | 1
286617 | PL6-D40/3 | 286617 | Miniature Circuit Breaker | 752 | cerere oferta | N | 4 | 3 | 40 | 0.36 | KG | 85X53,1X73 | 4015082866174 |  | 656 | PDC | 1
165144 | PL7-B1,5/4 | 165144 | MCB | 752 | cerere oferta | N | 3 | 4 | 30 | 0.48 | KG | 85X70X73 | 4015081616541 |  | 656 | PDC | 1
165052 | PL7-B1/1 | 165052 | Intreruptor automat 10kA B1 | 752 | cerere oferta | N | 12 | 1 | 120 | 0.12 | KG | 85X17,5X73 | 4015081615629 |  | 656 | PDC | 1
165214 | PL7-B1/1N | 165214 | Intreruptor automat 10kA B1/1N | 752 | cerere oferta | N | 8 | 2 | 80 | 0.24 | KG | 85X35X73 | 4015081617241 |  | 656 | PDC | 1
165079 | PL7-B1/2 | 165079 | Intreruptor automat 10kA B1/2 | 752 | cerere oferta | N | 6 | 2 | 60 | 0.24 | KG | 85X35X73 | 4015081615896 |  | 656 | PDC | 1
262674 | PL7-B10/1 | 262674 | Intreruptor automat 10kA B10 | 752 | cerere oferta | N | 12 | 1 | 120 | 0.12 | KG | 86X17,8X73 | 4015082626747 |  | 656 | PDC | 1
262728 | PL7-B10/1N | 262728 | Intreruptor automat 10kA B10/1N | 752 | cerere oferta | N | 8 | 1.5 | 80 | 0.22 | KG | 86X26,3X73 | 4015082627287 |  | 656 | PDC | 1
262762 | PL7-B10/2 | 262762 | Intreruptor automat 10kA B10/2 | 752 | cerere oferta | N | 6 | 2 | 60 | 0.24 | KG | 86X35,6X73 | 4015082627621 |  | 656 | PDC | 1
263387 | PL7-B10/3 | 263387 | Intreruptor automat 10kA B10/3 | 752 | cerere oferta | N | 4 | 3 | 40 | 0.36 | KG | 86X53,4X73 | 4015082633875 |  | 656 | PDC | 1
263983 | PL7-B10/3N | 263983 | Intreruptor automat 10kA B10/3N | 752 | cerere oferta | N | 3 | 3 | 30 | 0.456 | KG | 86X53,4X73 | 4015082639839 |  | 656 | PDC | 1
165147 | PL7-B10/4 | 165147 | Intreruptor automat 10kA B10/4 | 752 | cerere oferta | N | 3 | 4 | 30 | 0.48 | KG | 85X70X73 | 4015081616572 |  | 656 | PDC | 1
262675 | PL7-B13/1 | 262675 | Intreruptor automat 10kA B13 | 752 | cerere oferta | N | 12 | 1 | 120 | 0.12 | KG | 86X17,8X73 | 4015082626754 |  | 656 | PDC | 1
262729 | PL7-B13/1N | 262729 | Intreruptor automat 10kA B13/1N | 752 | cerere oferta | N | 8 | 1.5 | 80 | 0.22 | KG | 86X26,3X73 | 4015082627294 |  | 656 | PDC | 1
263388 | PL7-B13/3 | 263388 | Intreruptor automat 10kA B13/3 | 752 | cerere oferta | N | 4 | 3 | 40 | 0.36 | KG | 86X53,4X73 | 4015082633882 |  | 656 | PDC | 1
263984 | PL7-B13/3N | 263984 | Intreruptor automat 10kA B13/3N | 752 | cerere oferta | N | 3 | 3 | 30 | 0.456 | KG | 86X53,4X73 | 4015082639846 |  | 656 | PDC | 1
262676 | PL7-B16/1 | 262676 | Intreruptor automat 10kA B16 | 752 | cerere oferta | N | 12 | 1 | 120 | 0.12 | KG | 86X17,8X73 | 4015082626761 |  | 656 | PDC | 1
262740 | PL7-B16/1N | 262740 | Intreruptor automat 10kA B16/1N | 752 | cerere oferta | N | 8 | 1.5 | 80 | 0.22 | KG | 86X26,3X73 | 4015082627409 |  | 656 | PDC | 1
262765 | PL7-B16/2 | 262765 | Intreruptor automat 10kA B16/2 | 752 | cerere oferta | N | 6 | 2 | 60 | 0.24 | KG | 86X35,6X73 | 4015082627652 |  | 656 | PDC | 1
263389 | PL7-B16/3 | 263389 | Intreruptor automat 10kA B16/3 | 752 | cerere oferta | N | 4 | 3 | 40 | 0.36 | KG | 86X53,4X73 | 4015082633899 |  | 656 | PDC | 1
263985 | PL7-B16/3N | 263985 | Intreruptor automat 10kA B16/3N | 752 | cerere oferta | N | 3 | 3 | 30 | 0.456 | KG | 86X53,4X73 | 4015082639853 |  | 656 | PDC | 1
165151 | PL7-B16/4 | 165151 | Intreruptor automat 10kA B16/4 | 752 | cerere oferta | N | 3 | 4 | 30 | 0.48 | KG | 85X70X73 | 4015081616619 |  | 656 | PDC | 1
264839 | PL7-B2/1 | 264839 | Intreruptor automat 10kA B2 | 752 | cerere oferta | N | 12 | 1 | 120 | 0.12 | KG | 80X17,7X72 | 4015082648398 |  | 656 | PDC | 1
165218 | PL7-B2/1N | 165218 | Intreruptor automat 10kA B2/1N | 752 | cerere oferta | N | 8 | 2 | 80 | 0.24 | KG | 85X35X73 | 4015081617289 |  | 656 | PDC | 1
165083 | PL7-B2/2 | 165083 | Intreruptor automat 10kA B2/2 | 752 | cerere oferta | N | 6 | 2 | 60 | 0.24 | KG | 85X35X73 | 4015081615933 |  | 656 | PDC | 1
165116 | PL7-B2/3 | 165116 | Intreruptor automat 10kA B2/3 | 752 | cerere oferta | N | 4 | 3 | 40 | 0.36 | KG | 85X52,5X73 | 4015081616268 |  | 656 | PDC | 1
165255 | PL7-B2/3N | 165255 | Intreruptor automat 10kA B2/3N | 752 | cerere oferta | N | 3 | 4 | 30 | 0.48 | KG | 85X70X73 | 4015081617654 |  | 656 | PDC | 1
262677 | PL7-B20/1 | 262677 | Intreruptor automat 10kA B20 | 752 | cerere oferta | N | 12 | 1 | 120 | 0.12 | KG | 86X17,8X73 | 4015082626778 |  | 656 | PDC | 1
262741 | PL7-B20/1N | 262741 | Intreruptor automat 10kA B20/1N | 752 | cerere oferta | N | 8 | 1.5 | 80 | 0.22 | KG | 86X26,3X73 | 4015082627416 |  | 656 | PDC | 1
262766 | PL7-B20/2 | 262766 | Intreruptor automat 10kA B20/2 | 752 | cerere oferta | N | 6 | 2 | 60 | 0.24 | KG | 86X35,6X73 | 4015082627669 |  | 656 | PDC | 1
263390 | PL7-B20/3 | 263390 | Intreruptor automat 10kA B20/3 | 752 | cerere oferta | N | 4 | 3 | 40 | 0.36 | KG | 86X53,4X73 | 4015082633905 |  | 656 | PDC | 1
263986 | PL7-B20/3N | 263986 | Intreruptor automat 10kA B20/3N | 752 | cerere oferta | N | 3 | 3 | 30 | 0.456 | KG | 86X53,4X73 | 4015082639860 |  | 656 | PDC | 1
165154 | PL7-B20/4 | 165154 | Intreruptor automat 10kA B20/4 | 752 | cerere oferta | N | 3 | 4 | 30 | 0.48 | KG | 85X70X73 | 4015081616640 |  | 656 | PDC | 1
262678 | PL7-B25/1 | 262678 | Intreruptor automat 10kA B25 | 752 | cerere oferta | N | 12 | 1 | 120 | 0.12 | KG | 86X17,8X73 | 4015082626785 |  | 656 | PDC | 1
262742 | PL7-B25/1N | 262742 | Intreruptor automat 10kA B25/1N | 752 | cerere oferta | N | 8 | 1.5 | 80 | 0.22 | KG | 86X26,3X73 | 4015082627423 |  | 656 | PDC | 1
262767 | PL7-B25/2 | 262767 | Intreruptor automat 10kA B25/2 | 752 | cerere oferta | N | 6 | 2 | 60 | 0.24 | KG | 86X35,6X73 | 4015082627676 |  | 656 | PDC | 1
263391 | PL7-B25/3 | 263391 | Intreruptor automat 10kA B25/3 | 752 | cerere oferta | N | 4 | 3 | 40 | 0.36 | KG | 86X53,4X73 | 4015082633912 |  | 656 | PDC | 1
263987 | PL7-B25/3N | 263987 | Intreruptor automat 10kA B25/3N | 752 | cerere oferta | N | 3 | 3 | 30 | 0.456 | KG | 86X53,4X73 | 4015082639877 |  | 656 | PDC | 1
165155 | PL7-B25/4 | 165155 | Intreruptor automat 10kA B25/4 | 752 | cerere oferta | N | 3 | 4 | 30 | 0.48 | KG | 85X70X73 | 4015081616657 |  | 656 | PDC | 1
165220 | PL7-B3/1N | 165220 | MCB | 752 | cerere oferta | N | 8 | 2 | 80 | 0.24 | KG | 85X35X73 | 4015081617302 |  | 656 | PDC | 1
165085 | PL7-B3/2 | 165085 | PL7-B3/2 | 752 | cerere oferta | N | 6 | 1 | 60 | 0.24 | KG | 85X35X73 | 4015081615957 |  | 656 | PDC | 1
262679 | PL7-B32/1 | 262679 | Intreruptor automat 10kA B32 | 752 | cerere oferta | N | 12 | 1 | 120 | 0.12 | KG | 86X17,8X73 | 4015082626792 |  | 656 | PDC | 1
262743 | PL7-B32/1N | 262743 | Intreruptor automat 10kA B32/1N | 752 | cerere oferta | S | 8 | 1.5 | 80 | 0.22 | KG | 86X26,3X73 | 4015082627430 |  | 656 | PDC | 1
262768 | PL7-B32/2 | 262768 | Intreruptor automat 10kA B32/2 | 752 | cerere oferta | N | 6 | 2 | 60 | 0.24 | KG | 86X35,6X73 | 4015082627683 |  | 656 | PDC | 1
263392 | PL7-B32/3 | 263392 | Intreruptor automat 10kA B32/3 | 752 | cerere oferta | N | 4 | 3 | 40 | 0.36 | KG | 86X53,4X73 | 4015082633929 |  | 656 | PDC | 1
263988 | PL7-B32/3N | 263988 | Intreruptor automat 10kA B32/3N | 752 | cerere oferta | N | 3 | 3 | 30 | 0.456 | KG | 86X53,4X73 | 4015082639884 |  | 656 | PDC | 1
165158 | PL7-B32/4 | 165158 | Intreruptor automat 10kA B32/4 | 752 | cerere oferta | N | 3 | 4 | 30 | 0.48 | KG | 85X70X73 | 4015081616688 |  | 656 | PDC | 1
264850 | PL7-B4/1 | 264850 | Intreruptor automat 10kA B4 | 752 | cerere oferta | N | 12 | 1 | 120 | 0.12 | KG | 80X17,7X72 | 4015082648503 |  | 656 | PDC | 1
264908 | PL7-B4/1-HS | 264908 | Intreruptor automat 10kA B4-HS | 752 | cerere oferta | N | 12 | 1 | 120 | 0.12 | KG | 80X17,7X72 | 4015082649081 |  | 656 | PDC | 1
165221 | PL7-B4/1N | 165221 | Intreruptor automat 10kA B4/1N | 752 | cerere oferta | N | 8 | 2 | 80 | 0.24 | KG | 85X35X73 | 4015081617319 |  | 656 | PDC | 1
264909 | PL7-B4/1N-HS | 264909 | PLSM-B4/1N-HS | 752 | cerere oferta | N | 8 | 1.5 | 80 | 0.168 | KG | 80X26,5X72 | 4015082649098 |  | 656 | PDC | 1
165086 | PL7-B4/2 | 165086 | Intreruptor automat 10kA B4/2 | 752 | cerere oferta | N | 6 | 2 | 60 | 0.24 | KG | 85X35X73 | 4015081615964 |  | 656 | PDC | 1
264910 | PL7-B4/2-HS | 264910 | Intreruptor automat 10kA B4/2-HS | 752 | cerere oferta | N | 12 | 2 | 60 | 0.24 | KG | 80X35,4X72 | 4015082649104 |  | 656 | PDC | 1
116709 | PL7-B4/3 | 116709 | Miniature Circuit Breaker | 752 | cerere oferta | N | 4 | 3 | 40 | 0.36 | KG | 85X52,5X73 | 4015081164554 |  | 656 | PDC | 1
262769 | PL7-B40/2 | 262769 | Intreruptor automat 10kA B40/2 | 752 | cerere oferta | N | 6 | 2 | 60 | 0.24 | KG | 86X35,6X73 | 4015082627690 |  | 656 | PDC | 1
263393 | PL7-B40/3 | 263393 | Intreruptor automat 10kA B40/3 | 752 | cerere oferta | N | 4 | 3 | 40 | 0.36 | KG | 86X53,4X73 | 4015082633936 |  | 656 | PDC | 1
263989 | PL7-B40/3N | 263989 | Intreruptor automat 10kA B40/3N | 752 | cerere oferta | N | 3 | 3 | 30 | 0.456 | KG | 86X53,4X73 | 4015082639891 |  | 656 | PDC | 1
165160 | PL7-B40/4 | 165160 | Intreruptor automat 10kA B40/4 | 752 | cerere oferta | N | 3 | 4 | 30 | 0.48 | KG | 85X70X73 | 4015081616701 |  | 656 | PDC | 1
262691 | PL7-B50/1 | 262691 | Intreruptor automat 10kA B50 | 752 | cerere oferta | N | 12 | 1 | 120 | 0.12 | KG | 86X17,8X73 | 4015082626914 |  | 656 | PDC | 1
263350 | PL7-B50/2 | 263350 | Intreruptor automat 10kA B50/2 | 752 | cerere oferta | N | 6 | 2 | 60 | 0.24 | KG | 86X35,6X73 | 4015082633509 |  | 656 | PDC | 1
263400 | PL7-B50/3 | 263400 | Intreruptor automat 10kA B50/3 | 752 | cerere oferta | N | 4 | 3 | 40 | 0.36 | KG | 86X53,4X73 | 4015082634001 |  | 656 | PDC | 1
263990 | PL7-B50/3N | 263990 | Intreruptor automat 10kA B50/3N | 752 | cerere oferta | N | 3 | 3 | 30 | 0.456 | KG | 86X53,4X73 | 4015082639907 |  | 656 | PDC | 1
165162 | PL7-B50/4 | 165162 | Intreruptor automat 10kA B50/4 | 752 | cerere oferta | N | 3 | 4 | 30 | 0.48 | KG | 85X70X73 | 4015081616725 |  | 656 | PDC | 1
262673 | PL7-B6/1 | 262673 | Intreruptor automat 10kA B6 | 752 | cerere oferta | N | 12 | 1 | 120 | 0.12 | KG | 86X17,8X73 | 4015082626730 |  | 656 | PDC | 1
262727 | PL7-B6/1N | 262727 | Intreruptor automat 10kA B6/1N | 752 | cerere oferta | N | 8 | 1.5 | 80 | 0.22 | KG | 86X26,3X73 | 4015082627270 |  | 656 | PDC | 1
262761 | PL7-B6/2 | 262761 | Intreruptor automat 10kA B6/2 | 752 | cerere oferta | N | 6 | 2 | 60 | 0.24 | KG | 86X35,6X73 | 4015082627614 |  | 656 | PDC | 1
263386 | PL7-B6/3 | 263386 | Intreruptor automat 10kA B6/3 | 752 | cerere oferta | N | 4 | 3 | 40 | 0.36 | KG | 86X53,4X73 | 4015082633868 |  | 656 | PDC | 1
263982 | PL7-B6/3N | 263982 | Intreruptor automat 10kA B6/3N | 752 | cerere oferta | N | 3 | 3 | 30 | 0.456 | KG | 86X53,4X73 | 4015082639822 |  | 656 | PDC | 1
263351 | PL7-B63/2 | 263351 | Intreruptor automat 10kA B63/2 | 752 | cerere oferta | S | 6 | 2 | 60 | 0.24 | KG | 86X35,6X73 | 4015082633516 |  | 656 | PDC | 1
263401 | PL7-B63/3 | 263401 | Intreruptor automat 10kA B63/3 | 752 | cerere oferta | S | 4 | 3 | 40 | 0.36 | KG | 86X53,4X73 | 4015082634018 |  | 656 | PDC | 1
263991 | PL7-B63/3N | 263991 | Intreruptor automat 10kA B63/3N | 752 | cerere oferta | N | 3 | 3 | 30 | 0.456 | KG | 86X53,4X73 | 4015082639914 |  | 656 | PDC | 1
165164 | PL7-B63/4 | 165164 | Intreruptor automat 10kA B63/4 | 752 | cerere oferta | N | 3 | 4 | 30 | 0.48 | KG | 85X70X73 | 4015081616749 |  | 656 | PDC | 1
262695 | PL7-C0,5/1 | 262695 | Intreruptor automat 10kA C0,5 | 752 | cerere oferta | S | 12 | 1 | 120 | 0.12 | KG | 86X17,8X73 | 4015082626952 |  | 656 | PDC | 1
262697 | PL7-C1/1 | 262697 | Intreruptor automat 10kA C1 | 752 | cerere oferta | S | 12 | 1 | 120 | 0.12 | KG | 86X17,8X73 | 4015082626976 |  | 656 | PDC | 1
264851 | PL7-C1/1-DC | 264851 | Miniature Circuit Breaker | 752 | cerere oferta | N | 12 | 1 | 120 | 0.12 | KG | 80X17,7X72 | 4015082648510 |  | 656 | PDC | 1
165230 | PL7-C1/1N | 165230 | Intreruptor automat 10kA C1/1N | 752 | cerere oferta | S | 8 | 2 | 80 | 0.24 | KG | 85X35X73 | 4015081617401 |  | 656 | PDC | 1
263353 | PL7-C1/2 | 263353 | Intreruptor automat 10kA C1/2 | 752 | cerere oferta | S | 6 | 2 | 60 | 0.24 | KG | 86X35,6X73 | 4015082633530 |  | 656 | PDC | 1
264895 | PL7-C1/2-DC | 264895 | Intreruptor automat 6kA C1/2-DC | 752 | cerere oferta | N | 6 | 2 | 60 | 0.24 | KG | 80X35,4X72 | 4015082648954 |  | 656 | PDC | 1
263403 | PL7-C1/3 | 263403 | Intreruptor automat 10kA C1/3 | 752 | cerere oferta | S | 4 | 3 | 40 | 0.36 | KG | 86X53,4X73 | 4015082634032 |  | 656 | PDC | 1
165267 | PL7-C1/3N | 165267 | Intreruptor automat 10kA C1/3N | 752 | cerere oferta | S | 3 | 4 | 30 | 0.48 | KG | 85X70X73 | 4015081617777 |  | 656 | PDC | 1
165172 | PL7-C1/4 | 165172 | Intreruptor automat 10kA C1/4 | 752 | cerere oferta | S | 3 | 4 | 30 | 0.48 | KG | 85X70X73 | 4015081616824 |  | 656 | PDC | 1
262702 | PL7-C10/1 | 262702 | Intreruptor automat 10kA C10 | 752 | cerere oferta | S | 12 | 1 | 120 | 0.12 | KG | 86X17,8X73 | 4015082627027 |  | 656 | PDC | 1
264887 | PL7-C10/1-DC | 264887 | Intreruptor automat 6kA C10-DC | 752 | cerere oferta | N | 12 | 1 | 120 | 0.12 | KG | 80X17,7X72 | 4015082648879 |  | 656 | PDC | 1
262747 | PL7-C10/1N | 262747 | Intreruptor automat 10kA C10/1N | 752 | cerere oferta | S | 8 | 1.5 | 80 | 0.22 | KG | 86X26,3X73 | 4015082627478 |  | 656 | PDC | 1
263357 | PL7-C10/2 | 263357 | Intreruptor automat 10kA C10/2 | 752 | cerere oferta | S | 6 | 2 | 60 | 0.24 | KG | 86X35,6X73 | 4015082633578 |  | 656 | PDC | 1
264900 | PL7-C10/2-DC | 264900 | Intreruptor automat 6kA C10/2-DC | 752 | cerere oferta | N | 6 | 2 | 60 | 0.24 | KG | 80X35,4X72 | 4015082649005 |  | 656 | PDC | 1
263407 | PL7-C10/3 | 263407 | Intreruptor automat 10kA C10/3 | 752 | cerere oferta | S | 4 | 3 | 40 | 0.36 | KG | 86X53,4X73 | 4015082634070 |  | 656 | PDC | 1
263993 | PL7-C10/3N | 263993 | Intreruptor automat 10kA C10/3N | 752 | cerere oferta | S | 3 | 3 | 30 | 0.456 | KG | 86X53,4X73 | 4015082639938 |  | 656 | PDC | 1
165173 | PL7-C10/4 | 165173 | Intreruptor automat 10kA C10/4 | 752 | cerere oferta | S | 3 | 4 | 30 | 0.48 | KG | 85X70X73 | 4015081616831 |  | 656 | PDC | 1
165059 | PL7-C12/1 | 165059 | MCB | 752 | cerere oferta | N | 12 | 1 | 120 | 0.12 | KG | 85X17,5X73 | 4015081615698 |  | 656 | PDC | 1
262703 | PL7-C13/1 | 262703 | Intreruptor automat 10kA C13 | 752 | cerere oferta | S | 12 | 1 | 120 | 0.12 | KG | 86X17,8X73 | 4015082627034 |  | 656 | PDC | 1
264888 | PL7-C13/1-DC | 264888 | Intreruptor automat 6kA C13-DC | 752 | cerere oferta | N | 12 | 1 | 120 | 0.12 | KG | 80X17,7X72 | 4015082648886 |  | 656 | PDC | 1
262748 | PL7-C13/1N | 262748 | Intreruptor automat 10kA C13/1N | 752 | cerere oferta | S | 8 | 1.5 | 80 | 0.22 | KG | 86X26,3X73 | 4015082627485 |  | 656 | PDC | 1
264901 | PL7-C13/2-DC | 264901 | Intreruptor automat 6kA C13/2-DC | 752 | cerere oferta | N | 6 | 2 | 60 | 0.24 | KG | 80X35,4X72 | 4015082649012 |  | 656 | PDC | 1
263408 | PL7-C13/3 | 263408 | Miniature Circuit Breaker | 752 | cerere oferta | N | 4 | 3 | 40 | 0.36 | KG | 86X53,4X73 | 4015082634087 |  | 656 | PDC | 1
263994 | PL7-C13/3N | 263994 | Intreruptor automat 10kA C13/3N | 752 | cerere oferta | S | 3 | 3 | 30 | 0.456 | KG | 86X53,4X73 | 4015082639945 |  | 656 | PDC | 1
262704 | PL7-C16/1 | 262704 | Intreruptor automat 10kA C16 | 752 | cerere oferta | S | 12 | 1 | 120 | 0.12 | KG | 86X17,8X73 | 4015082627041 |  | 656 | PDC | 1
264889 | PL7-C16/1-DC | 264889 | Intreruptor automat 6kA C16-DC | 752 | cerere oferta | N | 12 | 1 | 120 | 0.12 | KG | 80X17,7X72 | 4015082648893 |  | 656 | PDC | 1
262749 | PL7-C16/1N | 262749 | Intreruptor automat 10kA C16/1N | 752 | cerere oferta | S | 8 | 1.5 | 80 | 0.22 | KG | 86X26,3X73 | 4015082627492 |  | 656 | PDC | 1
263359 | PL7-C16/2 | 263359 | Intreruptor automat 10kA C16/2 | 752 | cerere oferta | S | 6 | 2 | 60 | 0.24 | KG | 86X35,6X73 | 4015082633592 |  | 656 | PDC | 1
264902 | PL7-C16/2-DC | 264902 | Intreruptor automat 6kA C16/2-DC | 752 | cerere oferta | N | 6 | 2 | 60 | 0.24 | KG | 80X35,4X72 | 4015082649029 |  | 656 | PDC | 1
263409 | PL7-C16/3 | 263409 | Intreruptor automat 10kA C16/3 | 752 | cerere oferta | S | 4 | 3 | 40 | 0.36 | KG | 86X53,4X73 | 4015082634094 |  | 656 | PDC | 1
263995 | PL7-C16/3N | 263995 | Intreruptor automat 10kA C16/3N | 752 | cerere oferta | S | 3 | 3 | 30 | 0.456 | KG | 86X53,4X73 | 4015082639952 |  | 656 | PDC | 1
107329 | PL7-C16/4 | 107329 | Intreruptor automat 10kA C16/4 | 752 | cerere oferta | S | 3 | 4 | 30 | 0.48 | KG | 85X70,8X73 | 4015081071197 |  | 656 | PDC | 1
262699 | PL7-C2/1 | 262699 | Intreruptor automat 10kA C2 | 752 | cerere oferta | S | 12 | 1 | 120 | 0.12 | KG | 86X17,8X73 | 4015082626990 |  | 656 | PDC | 1
264883 | PL7-C2/1-DC | 264883 | Intreruptor automat 6kA C2-DC | 752 | cerere oferta | N | 12 | 1 | 120 | 0.12 | KG | 80X17,7X72 | 4015082648831 |  | 656 | PDC | 1
262744 | PL7-C2/1N | 262744 | Intreruptor automat 10kA C2/1N | 752 | cerere oferta | S | 8 | 1.5 | 80 | 0.22 | KG | 86X26,3X73 | 4015082627447 |  | 656 | PDC | 1
263354 | PL7-C2/2 | 263354 | Intreruptor automat 10kA C2/2 | 752 | cerere oferta | S | 6 | 2 | 60 | 0.24 | KG | 86X35,6X73 | 4015082633547 |  | 656 | PDC | 1
264896 | PL7-C2/2-DC | 264896 | Intreruptor automat 6kA C2/2-DC | 752 | cerere oferta | N | 6 | 2 | 60 | 0.24 | KG | 80X35,4X72 | 4015082648961 |  | 656 | PDC | 1
263404 | PL7-C2/3 | 263404 | Intreruptor automat 10kA C2/3 | 752 | cerere oferta | S | 4 | 3 | 40 | 0.36 | KG | 86X53,4X73 | 4015082634049 |  | 656 | PDC | 1
165271 | PL7-C2/3N | 165271 | Intreruptor automat 10kA C2/3N | 752 | cerere oferta | S | 3 | 4 | 30 | 0.48 | KG | 85X70X73 | 4015081617814 |  | 656 | PDC | 1
165178 | PL7-C2/4 | 165178 | Intreruptor automat 10kA C2/4 | 752 | cerere oferta | S | 3 | 4 | 30 | 0.48 | KG | 85X70X73 | 4015081616886 |  | 656 | PDC | 1
262705 | PL7-C20/1 | 262705 | Intreruptor automat 10kA C20 | 752 | cerere oferta | S | 12 | 1 | 120 | 0.12 | KG | 86X17,8X73 | 4015082627058 |  | 656 | PDC | 1
264890 | PL7-C20/1-DC | 264890 | Intreruptor automat 6kA C20-DC | 752 | cerere oferta | N | 12 | 1 | 120 | 0.12 | KG | 80X17,7X72 | 4015082648909 |  | 656 | PDC | 1
262750 | PL7-C20/1N | 262750 | Intreruptor automat 10kA C20/1N | 752 | cerere oferta | S | 8 | 1.5 | 80 | 0.22 | KG | 86X26,3X73 | 4015082627508 |  | 656 | PDC | 1
263360 | PL7-C20/2 | 263360 | Intreruptor automat 10kA C20/2 | 752 | cerere oferta | S | 6 | 2 | 60 | 0.24 | KG | 86X35,6X73 | 4015082633608 |  | 656 | PDC | 1
264903 | PL7-C20/2-DC | 264903 | Intreruptor automat 6kA C20/2-DC | 752 | cerere oferta | N | 6 | 2 | 60 | 0.24 | KG | 80X35,4X72 | 4015082649036 |  | 656 | PDC | 1
263410 | PL7-C20/3 | 263410 | Intreruptor automat 10kA C20/3 | 752 | cerere oferta | S | 4 | 3 | 40 | 0.36 | KG | 86X53,4X73 | 4015082634100 |  | 656 | PDC | 1
263996 | PL7-C20/3N | 263996 | Intreruptor automat 10kA C20/3N | 752 | cerere oferta | S | 3 | 3 | 30 | 0.456 | KG | 86X53,4X73 | 4015082639969 |  | 656 | PDC | 1
165179 | PL7-C20/4 | 165179 | Intreruptor automat 10kA C20/4 | 752 | cerere oferta | S | 3 | 4 | 30 | 0.48 | KG | 85X70X73 | 4015081616893 |  | 656 | PDC | 1
262706 | PL7-C25/1 | 262706 | Intreruptor automat 10kA C25 | 752 | cerere oferta | S | 12 | 1 | 120 | 0.12 | KG | 86X17,8X73 | 4015082627065 |  | 656 | PDC | 1
264891 | PL7-C25/1-DC | 264891 | Intreruptor automat 6kA C25-DC | 752 | cerere oferta | N | 12 | 1 | 120 | 0.12 | KG | 80X17,7X72 | 4015082648916 |  | 656 | PDC | 1
262751 | PL7-C25/1N | 262751 | Intreruptor automat 10kA C25/1N | 752 | cerere oferta | S | 8 | 1.5 | 80 | 0.22 | KG | 86X26,3X73 | 4015082627515 |  | 656 | PDC | 1
263361 | PL7-C25/2 | 263361 | Intreruptor automat 10kA C25/2 | 752 | cerere oferta | S | 6 | 2 | 60 | 0.24 | KG | 86X35,6X73 | 4015082633615 |  | 656 | PDC | 1
264904 | PL7-C25/2-DC | 264904 | Intreruptor automat 6kA C25/2-DC | 752 | cerere oferta | N | 6 | 2 | 60 | 0.24 | KG | 80X35,4X72 | 4015082649043 |  | 656 | PDC | 1
263411 | PL7-C25/3 | 263411 | Intreruptor automat 10kA C25/3 | 752 | cerere oferta | S | 4 | 3 | 40 | 0.36 | KG | 86X53,4X73 | 4015082634117 |  | 656 | PDC | 1
263997 | PL7-C25/3N | 263997 | Intreruptor automat 10kA C25/3N | 752 | cerere oferta | S | 3 | 3 | 30 | 0.456 | KG | 86X53,4X73 | 4015082639976 |  | 656 | PDC | 1
165180 | PL7-C25/4 | 165180 | Intreruptor automat 10kA C25/4 | 752 | cerere oferta | S | 3 | 4 | 30 | 0.48 | KG | 85X70X73 | 4015081616909 |  | 656 | PDC | 1
165063 | PL7-C3/1 | 165063 | MCB | 752 | cerere oferta | N | 12 | 1 | 120 | 0.12 | KG | 85X17,5X73 | 4015081615735 |  | 656 | PDC | 1
264884 | PL7-C3/1-DC | 264884 | Intreruptor automat 6kA C3-DC | 752 | cerere oferta | N | 12 | 1 | 120 | 0.12 | KG | 80X17,7X72 | 4015082648848 |  | 656 | PDC | 1
165235 | PL7-C3/1N | 165235 | MCB | 752 | cerere oferta | N | 8 | 2 | 80 | 0.24 | KG | 85X35X73 | 4015081617456 |  | 656 | PDC | 1
165098 | PL7-C3/2 | 165098 | MCB | 752 | cerere oferta | N | 6 | 2 | 60 | 0.24 | KG | 85X35X73 | 4015081616084 |  | 656 | PDC | 1
264897 | PL7-C3/2-DC | 264897 | Intreruptor automat 6kA C3/2-DC | 752 | cerere oferta | N | 6 | 2 | 60 | 0.24 | KG | 80X35,4X72 | 4015082648978 |  | 656 | PDC | 1
262707 | PL7-C32/1 | 262707 | Intreruptor automat 10kA C32 | 752 | cerere oferta | S | 12 | 1 | 120 | 0.12 | KG | 86X17,8X73 | 4015082627072 |  | 656 | PDC | 1
264892 | PL7-C32/1-DC | 264892 | Intreruptor automat 6kA C32-DC | 752 | cerere oferta | N | 12 | 1 | 120 | 0.12 | KG | 80X17,7X72 | 4015082648923 |  | 656 | PDC | 1
262752 | PL7-C32/1N | 262752 | Intreruptor automat 10kA C32/1N | 752 | cerere oferta | N | 8 | 1.5 | 80 | 0.22 | KG | 86X26,3X73 | 4015082627522 |  | 656 | PDC | 1
263362 | PL7-C32/2 | 263362 | Intreruptor automat 10kA C32/2 | 752 | cerere oferta | S | 6 | 2 | 60 | 0.24 | KG | 86X35,6X73 | 4015082633622 |  | 656 | PDC | 1
264905 | PL7-C32/2-DC | 264905 | Intreruptor automat 6kA C32/2-DC | 752 | cerere oferta | N | 6 | 2 | 60 | 0.24 | KG | 80X35,4X72 | 4015082649050 |  | 656 | PDC | 1
263412 | PL7-C32/3 | 263412 | Intreruptor automat 10kA C32/3 | 752 | cerere oferta | S | 4 | 3 | 40 | 0.36 | KG | 86X53,4X73 | 4015082634124 |  | 656 | PDC | 1
263998 | PL7-C32/3N | 263998 | Intreruptor automat 10kA C32/3N | 752 | cerere oferta | S | 3 | 3 | 30 | 0.456 | KG | 86X53,4X73 | 4015082639983 |  | 656 | PDC | 1
165183 | PL7-C32/4 | 165183 | Intreruptor automat 10kA C32/4 | 752 | cerere oferta | S | 3 | 4 | 30 | 0.48 | KG | 85X70X73 | 4015081616930 |  | 656 | PDC | 1
262700 | PL7-C4/1 | 262700 | Intreruptor automat 10kA C4 | 752 | cerere oferta | S | 12 | 1 | 120 | 0.12 | KG | 86X17,8X73 | 4015082627003 |  | 656 | PDC | 1
264885 | PL7-C4/1-DC | 264885 | Intreruptor automat 6kA C4-DC | 752 | cerere oferta | N | 12 | 1 | 120 | 0.12 | KG | 80X17,7X72 | 4015082648855 |  | 656 | PDC | 1
262745 | PL7-C4/1N | 262745 | Intreruptor automat 10kA C4/1N | 752 | cerere oferta | S | 8 | 1.5 | 80 | 0.22 | KG | 86X26,3X73 | 4015082627454 |  | 656 | PDC | 1
263355 | PL7-C4/2 | 263355 | Intreruptor automat 10kA C4/2 | 752 | cerere oferta | N | 6 | 2 | 60 | 0.24 | KG | 86X35,6X73 | 4015082633554 |  | 656 | PDC | 1
264898 | PL7-C4/2-DC | 264898 | Intreruptor automat 6kA C4/2-DC | 752 | cerere oferta | N | 6 | 2 | 60 | 0.24 | KG | 80X35,4X72 | 4015082648985 |  | 656 | PDC | 1
263405 | PL7-C4/3 | 263405 | Intreruptor automat 10kA C4/3 | 752 | cerere oferta | S | 4 | 3 | 40 | 0.36 | KG | 86X53,4X73 | 4015082634056 |  | 656 | PDC | 1
165274 | PL7-C4/3N | 165274 | Intreruptor automat 10kA C4/3N | 752 | cerere oferta | S | 3 | 4 | 30 | 0.48 | KG | 85X70X73 | 4015081617845 |  | 656 | PDC | 1
165184 | PL7-C4/4 | 165184 | Intreruptor automat 10kA C4/4 | 752 | cerere oferta | S | 3 | 4 | 30 | 0.48 | KG | 85X70X73 | 4015081616947 |  | 656 | PDC | 1
262708 | PL7-C40/1 | 262708 | Intreruptor automat 10kA C40 | 752 | cerere oferta | S | 12 | 1 | 120 | 0.12 | KG | 86X17,8X73 | 4015082627089 |  | 656 | PDC | 1
264893 | PL7-C40/1-DC | 264893 | Intreruptor automat 6kA C40-DC | 752 | cerere oferta | N | 12 | 1 | 120 | 0.12 | KG | 80X17,7X72 | 4015082648930 |  | 656 | PDC | 1
263363 | PL7-C40/2 | 263363 | Intreruptor automat 10kA C40/2 | 752 | cerere oferta | S | 6 | 2 | 60 | 0.24 | KG | 86X35,6X73 | 4015082633639 |  | 656 | PDC | 1
264906 | PL7-C40/2-DC | 264906 | Intreruptor automat 6kA C40/2-DC | 752 | cerere oferta | N | 6 | 2 | 60 | 0.24 | KG | 80X35,4X72 | 4015082649067 |  | 656 | PDC | 1
263413 | PL7-C40/3 | 263413 | Intreruptor automat 10kA C40/3 | 752 | cerere oferta | S | 4 | 3 | 40 | 0.36 | KG | 86X53,4X73 | 4015082634131 |  | 656 | PDC | 1
263999 | PL7-C40/3N | 263999 | Intreruptor automat 10kA C40/3N | 752 | cerere oferta | S | 3 | 3 | 30 | 0.456 | KG | 86X53,4X73 | 4015082639990 |  | 656 | PDC | 1
165185 | PL7-C40/4 | 165185 | Intreruptor automat 10kA C40/4 | 752 | cerere oferta | S | 3 | 4 | 30 | 0.48 | KG | 85X70X73 | 4015081616954 |  | 656 | PDC | 1
165064 | PL7-C5/1 | 165064 | MCB | 752 | cerere oferta | N | 12 | 1 | 120 | 0.12 | KG | 85X17,5X73 | 4015081615742 |  | 656 | PDC | 1
262709 | PL7-C50/1 | 262709 | Intreruptor automat 10kA C50 | 752 | cerere oferta | S | 12 | 1 | 120 | 0.12 | KG | 86X17,8X73 | 4015082627096 |  | 656 | PDC | 1
264894 | PL7-C50/1-DC | 264894 | Intreruptor automat 6kA C50-DC | 752 | cerere oferta | N | 12 | 1 | 120 | 0.12 | KG | 80X17,7X72 | 4015082648947 |  | 656 | PDC | 1
263364 | PL7-C50/2 | 263364 | Intreruptor automat 10kA C50/2 | 752 | cerere oferta | S | 6 | 2 | 60 | 0.24 | KG | 86X35,6X73 | 4015082633646 |  | 656 | PDC | 1
264907 | PL7-C50/2-DC | 264907 | Intreruptor automat 6kA C50/2-DC | 752 | cerere oferta | N | 6 | 2 | 60 | 0.24 | KG | 80X35,4X72 | 4015082649074 |  | 656 | PDC | 1
263414 | PL7-C50/3 | 263414 | Intreruptor automat 10kA C50/3 | 752 | cerere oferta | S | 4 | 3 | 40 | 0.36 | KG | 86X53,4X73 | 4015082634148 |  | 656 | PDC | 1
264000 | PL7-C50/3N | 264000 | Intreruptor automat 10kA C50/3N | 752 | cerere oferta | S | 3 | 0 | 30 | 0.456 | KG | 0 001X0 001X0 001 | 4015082640002 |  | 656 | PDC | 1
165187 | PL7-C50/4 | 165187 | Intreruptor automat 10kA C50/4 | 752 | cerere oferta | S | 3 | 4 | 30 | 0.48 | KG | 85X70X73 | 4015081616978 |  | 656 | PDC | 1
262701 | PL7-C6/1 | 262701 | Intreruptor automat 10kA C6 | 752 | cerere oferta | S | 12 | 1 | 120 | 0.12 | KG | 86X17,8X73 | 4015082627010 |  | 656 | PDC | 1
264886 | PL7-C6/1-DC | 264886 | Intreruptor automat 6kA C6-DC | 752 | cerere oferta | N | 12 | 1 | 120 | 0.12 | KG | 80X17,7X72 | 4015082648862 |  | 656 | PDC | 1
262746 | PL7-C6/1N | 262746 | Intreruptor automat 10kA C6/1N | 752 | cerere oferta | S | 8 | 1.5 | 80 | 0.22 | KG | 86X26,3X73 | 4015082627461 |  | 656 | PDC | 1
263356 | PL7-C6/2 | 263356 | Intreruptor automat 10kA C6/2 | 752 | cerere oferta | S | 6 | 2 | 60 | 0.24 | KG | 86X35,6X73 | 4015082633561 |  | 656 | PDC | 1
264899 | PL7-C6/2-DC | 264899 | Intreruptor automat 6kA C6/2-DC | 752 | cerere oferta | N | 6 | 2 | 60 | 0.24 | KG | 80X35,4X72 | 4015082648992 |  | 656 | PDC | 1
263406 | PL7-C6/3 | 263406 | Intreruptor automat 10kA C6/3 | 752 | cerere oferta | S | 4 | 3 | 40 | 0.36 | KG | 86X53,4X73 | 4015082634063 |  | 656 | PDC | 1
263992 | PL7-C6/3N | 263992 | Intreruptor automat 10kA C6/3N | 752 | cerere oferta | S | 3 | 3 | 30 | 0.456 | KG | 86X53,4X73 | 4015082639921 |  | 656 | PDC | 1
165188 | PL7-C6/4 | 165188 | Intreruptor automat 10kA C6/4 | 752 | cerere oferta | S | 3 | 4 | 30 | 0.48 | KG | 85X70X73 | 4015081616985 |  | 656 | PDC | 1
262710 | PL7-C63/1 | 262710 | Intreruptor automat 10kA C63 | 752 | cerere oferta | S | 12 | 1 | 120 | 0.12 | KG | 86X17,8X73 | 4015082627102 |  | 656 | PDC | 1
263365 | PL7-C63/2 | 263365 | Intreruptor automat 10kA C63/2 | 752 | cerere oferta | S | 6 | 2 | 60 | 0.24 | KG | 86X35,6X73 | 4015082633653 |  | 656 | PDC | 1
263415 | PL7-C63/3 | 263415 | Intreruptor automat 10kA C63/3 | 752 | cerere oferta | N | 4 | 3 | 40 | 0.36 | KG | 86X53,4X73 | 4015082634155 |  | 656 | PDC | 1
264001 | PL7-C63/3N | 264001 | Intreruptor automat 10kA C63/3N | 752 | cerere oferta | S | 3 | 3 | 30 | 0.456 | KG | 86X53,4X73 | 4015082640019 |  | 656 | PDC | 1
165189 | PL7-C63/4 | 165189 | Intreruptor automat 10kA C63/4 | 752 | cerere oferta | S | 3 | 4 | 30 | 0.48 | KG | 85X70X73 | 4015081616992 |  | 656 | PDC | 1
165065 | PL7-C8/1 | 165065 | MCB | 752 | cerere oferta | N | 12 | 1 | 120 | 0.12 | KG | 85X17,5X73 | 4015081615759 |  | 656 | PDC | 1
165071 | PL7-D1/1 | 165071 | MCB | 752 | cerere oferta | N | 12 | 1 | 120 | 0.12 | KG | 85X17,5X73 | 4015081615810 |  | 656 | PDC | 1
165241 | PL7-D1/1N | 165241 | Intreruptor automat 10kA D1/1N | 752 | cerere oferta | N | 8 | 2 | 80 | 0.24 | KG | 85X35X73 | 4015081617517 |  | 656 | PDC | 1
108184 | PL7-D1/2 | 108184 | Intreruptor automat 10kA D1/2 | 752 | cerere oferta | N | 6 | 2 | 60 | 0.24 | KG | 85X35,4X73 | 4015081078363 |  | 656 | PDC | 1
165136 | PL7-D1/3 | 165136 | MCB | 752 | cerere oferta | N | 4 | 3 | 40 | 0.36 | KG | 85X52,5X73 | 4015081616466 |  | 656 | PDC | 1
262714 | PL7-D10/1 | 262714 | Intreruptor automat 10kA D10 | 752 | cerere oferta | N | 12 | 1 | 120 | 0.12 | KG | 86X17,8X73 | 4015082627140 |  | 656 | PDC | 1
262756 | PL7-D10/1N | 262756 | Intreruptor automat 10kA D10/1N | 752 | cerere oferta | N | 8 | 1.5 | 80 | 0.22 | KG | 86X26,3X73 | 4015082627560 |  | 656 | PDC | 1
263369 | PL7-D10/2 | 263369 | Intreruptor automat 10kA D10/2 | 752 | cerere oferta | N | 6 | 2 | 60 | 0.24 | KG | 86X35,6X73 | 4015082633691 |  | 656 | PDC | 1
263419 | PL7-D10/3 | 263419 | Intreruptor automat 10kA D10/3 | 752 | cerere oferta | N | 4 | 3 | 40 | 0.36 | KG | 86X53,4X73 | 4015082634193 |  | 656 | PDC | 1
264003 | PL7-D10/3N | 264003 | Intreruptor automat 10kA D10/3N | 752 | cerere oferta | N | 3 | 3 | 30 | 0.456 | KG | 86X53,4X73 | 4015082640033 |  | 656 | PDC | 1
262716 | PL7-D16/1 | 262716 | Intreruptor automat 10kA D16 | 752 | cerere oferta | N | 12 | 1 | 120 | 0.12 | KG | 86X17,8X73 | 4015082627164 |  | 656 | PDC | 1
262758 | PL7-D16/1N | 262758 | Intreruptor automat 10kA D16/1N | 752 | cerere oferta | N | 8 | 1.5 | 80 | 0.22 | KG | 86X26,3X73 | 4015082627584 |  | 656 | PDC | 1
263381 | PL7-D16/2 | 263381 | Intreruptor automat 10kA D16/2 | 752 | cerere oferta | N | 6 | 2 | 60 | 0.24 | KG | 86X35,6X73 | 4015082633813 |  | 656 | PDC | 1
263421 | PL7-D16/3 | 263421 | Intreruptor automat 10kA D16/3 | 752 | cerere oferta | N | 4 | 3 | 40 | 0.36 | KG | 86X53,4X73 | 4015082634216 |  | 656 | PDC | 1
264005 | PL7-D16/3N | 264005 | Intreruptor automat 10kA D16/3N | 752 | cerere oferta | N | 3 | 3 | 30 | 0.456 | KG | 86X53,4X73 | 4015082640057 |  | 656 | PDC | 1
165199 | PL7-D16/4 | 165199 | Intreruptor automat 10kA D16/4 | 752 | cerere oferta | N | 3 | 4 | 30 | 0.48 | KG | 85X70X73 | 4015081617098 |  | 656 | PDC | 1
262711 | PL7-D2/1 | 262711 | Intreruptor automat 10kA D2 | 752 | cerere oferta | N | 12 | 1 | 120 | 0.12 | KG | 86X17,8X73 | 4015082627119 |  | 656 | PDC | 1
262753 | PL7-D2/1N | 262753 | Intreruptor automat 10kA D2/1N | 752 | cerere oferta | N | 8 | 1.5 | 80 | 0.22 | KG | 86X26,3X73 | 4015082627539 |  | 656 | PDC | 1
263366 | PL7-D2/2 | 263366 | Intreruptor automat 10kA D2/2 | 752 | cerere oferta | N | 6 | 2 | 60 | 0.24 | KG | 86X35,6X73 | 4015082633660 |  | 656 | PDC | 1
263416 | PL7-D2/3 | 263416 | Intreruptor automat 10kA D2/3 | 752 | cerere oferta | N | 4 | 3 | 40 | 0.36 | KG | 86X53,4X73 | 4015082634162 |  | 656 | PDC | 1
262717 | PL7-D20/1 | 262717 | Miniature Circuit Breaker | 752 | cerere oferta | N | 12 | 1 | 120 | 0.12 | KG | 86X17,8X73 | 4015082627171 |  | 656 | PDC | 1
262759 | PL7-D20/1N | 262759 | PL7-D20/1N | 752 | cerere oferta | N | 8 | 1 | 80 | 0.22 | KG | 86X26,3X73 | 4015082627591 |  | 656 | PDC | 1
263382 | PL7-D20/2 | 263382 | Intreruptor automat 10kA D20/2 | 752 | cerere oferta | N | 6 | 2 | 60 | 0.24 | KG | 86X35,6X73 | 4015082633820 |  | 656 | PDC | 1
263422 | PL7-D20/3 | 263422 | Intreruptor automat 10kA D20/3 | 752 | cerere oferta | N | 4 | 3 | 40 | 0.36 | KG | 86X53,4X73 | 4015082634223 |  | 656 | PDC | 1
264006 | PL7-D20/3N | 264006 | Intreruptor automat 10kA D20/3N | 752 | cerere oferta | N | 3 | 3 | 30 | 0.456 | KG | 86X53,4X73 | 4015082640064 |  | 656 | PDC | 1
165202 | PL7-D20/4 | 165202 | Intreruptor automat 10kA D20/4 | 752 | cerere oferta | N | 3 | 4 | 30 | 0.48 | KG | 85X70X73 | 4015081617128 |  | 656 | PDC | 1
262718 | PL7-D25/1 | 262718 | Intreruptor automat 10kA D25 | 752 | cerere oferta | N | 12 | 1 | 120 | 0.12 | KG | 86X17,8X73 | 4015082627188 |  | 656 | PDC | 1
263383 | PL7-D25/2 | 263383 | Intreruptor automat 10kA D25/2 | 752 | cerere oferta | N | 6 | 2 | 60 | 0.24 | KG | 86X35,6X73 | 4015082633837 |  | 656 | PDC | 1
263423 | PL7-D25/3 | 263423 | Intreruptor automat 10kA D25/3 | 752 | cerere oferta | N | 4 | 3 | 40 | 0.36 | KG | 86X53,4X73 | 4015082634230 |  | 656 | PDC | 1
264007 | PL7-D25/3N | 264007 | Intreruptor automat 10kA D25/3N | 752 | cerere oferta | N | 3 | 3 | 30 | 0.456 | KG | 86X53,4X73 | 4015082640071 |  | 656 | PDC | 1
165203 | PL7-D25/4 | 165203 | Intreruptor automat 10kA D25/4 | 752 | cerere oferta | N | 3 | 4 | 30 | 0.48 | KG | 85X70X73 | 4015081617135 |  | 656 | PDC | 1
263384 | PL7-D32/2 | 263384 | Miniature Circuit Breaker | 752 | cerere oferta | N | 6 | 2 | 60 | 0.24 | KG | 86X35,6X73 | 4015082633844 |  | 656 | PDC | 1
263424 | PL7-D32/3 | 263424 | Intreruptor automat 10kA D32/3 | 752 | cerere oferta | N | 4 | 3 | 40 | 0.36 | KG | 86X53,4X73 | 4015082634247 |  | 656 | PDC | 1
264008 | PL7-D32/3N | 264008 | Intreruptor automat 10kA D32/3N | 752 | cerere oferta | N | 3 | 3 | 30 | 0.456 | KG | 86X53,4X73 | 4015082640088 |  | 656 | PDC | 1
165206 | PL7-D32/4 | 165206 | MCB | 752 | cerere oferta | N | 3 | 4 | 30 | 0.48 | KG | 85X70X73 | 4015081617166 |  | 656 | PDC | 1
262712 | PL7-D4/1 | 262712 | Intreruptor automat 10kA D4 | 752 | cerere oferta | N | 12 | 1 | 120 | 0.12 | KG | 86X17,8X73 | 4015082627126 |  | 656 | PDC | 1
262754 | PL7-D4/1N | 262754 | Miniature Circuit Breaker | 752 | cerere oferta | N | 8 | 1.5 | 80 | 0.22 | KG | 86X26,3X73 | 4015082627546 |  | 656 | PDC | 1
263367 | PL7-D4/2 | 263367 | Intreruptor automat 10kA D4/2 | 752 | cerere oferta | N | 6 | 2 | 60 | 0.24 | KG | 86X35,6X73 | 4015082633677 |  | 656 | PDC | 1
263417 | PL7-D4/3 | 263417 | Intreruptor automat 10kA D4/3 | 752 | cerere oferta | N | 4 | 3 | 40 | 0.36 | KG | 86X53,4X73 | 4015082634179 |  | 656 | PDC | 1
165287 | PL7-D4/3N | 165287 | Intreruptor automat 10kA D4/3N | 752 | cerere oferta | N | 3 | 4 | 30 | 0.48 | KG | 85X70X73 | 4015081617975 |  | 656 | PDC | 1
263385 | PL7-D40/2 | 263385 | Intreruptor automat 10kA D40/2 | 752 | cerere oferta | N | 6 | 2 | 60 | 0.24 | KG | 86X35,6X73 | 4015082633851 |  | 656 | PDC | 1
263425 | PL7-D40/3 | 263425 | Intreruptor automat 10kA D40/3 | 79 | cerere oferta | S | 4 | 3 | 40 | 0.36 | KG | 86X53,4X73 | 4015082634254 |  | 656 | PDC | 1
264009 | PL7-D40/3N | 264009 | Intreruptor automat 10kA D40/3N | 752 | cerere oferta | N | 3 | 3 | 30 | 0.456 | KG | 86X53,4X73 | 4015082640095 |  | 656 | PDC | 1
166557 | PL7-D50/2 | 166557 | MCB | 752 | cerere oferta | N | 6 | 2 | 60 | 0.24 | KG | 85X35X73 | 4015081630653 |  | 656 | PDC | 1
262713 | PL7-D6/1 | 262713 | Miniature Circuit Breaker | 752 | cerere oferta | N | 12 | 1 | 120 | 0.12 | KG | 86X17,8X73 | 4015082627133 |  | 656 | PDC | 1
262755 | PL7-D6/1N | 262755 | Intreruptor automat 10kA D6/1N | 752 | cerere oferta | N | 8 | 1.5 | 80 | 0.22 | KG | 86X26,3X73 | 4015082627553 |  | 656 | PDC | 1
263368 | PL7-D6/2 | 263368 | Intreruptor automat 10kA D6/2 | 752 | cerere oferta | N | 6 | 2 | 60 | 0.24 | KG | 86X35,6X73 | 4015082633684 |  | 656 | PDC | 1
263418 | PL7-D6/3 | 263418 | Intreruptor automat 10kA D6/3 | 752 | cerere oferta | N | 4 | 3 | 40 | 0.36 | KG | 86X53,4X73 | 4015082634186 |  | 656 | PDC | 1
264002 | PL7-D6/3N | 264002 | Intreruptor automat 10kA D6/3N | 752 | cerere oferta | N | 3 | 3 | 30 | 0.456 | KG | 86X53,4X73 | 4015082640026 |  | 656 | PDC | 1
165210 | PL7-D6/4 | 165210 | Intreruptor automat 10kA D6/4 | 752 | cerere oferta | N | 3 | 4 | 30 | 0.48 | KG | 85X70X73 | 4015081617203 |  | 656 | PDC | 1
166560 | PL7-D63/3 | 166560 | MCB | 752 | cerere oferta | N | 4 | 3 | 40 | 0.36 | KG | 85X52,5X73 | 4015081630684 |  | 656 | PDC | 1
166564 | PL7-D63/3N | 166564 | MCB | 752 | cerere oferta | N | 3 | 4 | 30 | 0.48 | KG | 85X70X73 | 4015081630721 |  | 656 | PDC | 1
166562 | PL7-D63/4 | 166562 | MCB | 752 | cerere oferta | N | 3 | 4 | 30 | 0.48 | KG | 85X70X73 | 4015081630707 |  | 656 | PDC | 1
ROSOB000020816 | Placa presetupe 1000x250 | ROSOB000020816 | Placa presetupe 1000x250 | 100 | cerere oferta | N | 1 | 0 | 1 | 1 | KG | 0 001X0 001X0 001 | 9008790670374 |  | 278 | PDC | 1
247979 | PLHT-B100 | 247979 | Intreruptor automat 15-25kA B100 | 753 | cerere oferta | N | 12 | 1.5 | 48 | 0.23 | KG | 91X26,9X79 | 4015082479794 |  | 656 | PDC | 1
248031 | PLHT-B100/3 | 248031 | Intreruptor automat 15-25kA B100/3 | 753 | cerere oferta | N | 4 | 4.5 | 16 | 0.699 | KG | 91X80,7X79 | 4015082480318 |  | 656 | PDC | 1
248057 | PLHT-B100/3N | 248057 | Intreruptor automat 15-25kA B100/3N | 753 | cerere oferta | N | 3 | 6 | 12 | 0.866 | KG | 91X107,6X79 | 4015082480578 |  | 656 | PDC | 1
248083 | PLHT-B100/4 | 248083 | Intreruptor automat 15-25kA B100/4 | 753 | cerere oferta | N | 3 | 6 | 12 | 0.927 | KG | 91X107,6X79 | 4015082480837 |  | 656 | PDC | 1
247980 | PLHT-B125 | 247980 | Intreruptor automat 15-25kA B125 | 753 | cerere oferta | N | 12 | 1.5 | 48 | 0.218 | KG | 91X26,9X79 | 4015082479800 |  | 656 | PDC | 1
248032 | PLHT-B125/3 | 248032 | Intreruptor automat 15-25kA B125/3 | 753 | cerere oferta | N | 4 | 4.5 | 16 | 0.658 | KG | 91X80,7X79 | 4015082480325 |  | 656 | PDC | 1
248058 | PLHT-B125/3N | 248058 | Intreruptor automat 15-25kA B125/3N | 753 | cerere oferta | N | 3 | 6 | 12 | 0.827 | KG | 91X107,6X79 | 4015082480585 |  | 656 | PDC | 1
248084 | PLHT-B125/4 | 248084 | Intreruptor automat 15-25kA B125/4 | 753 | cerere oferta | N | 3 | 6 | 12 | 0.878 | KG | 91X107,6X79 | 4015082480844 |  | 656 | PDC | 1
247972 | PLHT-B20 | 247972 | Intreruptor automat 15-25kA B20 | 753 | cerere oferta | N | 12 | 1.5 | 48 | 0.226 | KG | 91X26,9X79 | 4015082479725 |  | 656 | PDC | 1
247998 | PLHT-B20/2 | 247998 | Intreruptor automat 15-25kA B20/2 | 753 | cerere oferta | N | 6 | 3 | 24 | 0.454 | KG | 91X53,8X79 | 4015082479985 |  | 656 | PDC | 1
248024 | PLHT-B20/3 | 248024 | Intreruptor automat 15-25kA B20/3 | 753 | cerere oferta | N | 4 | 4.5 | 16 | 0.681 | KG | 91X80,7X79 | 4015082480240 |  | 656 | PDC | 1
248050 | PLHT-B20/3N | 248050 | PLHT-B20/3N | 753 | cerere oferta | N | 3 | 6 | 12 | 0.845 | KG | 91X107,6X79 | 4015082480509 |  | 656 | PDC | 1
247973 | PLHT-B25 | 247973 | PLHT-B25 | 753 | cerere oferta | N | 12 | 1.5 | 48 | 0.225 | KG | 91X26,9X79 | 4015082479732 |  | 656 | PDC | 1
247999 | PLHT-B25/2 | 247999 | Intreruptor automat 15-25kA B25/2 | 753 | cerere oferta | N | 6 | 3 | 24 | 0.452 | KG | 91X53,8X79 | 4015082479992 |  | 656 | PDC | 1
248025 | PLHT-B25/3 | 248025 | Intreruptor automat 15-25kA B25/3 | 753 | cerere oferta | N | 4 | 4.5 | 16 | 0.678 | KG | 91X80,7X79 | 4015082480257 |  | 656 | PDC | 1
248051 | PLHT-B25/3N | 248051 | Intreruptor automat 15-25kA B25/3N | 753 | cerere oferta | N | 3 | 6 | 12 | 0.842 | KG | 91X107,6X79 | 4015082480516 |  | 656 | PDC | 1
247974 | PLHT-B32 | 247974 | PLHT-B32 | 753 | cerere oferta | N | 12 | 1.5 | 48 | 0.221 | KG | 91X26,9X79 | 4015082479749 |  | 656 | PDC | 1
248026 | PLHT-B32/3 | 248026 | Intreruptor automat 15-25kA B32/3 | 753 | cerere oferta | N | 4 | 4.5 | 16 | 0.68 | KG | 91X80,7X79 | 4015082480264 |  | 656 | PDC | 1
248052 | PLHT-B32/3N | 248052 | Intreruptor automat 15-25kA B32/3N | 753 | cerere oferta | N | 3 | 6 | 12 | 0.844 | KG | 91X107,6X79 | 4015082480523 |  | 656 | PDC | 1
248078 | PLHT-B32/4 | 248078 | Intreruptor automat 15-25kA B32/4 | 753 | cerere oferta | N | 3 | 6 | 12 | 0.906 | KG | 91X107,6X79 | 4015082480783 |  | 656 | PDC | 1
248001 | PLHT-B40/2 | 248001 | Intreruptor automat 15-25kA B40/2 | 753 | cerere oferta | N | 6 | 3 | 24 | 0.442 | KG | 91X53,8X79 | 4015082480011 |  | 656 | PDC | 1
248027 | PLHT-B40/3 | 248027 | Intreruptor automat 15-25kA B40/3 | 753 | cerere oferta | N | 4 | 4.5 | 16 | 0.669 | KG | 91X80,7X79 | 4015082480271 |  | 656 | PDC | 1
248053 | PLHT-B40/3N | 248053 | Intreruptor automat 15-25kA B40/3N | 753 | cerere oferta | N | 3 | 6 | 12 | 0.836 | KG | 91X107,6X79 | 4015082480530 |  | 656 | PDC | 1
248079 | PLHT-B40/4 | 248079 | Intreruptor automat 15-25kA B40/4 | 753 | cerere oferta | N | 3 | 6 | 12 | 0.896 | KG | 91X107,6X79 | 4015082480790 |  | 656 | PDC | 1
248028 | PLHT-B50/3 | 248028 | Intreruptor automat 15-25kA B50/3 | 753 | cerere oferta | N | 4 | 4.5 | 16 | 0.678 | KG | 91X80,7X79 | 4015082480288 |  | 656 | PDC | 1
248054 | PLHT-B50/3N | 248054 | PLHT-B50/3N | 753 | cerere oferta | N | 3 | 6 | 12 | 0.847 | KG | 91X107,6X79 | 4015082480547 |  | 656 | PDC | 1
247977 | PLHT-B63 | 247977 | Intreruptor automat 15-25kA B63 | 753 | cerere oferta | N | 12 | 1.5 | 48 | 0.225 | KG | 91X26,9X79 | 4015082479770 |  | 656 | PDC | 1
248029 | PLHT-B63/3 | 248029 | Intreruptor automat 15-25kA B63/3 | 753 | cerere oferta | N | 4 | 4.5 | 16 | 0.691 | KG | 91X80,7X79 | 4015082480295 |  | 656 | PDC | 1
248055 | PLHT-B63/3N | 248055 | Intreruptor automat 15-25kA B63/3N | 753 | cerere oferta | N | 3 | 6 | 12 | 0.856 | KG | 91X107,6X79 | 4015082480554 |  | 656 | PDC | 1
248081 | PLHT-B63/4 | 248081 | Intreruptor automat 15-25kA B63/4 | 753 | cerere oferta | N | 3 | 6 | 12 | 0.922 | KG | 91X107,6X79 | 4015082480813 |  | 656 | PDC | 1
247978 | PLHT-B80 | 247978 | Intreruptor automat 15-25kA B80 | 753 | cerere oferta | N | 12 | 1.5 | 48 | 0.224 | KG | 91X26,9X79 | 4015082479787 |  | 656 | PDC | 1
248030 | PLHT-B80/3 | 248030 | Intreruptor automat 15-25kA B80/3 | 753 | cerere oferta | N | 4 | 4.5 | 16 | 0.64 | KG | 91X80,7X79 | 4015082480301 |  | 656 | PDC | 1
248056 | PLHT-B80/3N | 248056 | Intreruptor automat 15-25kA B80/3N | 753 | cerere oferta | N | 3 | 6 | 12 | 0.858 | KG | 91X107,6X79 | 4015082480561 |  | 656 | PDC | 1
248082 | PLHT-B80/4 | 248082 | Intreruptor automat 15-25kA B80/4 | 753 | cerere oferta | N | 3 | 6 | 12 | 0.919 | KG | 91X107,6X79 | 4015082480820 |  | 656 | PDC | 1
247988 | PLHT-C100 | 247988 | Intreruptor automat 15-25kA C100 | 753 | cerere oferta | S | 12 | 1.5 | 48 | 0.229 | KG | 91X26,9X79 | 4015082479886 |  | 656 | PDC | 1
248014 | PLHT-C100/2 | 248014 | Intreruptor automat 15-25kA C100/2 | 753 | cerere oferta | S | 6 | 3 | 24 | 0.46 | KG | 91X53,8X79 | 4015082480141 |  | 656 | PDC | 1
248040 | PLHT-C100/3 | 248040 | Intreruptor automat 15-25kA C100/3 | 753 | cerere oferta | S | 4 | 4.5 | 16 | 0.69 | KG | 91X80,7X79 | 4015082480400 |  | 656 | PDC | 1
248066 | PLHT-C100/3N | 248066 | Intreruptor automat 15-25kA C100/3N | 753 | cerere oferta | S | 3 | 6 | 12 | 0.859 | KG | 91X107,6X79 | 4015082480660 |  | 656 | PDC | 1
248092 | PLHT-C100/4 | 248092 | Intreruptor automat 15-25kA C100/4 | 753 | cerere oferta | S | 3 | 6 | 12 | 0.92 | KG | 91X107,6X79 | 4015082480929 |  | 656 | PDC | 1
247989 | PLHT-C125 | 247989 | Intreruptor automat 15-25kA C125 | 753 | cerere oferta | S | 12 | 1.5 | 48 | 0.218 | KG | 91X26,9X79 | 4015082479893 |  | 656 | PDC | 1
248015 | PLHT-C125/2 | 248015 | Intreruptor automat 15-25kA C125/2 | 753 | cerere oferta | S | 6 | 3 | 24 | 0.439 | KG | 91X53,8X79 | 4015082480158 |  | 656 | PDC | 1
248041 | PLHT-C125/3 | 248041 | Intreruptor automat 15-25kA C125/3 | 753 | cerere oferta | S | 4 | 4.5 | 16 | 0.658 | KG | 91X80,7X79 | 4015082480417 |  | 656 | PDC | 1
248067 | PLHT-C125/3N | 248067 | Intreruptor automat 15-25kA C125/3N | 753 | cerere oferta | S | 3 | 6 | 12 | 0.827 | KG | 91X107,6X79 | 4015082480677 |  | 656 | PDC | 1
248093 | PLHT-C125/4 | 248093 | Intreruptor automat 15-25kA C125/4 | 753 | cerere oferta | S | 3 | 6 | 12 | 0.878 | KG | 91X107,6X79 | 4015082480936 |  | 656 | PDC | 1
247981 | PLHT-C20 | 247981 | Intreruptor automat 15-25kA C20 | 753 | cerere oferta | S | 12 | 1.5 | 48 | 0.226 | KG | 91X26,9X79 | 4015082479817 |  | 656 | PDC | 1
248007 | PLHT-C20/2 | 248007 | Intreruptor automat 15-25kA C20/2 | 753 | cerere oferta | S | 6 | 3 | 24 | 0.454 | KG | 91X53,8X79 | 4015082480073 |  | 656 | PDC | 1
248033 | PLHT-C20/3 | 248033 | Intreruptor automat 15-25kA C20/3 | 753 | cerere oferta | S | 4 | 4.5 | 16 | 0.681 | KG | 91X80,7X79 | 4015082480332 |  | 656 | PDC | 1
248059 | PLHT-C20/3N | 248059 | Intreruptor automat 15-25kA C20/3N | 753 | cerere oferta | S | 3 | 6 | 12 | 0.845 | KG | 91X107,6X79 | 4015082480592 |  | 656 | PDC | 1
248085 | PLHT-C20/4 | 248085 | Intreruptor automat 15-25kA C20/4 | 753 | cerere oferta | S | 3 | 6 | 12 | 0.908 | KG | 91X107,6X79 | 4015082480851 |  | 656 | PDC | 1
247982 | PLHT-C25 | 247982 | Intreruptor automat 15-25kA C25 | 753 | cerere oferta | S | 12 | 1.5 | 48 | 0.225 | KG | 91X26,9X79 | 4015082479824 |  | 656 | PDC | 1
248008 | PLHT-C25/2 | 248008 | Intreruptor automat 15-25kA C25/2 | 753 | cerere oferta | S | 6 | 3 | 24 | 0.452 | KG | 91X53,8X79 | 4015082480080 |  | 656 | PDC | 1
248034 | PLHT-C25/3 | 248034 | Intreruptor automat 15-25kA C25/3 | 753 | cerere oferta | S | 4 | 4.5 | 16 | 0.678 | KG | 91X80,7X79 | 4015082480349 |  | 656 | PDC | 1
248060 | PLHT-C25/3N | 248060 | Intreruptor automat 15-25kA C25/3N | 753 | cerere oferta | S | 3 | 6 | 12 | 0.842 | KG | 91X107,6X79 | 4015082480608 |  | 656 | PDC | 1
248086 | PLHT-C25/4 | 248086 | Intreruptor automat 15-25kA C25/4 | 753 | cerere oferta | S | 3 | 6 | 12 | 0.905 | KG | 91X107,6X79 | 4015082480868 |  | 656 | PDC | 1
247983 | PLHT-C32 | 247983 | Intreruptor automat 15-25ka c32 | 753 | cerere oferta | N | 12 | 1.5 | 48 | 0.221 | KG | 91X26,9X79 | 4015082479831 |  | 656 | PDC | 1
248009 | PLHT-C32/2 | 248009 | Intreruptor automat 15-25kA C32/2 | 753 | cerere oferta | S | 6 | 3 | 24 | 0.453 | KG | 91X53,8X79 | 4015082480097 |  | 656 | PDC | 1
248035 | PLHT-C32/3 | 248035 | intrerupator automat 20 KA C32/3 | 753 | cerere oferta | S | 4 | 4.5 | 16 | 0.68 | KG | 91X80,7X79 | 4015082480356 |  | 656 | PDC | 1
248061 | PLHT-C32/3N | 248061 | Intreruptor automat 15-25kA C32/3N | 753 | cerere oferta | S | 3 | 6 | 12 | 0.844 | KG | 91X107,6X79 | 4015082480615 |  | 656 | PDC | 1
248087 | PLHT-C32/4 | 248087 | Intreruptor automat 15-25kA C32/4 | 753 | cerere oferta | S | 3 | 6 | 12 | 0.906 | KG | 91X107,6X79 | 4015082480875 |  | 656 | PDC | 1
247984 | PLHT-C40 | 247984 | Intreruptor automat 15-25ka c40 | 753 | cerere oferta | N | 12 | 1.5 | 48 | 0.218 | KG | 91X26,9X79 | 4015082479848 |  | 656 | PDC | 1
248010 | PLHT-C40/2 | 248010 | Intreruptor automat 15-25kA C40/2 | 753 | cerere oferta | S | 6 | 3 | 24 | 0.442 | KG | 91X53,8X79 | 4015082480103 |  | 656 | PDC | 1
248036 | PLHT-C40/3 | 248036 | Intreruptor automat 15-25kA C40/3 | 753 | cerere oferta | S | 4 | 4.5 | 16 | 0.669 | KG | 91X80,7X79 | 4015082480363 |  | 656 | PDC | 1
248062 | PLHT-C40/3N | 248062 | Intreruptor automat 15-25kA C40/3N | 753 | cerere oferta | S | 3 | 6 | 12 | 0.836 | KG | 91X107,6X79 | 4015082480622 |  | 656 | PDC | 1
248088 | PLHT-C40/4 | 248088 | Intreruptor automat 15-25kA C40/4 | 753 | cerere oferta | S | 3 | 6 | 12 | 0.896 | KG | 91X107,6X79 | 4015082480882 |  | 656 | PDC | 1
247985 | PLHT-C50 | 247985 | Intreruptor automat 15-25kA C50 | 753 | cerere oferta | S | 12 | 1.5 | 48 | 0.222 | KG | 91X26,9X79 | 4015082479855 |  | 656 | PDC | 1
248011 | PLHT-C50/2 | 248011 | Intreruptor automat 15-25kA C50/2 | 753 | cerere oferta | S | 6 | 3 | 24 | 0.451 | KG | 91X53,8X79 | 4015082480110 |  | 656 | PDC | 1
248037 | PLHT-C50/3 | 248037 | Intreruptor automat 15-25kA C50/3 | 753 | cerere oferta | S | 4 | 4.5 | 16 | 0.678 | KG | 91X80,7X79 | 4015082480370 |  | 656 | PDC | 1
248063 | PLHT-C50/3N | 248063 | Intreruptor automat 15-25kA C50/3N | 753 | cerere oferta | S | 3 | 6 | 12 | 0.847 | KG | 91X107,6X79 | 4015082480639 |  | 656 | PDC | 1
248089 | PLHT-C50/4 | 248089 | Intreruptor automat 15-25kA C50/4 | 753 | cerere oferta | S | 3 | 6 | 12 | 0.91 | KG | 91X107,6X79 | 4015082480899 |  | 656 | PDC | 1
247986 | PLHT-C63 | 247986 | Intreruptor automat 15-25kA C63 | 753 | cerere oferta | S | 12 | 1.5 | 48 | 0.225 | KG | 91X26,9X79 | 4015082479862 |  | 656 | PDC | 1
248012 | PLHT-C63/2 | 248012 | Intreruptor automat 15-25kA C63/2 | 753 | cerere oferta | S | 6 | 3 | 24 | 0.456 | KG | 91X53,8X79 | 4015082480127 |  | 656 | PDC | 1
248038 | PLHT-C63/3 | 248038 | Intreruptor automat 15-25kA C63/3 | 753 | cerere oferta | S | 4 | 4.5 | 16 | 0.691 | KG | 91X80,7X79 | 4015082480387 |  | 656 | PDC | 1
248064 | PLHT-C63/3N | 248064 | Intreruptor automat 15-25kA C63/3N | 753 | cerere oferta | S | 3 | 6 | 12 | 0.856 | KG | 91X107,6X79 | 4015082480646 |  | 656 | PDC | 1
248090 | PLHT-C63/4 | 248090 | Intreruptor automat 15-25kA C63/4 | 753 | cerere oferta | S | 3 | 6 | 12 | 0.922 | KG | 91X107,6X79 | 4015082480905 |  | 656 | PDC | 1
247987 | PLHT-C80 | 247987 | Intreruptor automat 15-25kA C80 | 753 | cerere oferta | S | 12 | 1.5 | 48 | 0.224 | KG | 91X26,9X79 | 4015082479879 |  | 656 | PDC | 1
248013 | PLHT-C80/2 | 248013 | Intreruptor automat 15-25kA C80/2 | 753 | cerere oferta | S | 6 | 3 | 24 | 0.454 | KG | 91X53,8X79 | 4015082480134 |  | 656 | PDC | 1
248039 | PLHT-C80/3 | 248039 | Intreruptor automat 15-25kA C80/3 | 753 | cerere oferta | S | 4 | 4.5 | 16 | 0.64 | KG | 91X80,7X79 | 4015082480394 |  | 656 | PDC | 1
248065 | PLHT-C80/3N | 248065 | Intreruptor automat 15-25kA C80/3N | 753 | cerere oferta | S | 3 | 6 | 12 | 0.858 | KG | 91X107,6X79 | 4015082480653 |  | 656 | PDC | 1
248091 | PLHT-C80/4 | 248091 | Intreruptor automat 15-25kA C80/4 | 753 | cerere oferta | S | 3 | 6 | 12 | 0.919 | KG | 91X107,6X79 | 4015082480912 |  | 656 | PDC | 1
248023 | PLHT-D100/2 | 248023 | Intreruptor automat 15-25kA D100/2 | 753 | cerere oferta | N | 6 | 3 | 24 | 0.462 | KG | 91X53,8X79 | 4015082480233 |  | 656 | PDC | 1
248049 | PLHT-D100/3 | 248049 | Intreruptor automat 15-25kA D100/3 | 753 | cerere oferta | N | 4 | 4.5 | 16 | 0.694 | KG | 91X80,7X79 | 4015082480493 |  | 656 | PDC | 1
248075 | PLHT-D100/3N | 248075 | Intreruptor automat 15-25kA D100/3N | 753 | cerere oferta | N | 3 | 6 | 12 | 0.862 | KG | 91X107,6X79 | 4015082480752 |  | 656 | PDC | 1
248101 | PLHT-D100/4 | 248101 | PLHT-D100/4 | 753 | cerere oferta | N | 3 | 6 | 12 | 0.922 | KG | 91X107,6X79 | 4015082481018 |  | 656 | PDC | 1
248016 | PLHT-D20/2 | 248016 | Intreruptor automat 15-25kA D20/2 | 753 | cerere oferta | N | 6 | 3 | 24 | 0.454 | KG | 91X53,8X79 | 4015082480165 |  | 656 | PDC | 1
248042 | PLHT-D20/3 | 248042 | Intreruptor automat 15-25kA D20/3 | 753 | cerere oferta | N | 4 | 4.5 | 16 | 0.681 | KG | 91X80,7X79 | 4015082480424 |  | 656 | PDC | 1
248068 | PLHT-D20/3N | 248068 | Intreruptor automat 15-25kA D20/3N | 753 | cerere oferta | N | 3 | 6 | 12 | 0.845 | KG | 91X107,6X79 | 4015082480684 |  | 656 | PDC | 1
248094 | PLHT-D20/4 | 248094 | Intreruptor automat 15-25kA D20/4 | 753 | cerere oferta | N | 3 | 6 | 12 | 0.908 | KG | 91X107,6X79 | 4015082480943 |  | 656 | PDC | 1
248043 | PLHT-D25/3 | 248043 | Intreruptor automat 15-25kA D25/3 | 753 | cerere oferta | N | 4 | 4.5 | 16 | 0.678 | KG | 91X80,7X79 | 4015082480431 |  | 656 | PDC | 1
248069 | PLHT-D25/3N | 248069 | Intreruptor automat 15-25kA D25/3N | 753 | cerere oferta | N | 3 | 6 | 12 | 0.842 | KG | 91X107,6X79 | 4015082480691 |  | 656 | PDC | 1
248095 | PLHT-D25/4 | 248095 | PLHT-D25/4 | 753 | cerere oferta | N | 3 | 6 | 12 | 0.905 | KG | 91X107,6X79 | 4015082480950 |  | 656 | PDC | 1
248018 | PLHT-D32/2 | 248018 | Intreruptor automat 15-25kA D32/2 | 753 | cerere oferta | N | 6 | 3 | 24 | 0.453 | KG | 91X53,8X79 | 4015082480189 |  | 656 | PDC | 1
248044 | PLHT-D32/3 | 248044 | Intreruptor automat 15-25kA D32/3 | 753 | cerere oferta | N | 4 | 4.5 | 16 | 0.68 | KG | 91X80,7X79 | 4015082480448 |  | 656 | PDC | 1
248070 | PLHT-D32/3N | 248070 | Intreruptor automat 15-25kA D32/3N | 753 | cerere oferta | N | 3 | 6 | 12 | 0.844 | KG | 91X107,6X79 | 4015082480707 |  | 656 | PDC | 1
248096 | PLHT-D32/4 | 248096 | Intreruptor automat 15-25kA D32/4 | 753 | cerere oferta | N | 3 | 6 | 12 | 0.906 | KG | 91X107,6X79 | 4015082480967 |  | 656 | PDC | 1
247993 | PLHT-D40 | 247993 | Intreruptor automat 15-25kA D40 | 753 | cerere oferta | N | 12 | 1.5 | 48 | 0.218 | KG | 91X26,9X79 | 4015082479930 |  | 656 | PDC | 1
248045 | PLHT-D40/3 | 248045 | Intreruptor automat 15-25kA D40/3 | 753 | cerere oferta | N | 4 | 4.5 | 16 | 0.669 | KG | 91X80,7X79 | 4015082480455 |  | 656 | PDC | 1
248071 | PLHT-D40/3N | 248071 | Intreruptor automat 15-25kA D40/3N | 753 | cerere oferta | N | 3 | 6 | 12 | 0.836 | KG | 91X107,6X79 | 4015082480714 |  | 656 | PDC | 1
248097 | PLHT-D40/4 | 248097 | Intreruptor automat 15-25kA D40/4 | 753 | cerere oferta | N | 3 | 6 | 12 | 0.896 | KG | 91X107,6X79 | 4015082480974 |  | 656 | PDC | 1
247994 | PLHT-D50 | 247994 | Intreruptor automat 15-25kA D50 | 753 | cerere oferta | N | 12 | 1.5 | 48 | 0.222 | KG | 91X26,9X79 | 4015082479947 |  | 656 | PDC | 1
248020 | PLHT-D50/2 | 248020 | Intreruptor automat 15-25kA D50/2 | 753 | cerere oferta | N | 6 | 3 | 24 | 0.451 | KG | 91X53,8X79 | 4015082480202 |  | 656 | PDC | 1
248046 | PLHT-D50/3 | 248046 | Intreruptor automat 15-25kA D50/3 | 753 | cerere oferta | N | 4 | 4.5 | 16 | 0.678 | KG | 91X80,7X79 | 4015082480462 |  | 656 | PDC | 1
248072 | PLHT-D50/3N | 248072 | Intreruptor automat 15-25kA D50/3N | 753 | cerere oferta | N | 3 | 6 | 12 | 0.847 | KG | 91X107,6X79 | 4015082480721 |  | 656 | PDC | 1
248098 | PLHT-D50/4 | 248098 | Intreruptor automat 15-25kA D50/4 | 753 | cerere oferta | N | 3 | 6 | 12 | 0.91 | KG | 91X107,6X79 | 4015082480981 |  | 656 | PDC | 1
247995 | PLHT-D63 | 247995 | Intreruptor automat 15-25kA D63 | 753 | cerere oferta | N | 12 | 1.5 | 48 | 0.225 | KG | 91X26,9X79 | 4015082479954 |  | 656 | PDC | 1
248021 | PLHT-D63/2 | 248021 | Intreruptor automat 15-25kA D63/2 | 753 | cerere oferta | N | 6 | 3 | 24 | 0.456 | KG | 91X53,8X79 | 4015082480219 |  | 656 | PDC | 1
248047 | PLHT-D63/3 | 248047 | Intreruptor automat 15-25kA D63/3 | 753 | cerere oferta | N | 4 | 4.5 | 16 | 0.691 | KG | 91X80,7X79 | 4015082480479 |  | 656 | PDC | 1
248073 | PLHT-D63/3N | 248073 | Intreruptor automat 15-25kA D63/3N | 753 | cerere oferta | N | 3 | 6 | 12 | 0.856 | KG | 91X107,6X79 | 4015082480738 |  | 656 | PDC | 1
248099 | PLHT-D63/4 | 248099 | Intreruptor automat 15-25kA D63/4 | 753 | cerere oferta | N | 3 | 6 | 12 | 0.922 | KG | 91X107,6X79 | 4015082480998 |  | 656 | PDC | 1
247996 | PLHT-D80 | 247996 | Intreruptor automat 15-25kA D80 | 753 | cerere oferta | N | 12 | 1.5 | 48 | 0.224 | KG | 91X26,9X79 | 4015082479961 |  | 656 | PDC | 1
248022 | PLHT-D80/2 | 248022 | PLHT-D80/2 | 753 | cerere oferta | N | 6 | 3 | 24 | 0.454 | KG | 91X53,8X79 | 4015082480226 |  | 656 | PDC | 1
248048 | PLHT-D80/3 | 248048 | Intreruptor automat 15-25kA D80/3 | 753 | cerere oferta | N | 4 | 4.5 | 16 | 0.64 | KG | 91X80,7X79 | 4015082480486 |  | 656 | PDC | 1
248074 | PLHT-D80/3N | 248074 | Intreruptor automat 15-25kA D80/3N | 753 | cerere oferta | N | 3 | 6 | 12 | 0.858 | KG | 91X107,6X79 | 4015082480745 |  | 656 | PDC | 1
248100 | PLHT-D80/4 | 248100 | Intreruptor automat 15-25kA D80/4 | 753 | cerere oferta | N | 3 | 6 | 12 | 0.919 | KG | 91X107,6X79 | 4015082481001 |  | 656 | PDC | 1
140472 | PLI-6/250-200-CS | 140472 | Cable marshalling base for CS | 100 | cerere oferta | N | 1 | 0 | 1 | 6 | KG | 250X600X200 | 4015081372553 |  | 278 | PDC | 1
140475 | PLI-8/300-200-CS | 140475 | Cable marshalling base for CS | 100 | cerere oferta | N | 1 | 0 | 1 | 9 | KG | 300X800X200 | 4015081372584 |  | 278 | PDC | 1
101298 | PLI-C10/2 | 101298 | Miniature Circuit Breaker with plug in terminal | 752 | cerere oferta | N | 1 | 2 | 60 | 0.203 | KG | 84,5X35,4X75 | 4015081012336 |  | 656 | PDC | 1
101300 | PLI-C16/2 | 101300 | Miniature Circuit Breaker with plug in terminal | 752 | cerere oferta | N | 1 | 2 | 60 | 0.205 | KG | 84,5X35,4X75 | 4015081012350 |  | 656 | PDC | 1
263288 | PLN4-B10/1N | 263288 | Intr aut 10A,1P+N,B,4,5kA,1mod | 77 | cerere oferta | N | 12 | 1 | 120 | 0.13 | KG | 86X18X73 | 4015082632885 |  | 656 | PDC | 1
263289 | PLN4-B13/1N | 263289 | Intr aut 13A,1P+N,B,4,5kA,1mod | 77 | cerere oferta | N | 12 | 1 | 120 | 0.13 | KG | 86X18X73 | 4015082632892 |  | 656 | PDC | 1
263290 | PLN4-B16/1N | 263290 | Intr aut 16A,1P+N,B,4,5kA,1mod | 77 | cerere oferta | N | 12 | 1 | 120 | 0.13 | KG | 86X18X73 | 4015082632908 |  | 656 | PDC | 1
263291 | PLN4-B20/1N | 263291 | Intr aut 20A,1P+N,B,4,5kA,1mod | 77 | cerere oferta | N | 12 | 1 | 120 | 0.13 | KG | 86X18X73 | 4015082632915 |  | 656 | PDC | 1
263292 | PLN4-B25/1N | 263292 | Intr aut 25A,1P+N,B,4,5kA,1mod | 77 | cerere oferta | N | 12 | 1 | 120 | 0.13 | KG | 86X18X73 | 4015082632922 |  | 656 | PDC | 1
263293 | PLN4-B32/1N | 263293 | Intr aut 32A,1P+N,B,4,5kA,1mod | 77 | cerere oferta | N | 12 | 1 | 120 | 0.13 | KG | 86X18X73 | 4015082632939 |  | 656 | PDC | 1
263294 | PLN4-B40/1N | 263294 | Intr aut 40A,1P+N,B,4,5kA,1mod | 77 | cerere oferta | N | 12 | 1 | 120 | 0.13 | KG | 86X18X73 | 4015082632946 |  | 656 | PDC | 1
263287 | PLN4-B6/1N | 263287 | Intr aut 6A,1P+N,B,4,5kA,1mod | 77 | cerere oferta | N | 12 | 1 | 120 | 0.13 | KG | 86X18X73 | 4015082632878 |  | 656 | PDC | 1
263298 | PLN4-C10/1N | 263298 | Intr aut 10A,1P+N,C,4,5kA,1mod | 77 | cerere oferta | S | 12 | 1 | 120 | 0.13 | KG | 86X18X73 | 4015082632984 |  | 656 | PDC | 12
263299 | PLN4-C13/1N | 263299 | Intr aut 13A,1P+N,C,4,5kA,1mod | 77 | cerere oferta | S | 12 | 1 | 120 | 0.13 | KG | 86X18X73 | 4015082632991 |  | 656 | PDC | 1
263300 | PLN4-C16/1N | 263300 | Intr aut 16A,1P+N,C,4,5kA,1mod | 77 | cerere oferta | S | 12 | 1 | 120 | 0.13 | KG | 86X18X73 | 4015082633004 |  | 656 | PDC | 12
263295 | PLN4-C2/1N | 263295 | Intr aut 2A,1P+N,C,4,5kA,1mod | 77 | cerere oferta | S | 12 | 1 | 120 | 0.13 | KG | 86X18X73 | 4015082632953 |  | 656 | PDC | 1
263301 | PLN4-C20/1N | 263301 | Intr aut 20A,1P+N,C,4,5kA,1mod | 77 | cerere oferta | S | 12 | 1 | 120 | 0.13 | KG | 86X18X73 | 4015082633011 |  | 656 | PDC | 12
263302 | PLN4-C25/1N | 263302 | Intr aut 25A,1P+N,C,4,5kA,1mod | 77 | cerere oferta | S | 12 | 1 | 120 | 0.13 | KG | 86X18X73 | 4015082633028 |  | 656 | PDC | 12
263303 | PLN4-C32/1N | 263303 | Intr aut 32A,1P+N,C,4,5kA,1mod | 77 | cerere oferta | S | 12 | 1 | 120 | 0.13 | KG | 86X18X73 | 4015082633035 |  | 656 | PDC | 1
263296 | PLN4-C4/1N | 263296 | Intr aut 4A,1P+N,C,4,5kA,1mod | 77 | cerere oferta | S | 12 | 1 | 120 | 0.13 | KG | 86X18X73 | 4015082632960 |  | 656 | PDC | 1
263304 | PLN4-C40/1N | 263304 | Intr aut 40A,1P+N,C,4,5kA,1mod | 77 | cerere oferta | S | 12 | 1 | 120 | 0.13 | KG | 86X18X73 | 4015082633042 |  | 656 | PDC | 1
263297 | PLN4-C6/1N | 263297 | Intr aut 6A,1P+N,C,4,5kA,1mod | 77 | cerere oferta | S | 12 | 1 | 120 | 0.13 | KG | 86X18X73 | 4015082632977 |  | 656 | PDC | 12
263270 | PLN6-B10/1N | 263270 | Intr aut 10A,1P+N,B,6kA,1mod | 77 | cerere oferta | N | 12 | 1 | 120 | 0.13 | KG | 86X18X73 | 4015082632700 |  | 656 | PDC | 1
263271 | PLN6-B13/1N | 263271 | Intr aut 13A,1P+N,B,6kA,1mod | 77 | cerere oferta | N | 12 | 1 | 120 | 0.13 | KG | 86X18X73 | 4015082632717 |  | 656 | PDC | 1
263272 | PLN6-B16/1N | 263272 | Intr aut 16A,1P+N,B,6kA,1mod | 77 | cerere oferta | N | 12 | 1 | 120 | 0.13 | KG | 86X18X73 | 4015082632724 |  | 656 | PDC | 1
263273 | PLN6-B20/1N | 263273 | Intr aut 20A,1P+N,B,6kA,1mod | 77 | cerere oferta | N | 12 | 1 | 120 | 0.13 | KG | 86X18X73 | 4015082632731 |  | 656 | PDC | 1
263274 | PLN6-B25/1N | 263274 | Intr aut 25A,1P+N,B,6kA,1mod | 77 | cerere oferta | N | 12 | 1 | 120 | 0.13 | KG | 86X18X73 | 4015082632748 |  | 656 | PDC | 1
263275 | PLN6-B32/1N | 263275 | Intr aut 32A,1P+N,B,6kA,1mod | 77 | cerere oferta | N | 12 | 1 | 120 | 0.13 | KG | 86X18X73 | 4015082632755 |  | 656 | PDC | 1
263276 | PLN6-B40/1N | 263276 | Intr aut 40A,1P+N,B,6kA,1mod | 77 | cerere oferta | N | 12 | 1 | 120 | 0.13 | KG | 86X18X73 | 4015082632762 |  | 656 | PDC | 1
263269 | PLN6-B6/1N | 263269 | Intr aut 6A,1P+N,B,6kA,1mod | 77 | cerere oferta | N | 12 | 1 | 120 | 0.13 | KG | 86X18X73 | 4015082632694 |  | 656 | PDC | 1
263280 | PLN6-C10/1N | 263280 | Intr aut 10A,1P+N,C,6kA,1mod | 77 | cerere oferta | N | 12 | 1 | 120 | 0.13 | KG | 86X18X73 | 4015082632809 |  | 656 | PDC | 1
263281 | PLN6-C13/1N | 263281 | Intr aut 13A,1P+N,C,6kA,1mod | 77 | cerere oferta | N | 12 | 1 | 120 | 0.13 | KG | 86X18X73 | 4015082632816 |  | 656 | PDC | 1
263282 | PLN6-C16/1N | 263282 | Intr aut 16A,1P+N,C,6kA,1mod | 77 | cerere oferta | N | 12 | 1 | 120 | 0.13 | KG | 86X18X73 | 4015082632823 |  | 656 | PDC | 1
263277 | PLN6-C2/1N | 263277 | Intr aut 2A,1P+N,C,6kA,1mod | 77 | cerere oferta | N | 12 | 1 | 120 | 0.13 | KG | 86X18X73 | 4015082632779 |  | 656 | PDC | 1
263283 | PLN6-C20/1N | 263283 | Intr aut 20A,1P+N,C,6kA,1mod | 77 | cerere oferta | N | 12 | 1 | 120 | 0.13 | KG | 86X18X73 | 4015082632830 |  | 656 | PDC | 1
263284 | PLN6-C25/1N | 263284 | Intr aut 25A,1P+N,C,6kA,1mod | 77 | cerere oferta | N | 12 | 1 | 120 | 0.13 | KG | 86X18X73 | 4015082632847 |  | 656 | PDC | 1
263285 | PLN6-C32/1N | 263285 | Intr aut 32A,1P+N,C,6kA,1mod | 77 | cerere oferta | N | 12 | 1 | 120 | 0.13 | KG | 86X18X73 | 4015082632854 |  | 656 | PDC | 1
263278 | PLN6-C4/1N | 263278 | Intr aut 4A,1P+N,C,6kA,1mod | 77 | cerere oferta | N | 12 | 1 | 120 | 0.13 | KG | 86X18X73 | 4015082632786 |  | 656 | PDC | 1
263286 | PLN6-C40/1N | 263286 | Intr aut 40A,1P+N,C,6kA,1mod | 77 | cerere oferta | N | 12 | 1 | 120 | 0.13 | KG | 86X18X73 | 4015082632861 |  | 656 | PDC | 1
263279 | PLN6-C6/1N | 263279 | Intr aut 6A,1P+N,C,6kA,1mod | 77 | cerere oferta | N | 12 | 1 | 120 | 0.13 | KG | 86X18X73 | 4015082632793 |  | 656 | PDC | 1
203599 | PL-PKZ0 | 203599 | CI-PKZ0 accesorii | 33 | cerere oferta | S | 5 | 0.7 | 1 | 0.001 | KG | 33X12X6 | 4015082035990 |  | 701 | ICD | 1
44881 | PLV200-CI | 44881 | ACC.INS.ENCLOSURE CI3-CI49 | 94 | cerere oferta | N | 5 | 0 | 1 | 0.15 | KG | 120X60X60 | 4015080448815 |  | 277 | PDC | 1
259141 | PN1-100 | 259141 | Separator sarcina 3p | 14 | cerere oferta | S | 1 | 0 | 1 | 0.849 | KG | 88X90X145 | 4015082591410 |  | 675 | PDC | 1
259142 | PN1-125 | 259142 | Separator sarcina 3p | 14 | cerere oferta | S | 1 | 0 | 1 | 0.838 | KG | 88X90X145 | 4015082591427 |  | 675 | PDC | 1
281235 | PN1-160 | 281235 | Separator sarcina 3p 160A | 14 | cerere oferta | S | 1 | 0 | 1 | 0.886 | KG | 88X90X145 | 4015082812355 |  | 675 | PDC | 1
266000 | PN1-4-100 | 266000 | Separator sarcina 4p 100A | 14 | cerere oferta | S | 1 | 0 | 1 | 1.077 | KG | 88X120X145 | 4015082660000 |  | 675 | PDC | 1
266001 | PN1-4-125 | 266001 | Separator sarcina 4p 125A | 14 | cerere oferta | S | 1 | 0 | 1 | 1.086 | KG | 88X120X145 | 4015082660017 |  | 675 | PDC | 1
281253 | PN1-4-160 | 281253 | Separator sarcina 4p 160A | 14 | cerere oferta | S | 1 | 0 | 1 | 1.166 | KG | 88X120X145 | 4015082812539 |  | 675 | PDC | 1
265999 | PN1-4-63 | 265999 | Separator sarcina 4p 63A | 14 | cerere oferta | S | 1 | 0 | 1 | 1.076 | KG | 88X120X145 | 4015082659998 |  | 675 | PDC | 1
259140 | PN1-63 | 259140 | Separator sarcina 3p | 14 | cerere oferta | S | 1 | 0 | 1 | 0.84 | KG | 88X90X145 | 4015082591403 |  | 675 | PDC | 1
283471 | PN1-XPA | 283471 | Actionare simultana a doua intreruptoare | 18 | cerere oferta | S | 1 | 0 | 1 | 0.9 | KG | 185X80X50 | 4015082834715 |  | 681 | PDC | 1
266005 | PN2-160 | 266005 | Separator sarcina 3p 160A | 15 | cerere oferta | S | 1 | 0 | 1 | 1.895 | KG | 142X105X185 | 4015082660055 |  | 676 | PDC | 1
266006 | PN2-200 | 266006 | Separator sarcina 3p 200A | 15 | cerere oferta | S | 1 | 0 | 1 | 1.901 | KG | 142X105X185 | 4015082660062 |  | 676 | PDC | 1
110309 | PN2-200-BT | 110309 | Switch-disconnector 3p 200A terminals | 15 | cerere oferta | N | 1 | 0 | 1 | 2.051 | KG | 149X105X184 | 4015081098576 |  | 676 | PDC | 1
266007 | PN2-250 | 266007 | Separator sarcina 3p 250A | 15 | cerere oferta | S | 1 | 0 | 1 | 1.891 | KG | 142X105X185 | 4015082660079 |  | 676 | PDC | 1
266011 | PN2-4-160 | 266011 | Separator sarcina 4p 160A | 15 | cerere oferta | S | 1 | 0 | 1 | 2.42 | KG | 142X140X185 | 4015082660116 |  | 676 | PDC | 1
266012 | PN2-4-200 | 266012 | Separator sarcina 4p 200A | 15 | cerere oferta | S | 1 | 0 | 1 | 2.419 | KG | 142X140X185 | 4015082660123 |  | 676 | PDC | 1
266013 | PN2-4-250 | 266013 | Separator sarcina 4p 250A | 15 | cerere oferta | S | 1 | 0 | 1 | 2.422 | KG | 142X140X185 | 4015082660130 |  | 676 | PDC | 1
283472 | PN2-XPA | 283472 | Actionare simultana a doua intreruptoare | 18 | cerere oferta | S | 1 | 0 | 1 | 0.833 | KG | 215X115X55 | 4015082834722 |  | 681 | PDC | 1
266017 | PN3-400 | 266017 | Separator sarcina 3p 400A | 16 | cerere oferta | N | 1 | 0 | 1 | 4.795 | KG | 159X140X275 | 4015082660178 |  | 677 | PDC | 1
266021 | PN3-4-400 | 266021 | Separator sarcina 4p 400A | 16 | cerere oferta | N | 1 | 0 | 1 | 6.22 | KG | 159X185X275 | 4015082660215 |  | 677 | PDC | 1
266022 | PN3-4-630 | 266022 | Separator sarcina 4p 630A | 16 | cerere oferta | N | 1 | 0 | 1 | 6.23 | KG | 159X185X275 | 4015082660222 |  | 677 | PDC | 1
266018 | PN3-630 | 266018 | Separator sarcina 3p 630A | 16 | cerere oferta | N | 1 | 0 | 1 | 4.808 | KG | 159X140X275 | 4015082660185 |  | 677 | PDC | 1
283473 | PN3-XPA | 283473 | Actionare simultana a doua intreruptoare | 18 | cerere oferta | S | 1 | 0 | 1 | 1.2 | KG | 320X105X60 | 4015082834739 |  | 681 | PDC | 1
139788 | PP00102 | 139788 | 2m RS232 serial link cable, pin to pin | 50 | cerere oferta | N | 1 | 0 | 1 | 0.144 | KG | 44 45X101 6X146 05 | 4015081365623 |  | 696 | ICD | 1
137381 | PP00104 | 137381 | 4m RS232 serial link cable, pin to pin | 50 | cerere oferta | N | 1 | 0 | 1 | 0.23 | KG | 254X178X102 | 4015081341610 |  | 696 | ICD | 1
RO00000GW63527 | Priza fixa 3P+N+T 63A | RO00000GW63527 | Priza fixa 3P+N+T 63A | 732 | cerere oferta | N | 1 | 0 | 1 | 1 | KG | 0 001X0 001X0 001 | 9008790594557 |  | 393 | ICD | 1
51748 | PS416-ZBB-410 | 51748 | ZUB.ZENTRALEINHEIT | 3 | cerere oferta | N | 1 | 0 | 1 | 0.026 | KG | 50X18X15 | 4015080517481 |  | 202 | IAB | 1
CN100263 | PS-8E | CN100263 | FLTRD/REGULATED PWR SUPPLY/ CHARGER,8AMP,24VDC,RED,220V | 732 | cerere oferta | N | 1 | 0 | 1 | 0.1 | KG | NA | NA |  | Wheelock , UL Range | Fulleon | 1
172892 | PSG120E24RM | 172892 | PSG120E24RM | 62 | cerere oferta | N | 1 | 0 | 24 | 0.72 | KG | 123X50X121 | 4015081694808 |  | 209 | IAB | 1
172883 | PSG120F24RM | 172883 | PSG120F24RM | 62 | cerere oferta | N | 1 | 0 | 24 | 0.66 | KG | 117X50X121 | 4015081694716 |  | 209 | IAB | 1
172893 | PSG240E24RM | 172893 | PSG240E24RM | 62 | cerere oferta | N | 1 | 0 | 24 | 1.1 | KG | 124X85X121 | 4015081694815 |  | 209 | IAB | 1
172884 | PSG240F24RM | 172884 | PSG240F24RM | 62 | cerere oferta | N | 1 | 0 | 24 | 0.89 | KG | 117X70X121 | 4015081694723 |  | 209 | IAB | 1
172887 | PSG480B24RM | 172887 | PSG480B24RM | 62 | cerere oferta | N | 1 | 0 | 18 | 0.76 | KG | 120X70X121 | 4015081694754 |  | 209 | IAB | 1
172894 | PSG480E24RM | 172894 | PSG480E24RM | 62 | cerere oferta | N | 1 | 0 | 9 | 1.37 | KG | 119X144X121 | 4015081694822 |  | 209 | IAB | 1
172885 | PSG480F24RM | 172885 | PSG480F24RM | 62 | cerere oferta | N | 1 | 0 | 9 | 1.35 | KG | 117X140X121 | 4015081694730 |  | 209 | IAB | 1
172888 | PSG480R24RM | 172888 | PSG480R24RM | 62 | cerere oferta | N | 1 | 0 | 24 | 0.38 | KG | 120X50X121 | 4015081694761 |  | 209 | IAB | 1
172891 | PSG60E24RM | 172891 | PSG60E24RM | 62 | cerere oferta | N | 1 | 0 | 24 | 0.37 | KG | 125X32X121 | 4015081694792 |  | 209 | IAB | 1
172882 | PSG60F24RM | 172882 | PSG60F24RM | 62 | cerere oferta | N | 1 | 0 | 24 | 0.66 | KG | 117X50X121 | 4015081694709 |  | 209 | IAB | 1
172890 | PSG60N24RP | 172890 | PSG60N24RP | 62 | cerere oferta | N | 1 | 0 | 24 | 0.33 | KG | 119X32X121 | 4015081694785 |  | 209 | IAB | 1
172886 | PSG960F24RM | 172886 | PSG960F24RM | 62 | cerere oferta | N | 1 | 0 | 3 | 2.6 | KG | 117X255X121 | 4015081694747 |  | 209 | IAB | 1
172889 | PSG960R24RM | 172889 | PSG960R24RM | 62 | cerere oferta | N | 1 | 0 | 24 | 0.52 | KG | 120X50X121 | 4015081694778 |  | 209 | IAB | 1
120934 | P-SOL20 | 120934 | DC-switch-disconnector 20A | 33 | cerere oferta | N | 1 | 3.4 | 1 | 0.286 | KG | 93X58X76 | 4015081187645 |  | 723 | ICD | 1
120935 | P-SOL30 | 120935 | DC-switch-disconnector 30A | 33 | cerere oferta | N | 1 | 3.4 | 1 | 0.285 | KG | 93X58X76 | 4015081187652 |  | 723 | ICD | 1
120936 | P-SOL60 | 120936 | DC-switch-disconnector 63A | 33 | cerere oferta | N | 1 | 3.2 | 1 | 0.994 | KG | 140X55X160 | 4015081187669 |  | 723 | ICD | 1
ROMZ2 | PW-MU(400V;100/5A;0-20MA;60KW) | ROMZ2 | PW-MU(400V;100/5A;0-20MA;60KW) | 701 | cerere oferta | N | 1 | 0 | 1 | 1 | KG | 0 001X0 001X0 001 | 9008790083440 |  | 393 | ICD | 1
236778 | PXF-40/4/03-A | 236778 | PXF-40/4/03-A | 78 | cerere oferta | N | 1 | 4 | 30 | 0.318 | KG | 80X70X71 | 4015082367787 |  | 657 | PDC | 1
37985 | Q18BS | 37985 | Buton comanda 18x18 | 65 | cerere oferta | N | 10 | 0 | 1 | 0.004 | KG | 27X18X18 | 4015080379850 |  | 388 | ICD | 1
86299 | Q18D-10 | 86299 | Buton comanda 18x18 | 65 | cerere oferta | N | 10 | 0 | 1 | 0.007 | KG | 50X18X18 | 4015080862994 |  | 388 | ICD | 1
86332 | Q18D-11 | 86332 | Buton comanda 18x18 | 65 | cerere oferta | N | 10 | 0 | 1 | 0.007 | KG | 50X18X18 | 4015080863328 |  | 388 | ICD | 1
80167 | Q18D-121 | 80167 | Buton comanda 18x18 | 65 | cerere oferta | N | 10 | 0 | 1 | 0.007 | KG | 50X18X18 | 4015080801672 |  | 388 | ICD | 1
54040 | Q18D-19 | 54040 | Buton comanda 18x18 | 65 | cerere oferta | N | 10 | 0 | 1 | 0.007 | KG | 50X18X18 | 4015080540403 |  | 388 | ICD | 1
54041 | Q18D-20 | 54041 | Buton comanda 18x18 | 65 | cerere oferta | N | 10 | 0 | 1 | 0.007 | KG | 50X18X18 | 4015080540410 |  | 388 | ICD | 1
79395 | Q18D-32 | 79395 | Buton comanda 18x18 | 65 | cerere oferta | N | 10 | 0 | 1 | 0.007 | KG | 50X18X18 | 4015080793953 |  | 388 | ICD | 1
80166 | Q18D-33 | 80166 | Buton comanda 18x18 | 65 | cerere oferta | N | 10 | 0 | 1 | 0.007 | KG | 50X18X18 | 4015080801665 |  | 388 | ICD | 1
86384 | Q18D-BL | 86384 | Buton comanda 18x18 | 65 | cerere oferta | N | 10 | 0 | 1 | 0.007 | KG | 50X18X18 | 4015080863847 |  | 388 | ICD | 1
86417 | Q18D-GE | 86417 | Buton comanda 18x18 | 65 | cerere oferta | N | 10 | 0 | 1 | 0.007 | KG | 50X18X18 | 4015080864172 |  | 388 | ICD | 1
86450 | Q18D-GN | 86450 | Buton comanda 18x18 | 65 | cerere oferta | N | 10 | 0 | 1 | 0.007 | KG | 50X18X18 | 4015080864509 |  | 388 | ICD | 1
90241 | Q18DR-BL | 90241 | Buton comanda 18x18 cu retinere | 65 | cerere oferta | N | 10 | 0 | 1 | 0.007 | KG | 50X18X18 | 4015080902416 |  | 388 | ICD | 1
90482 | Q18DR-GE | 90482 | Buton comanda 18x18 cu retinere | 65 | cerere oferta | N | 10 | 0 | 1 | 0.007 | KG | 50X18X18 | 4015080904823 |  | 388 | ICD | 1
86176 | Q18DR-GN | 86176 | Buton comanda 18x18 cu retinere | 65 | cerere oferta | N | 10 | 0 | 1 | 0.007 | KG | 50X18X18 | 4015080861768 |  | 388 | ICD | 1
86209 | Q18DR-RT | 86209 | Buton comanda 18x18 cu retinere | 65 | cerere oferta | N | 10 | 0 | 1 | 0.007 | KG | 50X18X18 | 4015080862093 |  | 388 | ICD | 1
86269 | Q18DR-SW | 86269 | Buton comanda 18x18 cu retinere | 65 | cerere oferta | N | 10 | 0 | 1 | 0.007 | KG | 50X18X18 | 4015080862697 |  | 388 | ICD | 1
86713 | Q18D-RT | 86713 | Buton comanda 18x18 | 65 | cerere oferta | N | 10 | 0 | 1 | 0.007 | KG | 50X18X18 | 4015080867135 |  | 388 | ICD | 1
86243 | Q18DR-WS | 86243 | Buton comanda 18x18 cu retinere | 65 | cerere oferta | N | 10 | 0 | 1 | 0.007 | KG | 50X18X18 | 4015080862437 |  | 388 | ICD | 1
93625 | Q18DR-X | 93625 | Buton comanda 18x18 cu retinere | 65 | cerere oferta | N | 10 | 0 | 1 | 0.007 | KG | 50X18X18 | 4015080936251 |  | 388 | ICD | 1
86788 | Q18D-SW | 86788 | Buton comanda 18x18 cu retinere | 65 | cerere oferta | N | 10 | 0 | 1 | 0.007 | KG | 50X18X18 | 4015080867883 |  | 388 | ICD | 1
86752 | Q18D-WS | 86752 | Buton comanda 18x18 cu retinere | 65 | cerere oferta | N | 10 | 0 | 1 | 0.007 | KG | 50X18X18 | 4015080867524 |  | 388 | ICD | 1
93623 | Q18D-X | 93623 | Buton comanda 18x18 | 65 | cerere oferta | N | 10 | 0 | 1 | 0.007 | KG | 50X18X18 | 4015080936237 |  | 388 | ICD | 1
88270 | Q18LF-BL | 88270 | Indicator luminos 18x18 | 65 | cerere oferta | N | 10 | 0 | 1 | 0.009 | KG | 59X18X18 | 4015080882701 |  | 388 | ICD | 1
87860 | Q18LF-BL/WB | 87860 | Indicator luminos 18x18 | 65 | cerere oferta | N | 10 | 0 | 1 | 0.009 | KG | 59X18X18 | 4015080878605 |  | 388 | ICD | 1
88303 | Q18LF-GE | 88303 | Indicator luminos 18x18 | 65 | cerere oferta | N | 10 | 0 | 1 | 0.009 | KG | 59X18X18 | 4015080883036 |  | 388 | ICD | 1
87915 | Q18LF-GE/WB | 87915 | Indicator luminos 18x18 | 65 | cerere oferta | N | 10 | 0 | 1 | 0.009 | KG | 59X18X18 | 4015080879152 |  | 388 | ICD | 1
88337 | Q18LF-GN | 88337 | Indicator luminos 18x18 | 65 | cerere oferta | N | 10 | 0 | 1 | 0.009 | KG | 59X18X18 | 4015080883371 |  | 388 | ICD | 1
87947 | Q18LF-GN/WB | 87947 | Indicator luminos 18x18 | 65 | cerere oferta | N | 10 | 0 | 1 | 0.009 | KG | 59X18X18 | 4015080879473 |  | 388 | ICD | 1
88387 | Q18LF-RT | 88387 | Indicator luminos 18x18 | 65 | cerere oferta | N | 10 | 0 | 1 | 0.009 | KG | 59X18X18 | 4015080883876 |  | 388 | ICD | 1
88001 | Q18LF-RT/WB | 88001 | Indicator luminos 18x18 | 65 | cerere oferta | N | 10 | 0 | 1 | 0.009 | KG | 59X18X18 | 4015080880011 |  | 388 | ICD | 1
88406 | Q18LF-WS | 88406 | Indicator luminos 18x18 | 65 | cerere oferta | N | 10 | 0 | 1 | 0.009 | KG | 59X18X18 | 4015080884064 |  | 388 | ICD | 1
88059 | Q18LF-WS/WB | 88059 | Indicator luminos 18x18 | 65 | cerere oferta | N | 10 | 0 | 1 | 0.009 | KG | 59X18X18 | 4015080880592 |  | 388 | ICD | 1
88560 | Q18LH-BL | 88560 | Indicator luminos 18x18 | 65 | cerere oferta | N | 10 | 0 | 1 | 0.009 | KG | 59X18X18 | 4015080885603 |  | 388 | ICD | 1
88424 | Q18LH-BL/WB | 88424 | Indicator luminos 18x18 | 65 | cerere oferta | N | 10 | 0 | 1 | 0.009 | KG | 59X18X18 | 4015080884248 |  | 388 | ICD | 1
88585 | Q18LH-GE | 88585 | Indicator luminos 18x18 | 65 | cerere oferta | N | 10 | 0 | 1 | 0.009 | KG | 59X18X18 | 4015080885856 |  | 388 | ICD | 1
88448 | Q18LH-GE/WB | 88448 | Indicator luminos 18x18 | 65 | cerere oferta | N | 10 | 0 | 1 | 0.009 | KG | 59X18X18 | 4015080884484 |  | 388 | ICD | 1
88629 | Q18LH-GN | 88629 | Indicator luminos 18x18 | 65 | cerere oferta | N | 10 | 0 | 1 | 0.009 | KG | 59X18X18 | 4015080886297 |  | 388 | ICD | 1
88483 | Q18LH-GN/WB | 88483 | Indicator luminos 18x18 | 65 | cerere oferta | N | 10 | 0 | 1 | 0.009 | KG | 59X18X18 | 4015080884835 |  | 388 | ICD | 1
88655 | Q18LH-RT | 88655 | Indicator luminos 18x18 | 65 | cerere oferta | N | 10 | 0 | 1 | 0.009 | KG | 59X18X18 | 4015080886556 |  | 388 | ICD | 1
88507 | Q18LH-RT/WB | 88507 | Indicator luminos 18x18 | 65 | cerere oferta | N | 10 | 0 | 1 | 0.009 | KG | 59X18X18 | 4015080885078 |  | 388 | ICD | 1
88705 | Q18LH-WS | 88705 | Indicator luminos 18x18 | 65 | cerere oferta | N | 10 | 0 | 1 | 0.009 | KG | 59X18X18 | 4015080887058 |  | 388 | ICD | 1
88535 | Q18LH-WS/WB | 88535 | Indicator luminos 18x18 | 65 | cerere oferta | N | 10 | 0 | 1 | 0.009 | KG | 59X18X18 | 4015080885351 |  | 388 | ICD | 1
88764 | Q18LT-BL | 88764 | Buton comanda 18x18 luminos | 65 | cerere oferta | N | 10 | 0 | 1 | 0.009 | KG | 59X18X18 | 4015080887645 |  | 388 | ICD | 1
88338 | Q18LT-BL/WB | 88338 | Buton comanda 18x18 luminos | 65 | cerere oferta | N | 10 | 0 | 1 | 0.009 | KG | 59X18X18 | 4015080883388 |  | 388 | ICD | 1
88808 | Q18LT-GE | 88808 | Buton comanda 18x18 luminos | 65 | cerere oferta | N | 10 | 0 | 1 | 0.009 | KG | 59X18X18 | 4015080888086 |  | 388 | ICD | 1
88449 | Q18LT-GE/WB | 88449 | Buton comanda 18x18 luminos | 65 | cerere oferta | N | 10 | 0 | 1 | 0.009 | KG | 59X18X18 | 4015080884491 |  | 388 | ICD | 1
89067 | Q18LT-GN | 89067 | Buton comanda 18x18 luminos | 65 | cerere oferta | N | 10 | 0 | 1 | 0.009 | KG | 59X18X18 | 4015080890676 |  | 388 | ICD | 1
88509 | Q18LT-GN/WB | 88509 | Buton comanda 18x18 luminos | 65 | cerere oferta | N | 10 | 0 | 1 | 0.009 | KG | 59X18X18 | 4015080885092 |  | 388 | ICD | 1
86813 | Q18LTR-BL | 86813 | Buton comanda 18x18 luminos | 65 | cerere oferta | N | 10 | 0 | 1 | 0.009 | KG | 59X18X18 | 4015080868132 |  | 388 | ICD | 1
86348 | Q18LTR-BL/WB | 86348 | Buton comanda 18x18 luminos | 65 | cerere oferta | N | 10 | 0 | 1 | 0.009 | KG | 59X18X18 | 4015080863489 |  | 388 | ICD | 1
87764 | Q18LTR-GE | 87764 | Buton comanda 18x18 luminos | 65 | cerere oferta | N | 10 | 0 | 1 | 0.009 | KG | 59X18X18 | 4015080877646 |  | 388 | ICD | 1
86382 | Q18LTR-GE/WB | 86382 | Buton comanda 18x18 luminos | 65 | cerere oferta | N | 10 | 0 | 1 | 0.009 | KG | 59X18X18 | 4015080863823 |  | 388 | ICD | 1
87831 | Q18LTR-GN | 87831 | Buton comanda 18x18 luminos | 65 | cerere oferta | N | 10 | 0 | 1 | 0.009 | KG | 59X18X18 | 4015080878315 |  | 388 | ICD | 1
86413 | Q18LTR-GN/WB | 86413 | Buton comanda 18x18 luminos | 65 | cerere oferta | N | 10 | 0 | 1 | 0.009 | KG | 59X18X18 | 4015080864134 |  | 388 | ICD | 1
87918 | Q18LTR-RT | 87918 | Buton comanda 18x18 luminos | 65 | cerere oferta | N | 10 | 0 | 1 | 0.009 | KG | 59X18X18 | 4015080879183 |  | 388 | ICD | 1
86448 | Q18LTR-RT/WB | 86448 | Buton comanda 18x18 luminos | 65 | cerere oferta | N | 10 | 0 | 1 | 0.009 | KG | 59X18X18 | 4015080864486 |  | 388 | ICD | 1
89776 | Q18LT-RT | 89776 | Buton comanda 18x18 luminos | 65 | cerere oferta | N | 10 | 0 | 1 | 0.009 | KG | 59X18X18 | 4015080897767 |  | 388 | ICD | 1
88537 | Q18LT-RT/WB | 88537 | Buton comanda 18x18 luminos | 65 | cerere oferta | N | 10 | 0 | 1 | 0.009 | KG | 59X18X18 | 4015080885375 |  | 388 | ICD | 1
88123 | Q18LTR-WS | 88123 | Buton comanda 18x18 luminos | 65 | cerere oferta | N | 10 | 0 | 1 | 0.009 | KG | 59X18X18 | 4015080881230 |  | 388 | ICD | 1
86708 | Q18LTR-WS/WB | 86708 | Buton comanda 18x18 luminos | 65 | cerere oferta | N | 10 | 0 | 1 | 0.009 | KG | 59X18X18 | 4015080867081 |  | 388 | ICD | 1
51735 | Q18LTR-X | 51735 | Buton comanda 18x18 luminos | 65 | cerere oferta | N | 10 | 0 | 1 | 0.009 | KG | 59X18X18 | 4015080517351 |  | 388 | ICD | 1
89202 | Q18LT-WS | 89202 | Buton comanda 18x18 luminos | 65 | cerere oferta | N | 10 | 0 | 1 | 0.009 | KG | 59X18X18 | 4015080892021 |  | 388 | ICD | 1
88561 | Q18LT-WS/WB | 88561 | Buton comanda 18x18 luminos | 65 | cerere oferta | N | 10 | 0 | 1 | 0.009 | KG | 59X18X18 | 4015080885610 |  | 388 | ICD | 1
51745 | Q18LT-X | 51745 | Buton comanda 18x18 luminos | 65 | cerere oferta | N | 10 | 0 | 1 | 0.009 | KG | 59X18X18 | 4015080517450 |  | 388 | ICD | 1
39336 | Q18LWK1-GN | 39336 | Selector luminos 2pozitii 18x18 | 65 | cerere oferta | N | 5 | 0 | 1 | 0.014 | KG | 75X18X18 | 4015080393368 |  | 388 | ICD | 1
38883 | Q18LWK1-GN/WB | 38883 | Selector luminos 2pozitii 18x18 | 65 | cerere oferta | N | 5 | 0 | 1 | 0.014 | KG | 75X18X18 | 4015080388838 |  | 388 | ICD | 1
40350 | Q18LWK1R-GN | 40350 | Selector luminos 2pozitii 18x18 | 65 | cerere oferta | N | 5 | 0 | 1 | 0.014 | KG | 75X18X18 | 4015080403500 |  | 388 | ICD | 1
39247 | Q18LWK1R-GN/WB | 39247 | Selector luminos 2pozitii 18x18 | 65 | cerere oferta | N | 5 | 0 | 1 | 0.014 | KG | 75X18X18 | 4015080392477 |  | 388 | ICD | 1
40351 | Q18LWK1R-RT | 40351 | Selector luminos 2pozitii 18x18 | 65 | cerere oferta | N | 5 | 0 | 1 | 0.014 | KG | 75X18X18 | 4015080403517 |  | 388 | ICD | 1
39248 | Q18LWK1R-RT/WB | 39248 | Selector luminos 2pozitii 18x18 | 65 | cerere oferta | N | 5 | 0 | 1 | 0.014 | KG | 75X18X18 | 4015080392484 |  | 388 | ICD | 1
39337 | Q18LWK1-RT | 39337 | Selector luminos 2pozitii 18x18 | 65 | cerere oferta | N | 5 | 0 | 1 | 0.014 | KG | 75X18X18 | 4015080393375 |  | 388 | ICD | 1
38930 | Q18LWK1-RT/WB | 38930 | Selector luminos 2pozitii 18x18 | 65 | cerere oferta | N | 5 | 0 | 1 | 0.014 | KG | 75X18X18 | 4015080389309 |  | 388 | ICD | 1
40376 | Q18LWK1R-WS | 40376 | Selector luminos 2pozitii 18x18 | 65 | cerere oferta | N | 5 | 0 | 1 | 0.014 | KG | 75X18X18 | 4015080403760 |  | 388 | ICD | 1
39335 | Q18LWK1R-WS/WB | 39335 | Selector luminos 2pozitii 18x18 | 65 | cerere oferta | N | 5 | 0 | 1 | 0.014 | KG | 75X18X18 | 4015080393351 |  | 388 | ICD | 1
40349 | Q18LWK1-WS | 40349 | Selector luminos 2pozitii 18x18 | 65 | cerere oferta | N | 5 | 0 | 1 | 0.014 | KG | 75X18X18 | 4015080403494 |  | 388 | ICD | 1
38978 | Q18LWK1-WS/WB | 38978 | Selector luminos 2pozitii 18x18 | 65 | cerere oferta | N | 5 | 0 | 1 | 0.014 | KG | 75X18X18 | 4015080389781 |  | 388 | ICD | 1
72324 | Q18LWK3-GN | 72324 | Selector luminos 3pozitii 18x18 | 65 | cerere oferta | N | 5 | 0 | 1 | 0.014 | KG | 75X18X18 | 4015080723240 |  | 388 | ICD | 1
72336 | Q18LWK3-GN/WB | 72336 | Selector luminos 3pozitii 18x18 | 65 | cerere oferta | N | 5 | 0 | 1 | 0.014 | KG | 75X18X18 | 4015080723363 |  | 388 | ICD | 1
72330 | Q18LWK3R1-GN | 72330 | Selector luminos 3pozitii 18x18 | 65 | cerere oferta | N | 5 | 0 | 1 | 0.014 | KG | 75X18X18 | 4015080723301 |  | 388 | ICD | 1
72342 | Q18LWK3R1-GN/WB | 72342 | Selector luminos 3pozitii 18x18 | 65 | cerere oferta | N | 5 | 0 | 1 | 0.014 | KG | 75X18X18 | 4015080723424 |  | 388 | ICD | 1
72329 | Q18LWK3R1-RT | 72329 | Selector luminos 3pozitii 18x18 | 65 | cerere oferta | N | 5 | 0 | 1 | 0.014 | KG | 75X18X18 | 4015080723295 |  | 388 | ICD | 1
72341 | Q18LWK3R1-RT/WB | 72341 | Selector luminos 3pozitii 18x18 | 65 | cerere oferta | N | 5 | 0 | 1 | 0.014 | KG | 75X18X18 | 4015080723417 |  | 388 | ICD | 1
72328 | Q18LWK3R1-WS | 72328 | Selector luminos 3pozitii 18x18 | 65 | cerere oferta | N | 5 | 0 | 1 | 0.014 | KG | 75X18X18 | 4015080723288 |  | 388 | ICD | 1
72340 | Q18LWK3R1-WS/WB | 72340 | Selector luminos 3pozitii 18x18 | 65 | cerere oferta | N | 5 | 0 | 1 | 0.014 | KG | 75X18X18 | 4015080723400 |  | 388 | ICD | 1
72333 | Q18LWK3R2-GN | 72333 | Selector luminos 3pozitii 18x18 | 65 | cerere oferta | N | 5 | 0 | 1 | 0.014 | KG | 75X18X18 | 4015080723332 |  | 388 | ICD | 1
72345 | Q18LWK3R2-GN/WB | 72345 | Selector luminos 3pozitii 18x18 | 65 | cerere oferta | N | 5 | 0 | 1 | 0.014 | KG | 75X18X18 | 4015080723455 |  | 388 | ICD | 1
72332 | Q18LWK3R2-RT | 72332 | Selector luminos 3pozitii 18x18 | 65 | cerere oferta | N | 5 | 0 | 1 | 0.014 | KG | 75X18X18 | 4015080723325 |  | 388 | ICD | 1
72344 | Q18LWK3R2-RT/WB | 72344 | Selector luminos 3pozitii 18x18 | 65 | cerere oferta | N | 5 | 0 | 1 | 0.014 | KG | 75X18X18 | 4015080723448 |  | 388 | ICD | 1
72331 | Q18LWK3R2-WS | 72331 | Selector luminos 3pozitii 18x18 | 65 | cerere oferta | N | 5 | 0 | 1 | 0.014 | KG | 75X18X18 | 4015080723318 |  | 388 | ICD | 1
72343 | Q18LWK3R2-WS/WB | 72343 | Selector luminos 3pozitii 18x18 | 65 | cerere oferta | N | 5 | 0 | 1 | 0.014 | KG | 75X18X18 | 4015080723431 |  | 388 | ICD | 1
72327 | Q18LWK3R-GN | 72327 | Selector luminos 3pozitii 18x18 | 65 | cerere oferta | N | 5 | 0 | 1 | 0.014 | KG | 75X18X18 | 4015080723271 |  | 388 | ICD | 1
72339 | Q18LWK3R-GN/WB | 72339 | Selector luminos 3pozitii 18x18 | 65 | cerere oferta | N | 5 | 0 | 1 | 0.014 | KG | 75X18X18 | 4015080723394 |  | 388 | ICD | 1
72326 | Q18LWK3R-RT | 72326 | Selector luminos 3pozitii 18x18 | 65 | cerere oferta | N | 5 | 0 | 1 | 0.014 | KG | 75X18X18 | 4015080723264 |  | 388 | ICD | 1
72338 | Q18LWK3R-RT/WB | 72338 | Selector luminos 3pozitii 18x18 | 65 | cerere oferta | N | 5 | 0 | 1 | 0.014 | KG | 75X18X18 | 4015080723387 |  | 388 | ICD | 1
72323 | Q18LWK3-RT | 72323 | Selector luminos 3pozitii 18x18 | 65 | cerere oferta | N | 5 | 0 | 1 | 0.014 | KG | 75X18X18 | 4015080723233 |  | 388 | ICD | 1
72335 | Q18LWK3-RT/WB | 72335 | Selector luminos 3pozitii 18x18 | 65 | cerere oferta | N | 5 | 0 | 1 | 0.014 | KG | 75X18X18 | 4015080723356 |  | 388 | ICD | 1
72325 | Q18LWK3R-WS | 72325 | Selector luminos 3pozitii 18x18 | 65 | cerere oferta | N | 5 | 0 | 1 | 0.014 | KG | 75X18X18 | 4015080723257 |  | 388 | ICD | 1
72337 | Q18LWK3R-WS/WB | 72337 | Selector luminos 3pozitii 18x18 | 65 | cerere oferta | N | 5 | 0 | 1 | 0.014 | KG | 75X18X18 | 4015080723370 |  | 388 | ICD | 1
72322 | Q18LWK3-WS | 72322 | Selector luminos 3pozitii 18x18 | 65 | cerere oferta | N | 5 | 0 | 1 | 0.014 | KG | 75X18X18 | 4015080723226 |  | 388 | ICD | 1
72334 | Q18LWK3-WS/WB | 72334 | Selector luminos 3pozitii 18x18 | 65 | cerere oferta | N | 5 | 0 | 1 | 0.014 | KG | 75X18X18 | 4015080723349 |  | 388 | ICD | 1
51739 | Q18LX | 51739 | Indicator luminos 18x18 | 65 | cerere oferta | N | 10 | 0 | 1 | 0.009 | KG | 59X18X18 | 4015080517399 |  | 388 | ICD | 1
51741 | Q18LX/WB | 51741 | Indicator luminos 18x18 | 65 | cerere oferta | N | 10 | 0 | 1 | 0.009 | KG | 59X18X18 | 4015080517412 |  | 388 | ICD | 1
38806 | Q18S1 | 38806 | Buton comanda 18x18 cu cheie | 65 | cerere oferta | N | 5 | 0 | 1 | 0.02 | KG | 50X18X18 | 4015080388067 |  | 388 | ICD | 1
45959 | Q18S1-BL | 45959 | Buton comanda 18x18 cu cheie | 65 | cerere oferta | N | 5 | 0 | 1 | 0.02 | KG | 50X18X18 | 4015080459590 |  | 388 | ICD | 1
62148 | Q18S1-GN | 62148 | Buton comanda 18x18 cu cheie | 65 | cerere oferta | N | 5 | 0 | 1 | 0.02 | KG | 50X18X18 | 4015080621485 |  | 388 | ICD | 1
38805 | Q18S1R | 38805 | Buton comanda 18x18 cu cheie | 65 | cerere oferta | N | 5 | 0 | 1 | 0.02 | KG | 50X18X18 | 4015080388050 |  | 388 | ICD | 1
72312 | Q18S1R-A1 | 72312 | Buton comanda 18x18 cu cheie | 65 | cerere oferta | N | 5 | 0 | 1 | 0.02 | KG | 50X18X18 | 4015080723127 |  | 388 | ICD | 1
62814 | Q18S1R-BL | 62814 | Buton comanda 18x18 cu cheie | 65 | cerere oferta | N | 5 | 0 | 1 | 0.02 | KG | 50X18X18 | 4015080628149 |  | 388 | ICD | 1
62151 | Q18S1R-GN | 62151 | Buton comanda 18x18 cu cheie | 65 | cerere oferta | N | 5 | 0 | 1 | 0.02 | KG | 50X18X18 | 4015080621515 |  | 388 | ICD | 1
46837 | Q18S1R-RT | 46837 | Buton comanda 18x18 cu cheie | 65 | cerere oferta | N | 5 | 0 | 1 | 0.02 | KG | 50X18X18 | 4015080468370 |  | 388 | ICD | 1
46841 | Q18S1-RT | 46841 | Buton comanda 18x18 cu cheie | 65 | cerere oferta | N | 5 | 0 | 1 | 0.02 | KG | 50X18X18 | 4015080468417 |  | 388 | ICD | 1
46845 | Q18S1R-WS | 46845 | Buton comanda 18x18 cu cheie | 65 | cerere oferta | N | 5 | 0 | 1 | 0.02 | KG | 50X18X18 | 4015080468455 |  | 388 | ICD | 1
46849 | Q18S1-WS | 46849 | Buton comanda 18x18 cu cheie | 65 | cerere oferta | N | 5 | 0 | 1 | 0.02 | KG | 50X18X18 | 4015080468493 |  | 388 | ICD | 1
72313 | Q18S3 | 72313 | Buton comanda 18x18 cu cheie | 65 | cerere oferta | N | 5 | 0 | 1 | 0.02 | KG | 50X18X18 | 4015080723134 |  | 388 | ICD | 1
46368 | Q18S3-BL | 46368 | Buton comanda 18x18 cu cheie | 65 | cerere oferta | N | 5 | 0 | 1 | 0.02 | KG | 50X18X18 | 4015080463689 |  | 388 | ICD | 1
62149 | Q18S3-GN | 62149 | Buton comanda 18x18 cu cheie | 65 | cerere oferta | N | 5 | 0 | 1 | 0.02 | KG | 50X18X18 | 4015080621492 |  | 388 | ICD | 1
72314 | Q18S3R | 72314 | Buton comanda 18x18 cu cheie | 65 | cerere oferta | N | 5 | 0 | 1 | 0.02 | KG | 50X18X18 | 4015080723141 |  | 388 | ICD | 1
72315 | Q18S3R-A1 | 72315 | Buton comanda 18x18 cu cheie | 65 | cerere oferta | N | 5 | 0 | 1 | 0.02 | KG | 50X18X18 | 4015080723158 |  | 388 | ICD | 1
72316 | Q18S3R-A2 | 72316 | Buton comanda 18x18 cu cheie | 65 | cerere oferta | N | 5 | 0 | 1 | 0.02 | KG | 50X18X18 | 4015080723165 |  | 388 | ICD | 1
72317 | Q18S3R-A3 | 72317 | Buton comanda 18x18 cu cheie | 65 | cerere oferta | N | 5 | 0 | 1 | 0.02 | KG | 50X18X18 | 4015080723172 |  | 388 | ICD | 1
72318 | Q18S3R-A4 | 72318 | Buton comanda 18x18 cu cheie | 65 | cerere oferta | N | 5 | 0 | 1 | 0.02 | KG | 50X18X18 | 4015080723189 |  | 388 | ICD | 1
72319 | Q18S3R-A5 | 72319 | Buton comanda 18x18 cu cheie | 65 | cerere oferta | N | 5 | 0 | 1 | 0.02 | KG | 50X18X18 | 4015080723196 |  | 388 | ICD | 1
72320 | Q18S3R-A6 | 72320 | Buton comanda 18x18 cu cheie | 65 | cerere oferta | N | 5 | 0 | 1 | 0.02 | KG | 50X18X18 | 4015080723202 |  | 388 | ICD | 1
72321 | Q18S3R-A7 | 72321 | Buton comanda 18x18 cu cheie | 65 | cerere oferta | N | 5 | 0 | 1 | 0.02 | KG | 50X18X18 | 4015080723219 |  | 388 | ICD | 1
64430 | Q18S3R-BL | 64430 | Buton comanda 18x18 cu cheie | 65 | cerere oferta | N | 5 | 0 | 1 | 0.02 | KG | 50X18X18 | 4015080644309 |  | 388 | ICD | 1
62152 | Q18S3R-GN | 62152 | Buton comanda 18x18 cu cheie | 65 | cerere oferta | N | 5 | 0 | 1 | 0.02 | KG | 50X18X18 | 4015080621522 |  | 388 | ICD | 1
46838 | Q18S3R-RT | 46838 | Buton comanda 18x18 cu cheie | 65 | cerere oferta | N | 5 | 0 | 1 | 0.02 | KG | 50X18X18 | 4015080468387 |  | 388 | ICD | 1
46842 | Q18S3-RT | 46842 | Buton comanda 18x18 cu cheie | 65 | cerere oferta | N | 5 | 0 | 1 | 0.02 | KG | 50X18X18 | 4015080468424 |  | 388 | ICD | 1
46846 | Q18S3R-WS | 46846 | Buton comanda 18x18 cu cheie | 65 | cerere oferta | N | 5 | 0 | 1 | 0.02 | KG | 50X18X18 | 4015080468462 |  | 388 | ICD | 1
46850 | Q18S3-WS | 46850 | Buton comanda 18x18 cu cheie | 65 | cerere oferta | N | 5 | 0 | 1 | 0.02 | KG | 50X18X18 | 4015080468509 |  | 388 | ICD | 1
36515 | Q18WK1 | 36515 | Selector luminos 2pozitii 18x18 | 65 | cerere oferta | N | 5 | 0 | 1 | 0.012 | KG | 65X18X18 | 4015080365150 |  | 388 | ICD | 1
36598 | Q18WK1R | 36598 | Selector luminos 2pozitii 18x18 | 65 | cerere oferta | N | 5 | 0 | 1 | 0.012 | KG | 65X18X18 | 4015080365983 |  | 388 | ICD | 1
72308 | Q18WK3 | 72308 | Selector luminos 3pozitii 18x18 | 65 | cerere oferta | N | 5 | 0 | 1 | 0.012 | KG | 65X18X18 | 4015080723080 |  | 388 | ICD | 1
72309 | Q18WK3R | 72309 | Selector luminos 3pozitii 18x18 | 65 | cerere oferta | N | 5 | 0 | 1 | 0.012 | KG | 65X18X18 | 4015080723097 |  | 388 | ICD | 1
72310 | Q18WK3R1 | 72310 | Selector luminos 3pozitii 18x18 | 65 | cerere oferta | N | 5 | 0 | 1 | 0.012 | KG | 65X18X18 | 4015080723103 |  | 388 | ICD | 1
72311 | Q18WK3R2 | 72311 | Selector luminos 3pozitii 18x18 | 65 | cerere oferta | N | 5 | 0 | 1 | 0.012 | KG | 65X18X18 | 4015080723110 |  | 388 | ICD | 1
48640 | Q25AGE | 48640 | IP65 shrouds | 65 | cerere oferta | N | 10 | 0 | 1 | 0.004 | KG | 27X25X38 | 4015080486404 |  | 388 | ICD | 1
48641 | Q25AGR | 48641 | IP65 shrouds | 65 | cerere oferta | N | 10 | 0 | 1 | 0.004 | KG | 27X25X38 | 4015080486411 |  | 388 | ICD | 1
36602 | Q25AS | 36602 | IP 65 shrouds | 65 | cerere oferta | N | 10 | 0 | 1 | 0.004 | KG | 27X25X38 | 4015080366027 |  | 388 | ICD | 1
36976 | Q25BS | 36976 | 16MM-ACC.-OPERAT. DEVICES | 65 | cerere oferta | N | 10 | 0 | 1 | 0.004 | KG | 27X25X25 | 4015080369769 |  | 388 | ICD | 1
90421 | Q25D-10 | 90421 | Buton comanda 25x25 | 65 | cerere oferta | N | 10 | 0 | 1 | 0.008 | KG | 50X25X25 | 4015080904212 |  | 388 | ICD | 1
90471 | Q25D-11 | 90471 | Buton comanda 25x25 | 65 | cerere oferta | N | 10 | 0 | 1 | 0.008 | KG | 50X25X25 | 4015080904717 |  | 388 | ICD | 1
54039 | Q25D-19 | 54039 | Buton comanda 25x25 | 65 | cerere oferta | N | 10 | 0 | 1 | 0.008 | KG | 50X25X25 | 4015080540397 |  | 388 | ICD | 1
54038 | Q25D-20 | 54038 | Buton comanda 25x25 | 65 | cerere oferta | N | 10 | 0 | 1 | 0.008 | KG | 50X25X25 | 4015080540380 |  | 388 | ICD | 1
86328 | Q25D-BL | 86328 | Buton comanda 25x25 | 65 | cerere oferta | N | 10 | 0 | 1 | 0.008 | KG | 50X25X25 | 4015080863281 |  | 388 | ICD | 1
86343 | Q25D-GE | 86343 | Buton comanda 25x25 | 65 | cerere oferta | N | 10 | 0 | 1 | 0.008 | KG | 50X25X25 | 4015080863434 |  | 388 | ICD | 1
86409 | Q25D-GN | 86409 | Buton comanda 25x25 | 65 | cerere oferta | N | 10 | 0 | 1 | 0.008 | KG | 50X25X25 | 4015080864097 |  | 388 | ICD | 1
88110 | Q25DR-BL | 88110 | Buton comanda 25x25 cu retinere | 65 | cerere oferta | N | 10 | 0 | 1 | 0.008 | KG | 50X25X25 | 4015080881100 |  | 388 | ICD | 1
88404 | Q25DR-GE | 88404 | Buton comanda 25x25 cu retinere | 65 | cerere oferta | N | 10 | 0 | 1 | 0.008 | KG | 50X25X25 | 4015080884040 |  | 388 | ICD | 1
88531 | Q25DR-GN | 88531 | Buton comanda 25x25 cu retinere | 65 | cerere oferta | N | 10 | 0 | 1 | 0.008 | KG | 50X25X25 | 4015080885313 |  | 388 | ICD | 1
88627 | Q25DR-RT | 88627 | Buton comanda 25x25 cu retinere | 65 | cerere oferta | N | 10 | 0 | 1 | 0.008 | KG | 50X25X25 | 4015080886273 |  | 388 | ICD | 1
88739 | Q25DR-SW | 88739 | Buton comanda 25x25 cu retinere | 65 | cerere oferta | N | 10 | 0 | 1 | 0.008 | KG | 50X25X25 | 4015080887393 |  | 388 | ICD | 1
86444 | Q25D-RT | 86444 | Buton comanda 25x25 | 65 | cerere oferta | N | 10 | 0 | 1 | 0.008 | KG | 50X25X25 | 4015080864448 |  | 388 | ICD | 1
88701 | Q25DR-WS | 88701 | Buton comanda 25x25 cu retinere | 65 | cerere oferta | N | 10 | 0 | 1 | 0.008 | KG | 50X25X25 | 4015080887010 |  | 388 | ICD | 1
93626 | Q25DR-X | 93626 | Buton comanda 25x25 cu retinere | 65 | cerere oferta | N | 10 | 0 | 1 | 0.008 | KG | 50X25X25 | 4015080936268 |  | 388 | ICD | 1
87230 | Q25D-SW | 87230 | Buton comanda 25x25 | 65 | cerere oferta | N | 10 | 0 | 1 | 0.008 | KG | 50X25X25 | 4015080872306 |  | 388 | ICD | 1
86808 | Q25D-WS | 86808 | Buton comanda 25x25 | 65 | cerere oferta | N | 10 | 0 | 1 | 0.008 | KG | 50X25X25 | 4015080868088 |  | 388 | ICD | 1
93624 | Q25D-X | 93624 | Buton comanda 25x25 | 65 | cerere oferta | N | 10 | 0 | 1 | 0.008 | KG | 50X25X25 | 4015080936244 |  | 388 | ICD | 1
89229 | Q25LF-BL | 89229 | Indicator luminos 25x25 | 65 | cerere oferta | N | 10 | 0 | 1 | 0.011 | KG | 59X25X25 | 4015080892298 |  | 388 | ICD | 1
88761 | Q25LF-BL/WB | 88761 | Indicator luminos 25x25 | 65 | cerere oferta | N | 10 | 0 | 1 | 0.011 | KG | 59X25X25 | 4015080887614 |  | 388 | ICD | 1
89252 | Q25LF-GE | 89252 | Indicator luminos 25x25 | 65 | cerere oferta | N | 10 | 0 | 1 | 0.011 | KG | 59X25X25 | 4015080892526 |  | 388 | ICD | 1
88798 | Q25LF-GE/WB | 88798 | Indicator luminos 25x25 | 65 | cerere oferta | N | 10 | 0 | 1 | 0.011 | KG | 59X25X25 | 4015080887980 |  | 388 | ICD | 1
90000 | Q25LF-GN | 90000 | Indicator luminos 25x25 | 65 | cerere oferta | N | 10 | 0 | 1 | 0.011 | KG | 59X25X25 | 4015080900009 |  | 388 | ICD | 1
88828 | Q25LF-GN/WB | 88828 | Indicator luminos 25x25 | 65 | cerere oferta | N | 10 | 0 | 1 | 0.011 | KG | 59X25X25 | 4015080888284 |  | 388 | ICD | 1
90198 | Q25LF-RT | 90198 | Indicator luminos 25x25 | 65 | cerere oferta | N | 10 | 0 | 1 | 0.011 | KG | 59X25X25 | 4015080901983 |  | 388 | ICD | 1
89104 | Q25LF-RT/WB | 89104 | Indicator luminos 25x25 | 65 | cerere oferta | N | 10 | 0 | 1 | 0.011 | KG | 59X25X25 | 4015080891048 |  | 388 | ICD | 1
90228 | Q25LF-WS | 90228 | Indicator luminos 25x25 | 65 | cerere oferta | N | 10 | 0 | 1 | 0.011 | KG | 59X25X25 | 4015080902287 |  | 388 | ICD | 1
89151 | Q25LF-WS/WB | 89151 | Indicator luminos 25x25 | 65 | cerere oferta | N | 10 | 0 | 1 | 0.011 | KG | 59X25X25 | 4015080891512 |  | 388 | ICD | 1
90428 | Q25LH-BL | 90428 | Indicator luminos 25x25 | 65 | cerere oferta | N | 10 | 0 | 1 | 0.011 | KG | 59X25X25 | 4015080904281 |  | 388 | ICD | 1
90240 | Q25LH-BL/WB | 90240 | Indicator luminos 25x25 | 65 | cerere oferta | N | 10 | 0 | 1 | 0.011 | KG | 59X25X25 | 4015080902409 |  | 388 | ICD | 1
90481 | Q25LH-GE | 90481 | Indicator luminos 25x25 | 65 | cerere oferta | N | 10 | 0 | 1 | 0.011 | KG | 59X25X25 | 4015080904816 |  | 388 | ICD | 1
90285 | Q25LH-GE/WB | 90285 | Indicator luminos 25x25 | 65 | cerere oferta | N | 10 | 0 | 1 | 0.011 | KG | 59X25X25 | 4015080902850 |  | 388 | ICD | 1
86207 | Q25LH-GN | 86207 | Indicator luminos 25x25 | 65 | cerere oferta | N | 10 | 0 | 1 | 0.011 | KG | 59X25X25 | 4015080862079 |  | 388 | ICD | 1
90312 | Q25LH-GN/WB | 90312 | Indicator luminos 25x25 | 65 | cerere oferta | N | 10 | 0 | 1 | 0.011 | KG | 59X25X25 | 4015080903123 |  | 388 | ICD | 1
86241 | Q25LH-RT | 86241 | Indicator luminos 25x25 | 65 | cerere oferta | N | 10 | 0 | 1 | 0.011 | KG | 59X25X25 | 4015080862413 |  | 388 | ICD | 1
90354 | Q25LH-RT/WB | 90354 | Indicator luminos 25x25 | 65 | cerere oferta | N | 10 | 0 | 1 | 0.011 | KG | 59X25X25 | 4015080903543 |  | 388 | ICD | 1
86263 | Q25LH-WS | 86263 | Indicator luminos 25x25 | 65 | cerere oferta | N | 10 | 0 | 1 | 0.011 | KG | 59X25X25 | 4015080862635 |  | 388 | ICD | 1
90405 | Q25LH-WS/WB | 90405 | Indicator luminos 25x25 | 65 | cerere oferta | N | 10 | 0 | 1 | 0.011 | KG | 59X25X25 | 4015080904052 |  | 388 | ICD | 1
72371 | Q25LPV | 72371 | Buton oprire urgenta luminos 25x25 | 65 | cerere oferta | N | 2 | 0 | 1 | 0.033 | KG | 85X28X28 | 4015080723714 |  | 388 | ICD | 1
257064 | Q25LPV-S | 257064 | Buton oprire urgenta luminos-STOP 25x25 | 65 | cerere oferta | N | 5 | 0 | 1 | 0.033 | KG | 85X28X28 | 4015082570644 |  | 388 | ICD | 1
90479 | Q25LT-BL | 90479 | Buton comanda 25x25 luminos | 65 | cerere oferta | N | 10 | 0 | 1 | 0.011 | KG | 59X25X25 | 4015080904793 |  | 388 | ICD | 1
89102 | Q25LT-BL/WB | 89102 | Buton comanda 25x25 luminos | 65 | cerere oferta | N | 10 | 0 | 1 | 0.011 | KG | 59X25X25 | 4015080891024 |  | 388 | ICD | 1
86173 | Q25LT-GE | 86173 | Buton comanda 25x25 luminos | 65 | cerere oferta | N | 10 | 0 | 1 | 0.011 | KG | 59X25X25 | 4015080861737 |  | 388 | ICD | 1
89137 | Q25LT-GE/WB | 89137 | Buton comanda 25x25 luminos | 65 | cerere oferta | N | 10 | 0 | 1 | 0.011 | KG | 59X25X25 | 4015080891376 |  | 388 | ICD | 1
86206 | Q25LT-GN | 86206 | Buton comanda 25x25 luminos | 65 | cerere oferta | N | 10 | 0 | 1 | 0.011 | KG | 59X25X25 | 4015080862062 |  | 388 | ICD | 1
89190 | Q25LT-GN/WB | 89190 | Buton comanda 25x25 luminos | 65 | cerere oferta | N | 10 | 0 | 1 | 0.011 | KG | 59X25X25 | 4015080891901 |  | 388 | ICD | 1
86739 | Q25LTR-BL | 86739 | Buton comanda 25x25 luminos | 65 | cerere oferta | N | 10 | 0 | 1 | 0.011 | KG | 59X25X25 | 4015080867395 |  | 388 | ICD | 1
86330 | Q25LTR-BL/WB | 86330 | Buton comanda 25x25 luminos | 65 | cerere oferta | N | 10 | 0 | 1 | 0.011 | KG | 59X25X25 | 4015080863304 |  | 388 | ICD | 1
86784 | Q25LTR-GE | 86784 | Buton comanda 25x25 luminos | 65 | cerere oferta | N | 10 | 0 | 1 | 0.011 | KG | 59X25X25 | 4015080867845 |  | 388 | ICD | 1
86346 | Q25LTR-GE/WB | 86346 | Buton comanda 25x25 luminos | 65 | cerere oferta | N | 10 | 0 | 1 | 0.011 | KG | 59X25X25 | 4015080863465 |  | 388 | ICD | 1
86812 | Q25LTR-GN | 86812 | Buton comanda 25x25 luminos | 65 | cerere oferta | N | 10 | 0 | 1 | 0.011 | KG | 59X25X25 | 4015080868125 |  | 388 | ICD | 1
86380 | Q25LTR-GN/WB | 86380 | Buton comanda 25x25 luminos | 65 | cerere oferta | N | 10 | 0 | 1 | 0.011 | KG | 59X25X25 | 4015080863809 |  | 388 | ICD | 1
86840 | Q25LTR-RT | 86840 | Buton comanda 25x25 luminos | 65 | cerere oferta | N | 10 | 0 | 1 | 0.011 | KG | 59X25X25 | 4015080868408 |  | 388 | ICD | 1
86412 | Q25LTR-RT/WB | 86412 | Buton comanda 25x25 luminos | 65 | cerere oferta | N | 10 | 0 | 1 | 0.011 | KG | 59X25X25 | 4015080864127 |  | 388 | ICD | 1
86238 | Q25LT-RT | 86238 | Buton comanda 25x25 luminos | 65 | cerere oferta | N | 10 | 0 | 1 | 0.011 | KG | 59X25X25 | 4015080862383 |  | 388 | ICD | 1
89998 | Q25LT-RT/WB | 89998 | Buton comanda 25x25 luminos | 65 | cerere oferta | N | 10 | 0 | 1 | 0.011 | KG | 59X25X25 | 4015080899983 |  | 388 | ICD | 1
87232 | Q25LTR-WS | 87232 | Buton comanda 25x25 luminos | 65 | cerere oferta | N | 10 | 0 | 1 | 0.011 | KG | 59X25X25 | 4015080872320 |  | 388 | ICD | 1
86447 | Q25LTR-WS/WB | 86447 | Buton comanda 25x25 luminos | 65 | cerere oferta | N | 10 | 0 | 1 | 0.011 | KG | 59X25X25 | 4015080864479 |  | 388 | ICD | 1
51736 | Q25LTR-X | 51736 | Buton comanda 25x25 luminos | 65 | cerere oferta | N | 10 | 0 | 1 | 0.011 | KG | 59X25X25 | 4015080517368 |  | 388 | ICD | 1
86262 | Q25LT-WS | 86262 | Buton comanda 25x25 luminos | 65 | cerere oferta | N | 10 | 0 | 1 | 0.011 | KG | 59X25X25 | 4015080862628 |  | 388 | ICD | 1
90226 | Q25LT-WS/WB | 90226 | Buton comanda 25x25 luminos | 65 | cerere oferta | N | 10 | 0 | 1 | 0.011 | KG | 59X25X25 | 4015080902263 |  | 388 | ICD | 1
51746 | Q25LT-X | 51746 | Buton comanda 25x25 luminos | 65 | cerere oferta | N | 10 | 0 | 1 | 0.011 | KG | 59X25X25 | 4015080517467 |  | 388 | ICD | 1
40656 | Q25LWK1-GN | 40656 | Selector luminos 2pozitii 25x25 | 65 | cerere oferta | N | 5 | 0 | 1 | 0.017 | KG | 75X25X25 | 4015080406563 |  | 388 | ICD | 1
40377 | Q25LWK1-GN/WB | 40377 | Selector luminos 2pozitii 25x25 | 65 | cerere oferta | N | 5 | 0 | 1 | 0.017 | KG | 75X25X25 | 4015080403777 |  | 388 | ICD | 1
40659 | Q25LWK1R-GN | 40659 | Selector luminos 2pozitii 25x25 cu retin | 65 | cerere oferta | N | 5 | 0 | 1 | 0.017 | KG | 75X25X25 | 4015080406594 |  | 388 | ICD | 1
40380 | Q25LWK1R-GN/WB | 40380 | Selector luminos 2pozitii 25x25 cu retin | 65 | cerere oferta | N | 5 | 0 | 1 | 0.017 | KG | 75X25X25 | 4015080403807 |  | 388 | ICD | 1
40660 | Q25LWK1R-RT | 40660 | Selector luminos 2pozitii 25x25 cu retin | 65 | cerere oferta | N | 5 | 0 | 1 | 0.017 | KG | 75X25X25 | 4015080406600 |  | 388 | ICD | 1
40381 | Q25LWK1R-RT/WB | 40381 | Selector luminos 2pozitii 25x25 cu retin | 65 | cerere oferta | N | 5 | 0 | 1 | 0.017 | KG | 75X25X25 | 4015080403814 |  | 388 | ICD | 1
40657 | Q25LWK1-RT | 40657 | Selector luminos 2pozitii 25x25 | 65 | cerere oferta | N | 5 | 0 | 1 | 0.017 | KG | 75X25X25 | 4015080406570 |  | 388 | ICD | 1
40378 | Q25LWK1-RT/WB | 40378 | Selector luminos 2pozitii 25x25 cu retin | 65 | cerere oferta | N | 5 | 0 | 1 | 0.017 | KG | 75X25X25 | 4015080403784 |  | 388 | ICD | 1
40661 | Q25LWK1R-WS | 40661 | Selector luminos 2pozitii 25x25 cu retin | 65 | cerere oferta | N | 5 | 0 | 1 | 0.017 | KG | 75X25X25 | 4015080406617 |  | 388 | ICD | 1
40476 | Q25LWK1R-WS/WB | 40476 | Selector luminos 2pozitii 25x25 cu retin | 65 | cerere oferta | N | 5 | 0 | 1 | 0.017 | KG | 75X25X25 | 4015080404767 |  | 388 | ICD | 1
40658 | Q25LWK1-WS | 40658 | Selector luminos 2pozitii 25x25 | 65 | cerere oferta | N | 5 | 0 | 1 | 0.017 | KG | 75X25X25 | 4015080406587 |  | 388 | ICD | 1
40379 | Q25LWK1-WS/WB | 40379 | Selector luminos 2pozitii 25x25 | 65 | cerere oferta | N | 5 | 0 | 1 | 0.017 | KG | 75X25X25 | 4015080403791 |  | 388 | ICD | 1
72360 | Q25LWK3-GN | 72360 | Selector luminos 3pozitii 25x25 | 65 | cerere oferta | N | 5 | 0 | 1 | 0.017 | KG | 75X25X25 | 4015080723608 |  | 388 | ICD | 1
72348 | Q25LWK3-GN/WB | 72348 | Selector luminos 3pozitii 25x25 | 65 | cerere oferta | N | 5 | 0 | 1 | 0.017 | KG | 75X25X25 | 4015080723486 |  | 388 | ICD | 1
72366 | Q25LWK3R1-GN | 72366 | Selector luminos 3pozitii 25x25 cu retin | 65 | cerere oferta | N | 5 | 0 | 1 | 0.017 | KG | 75X25X25 | 4015080723660 |  | 388 | ICD | 1
72354 | Q25LWK3R1-GN/WB | 72354 | Selector luminos 3pozitii 25x25 cu retin | 65 | cerere oferta | N | 5 | 0 | 1 | 0.017 | KG | 75X25X25 | 4015080723547 |  | 388 | ICD | 1
72365 | Q25LWK3R1-RT | 72365 | Selector luminos 3pozitii 25x25 cu retin | 65 | cerere oferta | N | 5 | 0 | 1 | 0.017 | KG | 75X25X25 | 4015080723653 |  | 388 | ICD | 1
72353 | Q25LWK3R1-RT/WB | 72353 | Selector luminos 3pozitii 25x25 cu retin | 65 | cerere oferta | N | 5 | 0 | 1 | 0.017 | KG | 75X25X25 | 4015080723530 |  | 388 | ICD | 1
72364 | Q25LWK3R1-WS | 72364 | Selector luminos 3pozitii 25x25 cu retin | 65 | cerere oferta | N | 5 | 0 | 1 | 0.017 | KG | 75X25X25 | 4015080723646 |  | 388 | ICD | 1
72352 | Q25LWK3R1-WS/WB | 72352 | Selector luminos 3pozitii 25x25 cu retin | 65 | cerere oferta | N | 5 | 0 | 1 | 0.017 | KG | 75X25X25 | 4015080723523 |  | 388 | ICD | 1
72369 | Q25LWK3R2-GN | 72369 | Selector luminos 3pozitii 25x25 cu retin | 65 | cerere oferta | N | 5 | 0 | 1 | 0.017 | KG | 75X25X25 | 4015080723691 |  | 388 | ICD | 1
72357 | Q25LWK3R2-GN/WB | 72357 | Selector luminos 3pozitii 25x25 cu retin | 65 | cerere oferta | N | 5 | 0 | 1 | 0.017 | KG | 75X25X25 | 4015080723578 |  | 388 | ICD | 1
72368 | Q25LWK3R2-RT | 72368 | Selector luminos 3pozitii 25x25 cu retin | 65 | cerere oferta | N | 5 | 0 | 1 | 0.017 | KG | 75X25X25 | 4015080723684 |  | 388 | ICD | 1
72356 | Q25LWK3R2-RT/WB | 72356 | Selector luminos 3pozitii 25x25 cu retin | 65 | cerere oferta | N | 5 | 0 | 1 | 0.017 | KG | 75X25X25 | 4015080723561 |  | 388 | ICD | 1
72367 | Q25LWK3R2-WS | 72367 | Selector luminos 3pozitii 25x25 cu retin | 65 | cerere oferta | N | 5 | 0 | 1 | 0.017 | KG | 75X25X25 | 4015080723677 |  | 388 | ICD | 1
72355 | Q25LWK3R2-WS/WB | 72355 | Selector luminos 3pozitii 25x25 cu retin | 65 | cerere oferta | N | 5 | 0 | 1 | 0.017 | KG | 75X25X25 | 4015080723554 |  | 388 | ICD | 1
72363 | Q25LWK3R-GN | 72363 | Selector luminos 3pozitii 25x25 cu retin | 65 | cerere oferta | N | 5 | 0 | 1 | 0.017 | KG | 75X25X25 | 4015080723639 |  | 388 | ICD | 1
72351 | Q25LWK3R-GN/WB | 72351 | Selector luminos 3pozitii 25x25 cu retin | 65 | cerere oferta | N | 5 | 0 | 1 | 0.017 | KG | 75X25X25 | 4015080723516 |  | 388 | ICD | 1
72362 | Q25LWK3R-RT | 72362 | Selector luminos 3pozitii 25x25 cu retin | 65 | cerere oferta | N | 5 | 0 | 1 | 0.017 | KG | 75X25X25 | 4015080723622 |  | 388 | ICD | 1
72350 | Q25LWK3R-RT/WB | 72350 | Selector luminos 3pozitii 25x25 cu retin | 65 | cerere oferta | N | 5 | 0 | 1 | 0.017 | KG | 75X25X25 | 4015080723509 |  | 388 | ICD | 1
72359 | Q25LWK3-RT | 72359 | Selector luminos 3pozitii 25x25 cu retin | 65 | cerere oferta | N | 5 | 0 | 1 | 0.017 | KG | 75X25X25 | 4015080723592 |  | 388 | ICD | 1
72347 | Q25LWK3-RT/WB | 72347 | Selector luminos 3pozitii 25x25 cu retin | 65 | cerere oferta | N | 5 | 0 | 1 | 0.017 | KG | 75X25X25 | 4015080723479 |  | 388 | ICD | 1
72361 | Q25LWK3R-WS | 72361 | Selector luminos 3pozitii 25x25 cu retin | 65 | cerere oferta | N | 5 | 0 | 1 | 0.017 | KG | 75X25X25 | 4015080723615 |  | 388 | ICD | 1
72349 | Q25LWK3R-WS/WB | 72349 | Selector luminos 3pozitii 25x25 cu retin | 65 | cerere oferta | N | 5 | 0 | 1 | 0.017 | KG | 75X25X25 | 4015080723493 |  | 388 | ICD | 1
72358 | Q25LWK3-WS | 72358 | Selector luminos 3pozitii 25x25 | 65 | cerere oferta | N | 5 | 0 | 1 | 0.017 | KG | 75X25X25 | 4015080723585 |  | 388 | ICD | 1
72346 | Q25LWK3-WS/WB | 72346 | SELEC. SWITCH ILLUMINATED | 65 | cerere oferta | N | 5 | 0 | 1 | 0.017 | KG | 75X25X25 | 4015080723462 |  | 388 | ICD | 1
51740 | Q25LX | 51740 | Indicator luminos 25x25 | 65 | cerere oferta | N | 10 | 0 | 1 | 0.011 | KG | 59X25X25 | 4015080517405 |  | 388 | ICD | 1
72370 | Q25PV | 72370 | Buton oprire urgenta 25x25 | 65 | cerere oferta | N | 5 | 0 | 1 | 0.024 | KG | 85X28X28 | 4015080723707 |  | 388 | ICD | 1
257063 | Q25PV-S | 257063 | Buton oprire urgenta -STOP 25x25 | 65 | cerere oferta | N | 5 | 0 | 1 | 0.024 | KG | 85X28X28 | 4015082570637 |  | 388 | ICD | 1
38773 | Q25S1 | 38773 | Buton de comanda cu cheie 25x25 | 65 | cerere oferta | N | 5 | 0 | 1 | 0.023 | KG | 50X25X25 | 4015080387732 |  | 388 | ICD | 1
46835 | Q25S1-BL | 46835 | Buton de comanda cu cheie 25x25 | 65 | cerere oferta | N | 5 | 0 | 1 | 0.023 | KG | 50X25X25 | 4015080468356 |  | 388 | ICD | 1
62150 | Q25S1-GN | 62150 | Buton de comanda cu cheie 25x25 | 65 | cerere oferta | N | 5 | 0 | 1 | 0.023 | KG | 50X25X25 | 4015080621508 |  | 388 | ICD | 1
38772 | Q25S1R | 38772 | Buton de comanda cu cheie 25x25 | 65 | cerere oferta | N | 5 | 0 | 1 | 0.023 | KG | 50X25X25 | 4015080387725 |  | 388 | ICD | 1
72376 | Q25S1R-A1 | 72376 | Buton de comanda cu cheie 25x25 | 65 | cerere oferta | N | 5 | 0 | 1 | 0.023 | KG | 50X25X25 | 4015080723769 |  | 388 | ICD | 1
45502 | Q25S1R-BL | 45502 | Buton de comanda cu cheie 25x25 | 65 | cerere oferta | N | 5 | 0 | 1 | 0.023 | KG | 50X25X25 | 4015080455028 |  | 388 | ICD | 1
62108 | Q25S1R-GN | 62108 | Buton de comanda cu cheie 25x25 | 65 | cerere oferta | N | 5 | 0 | 1 | 0.023 | KG | 50X25X25 | 4015080621089 |  | 388 | ICD | 1
46839 | Q25S1R-RT | 46839 | Buton de comanda cu cheie 25x25 | 65 | cerere oferta | N | 5 | 0 | 1 | 0.023 | KG | 50X25X25 | 4015080468394 |  | 388 | ICD | 1
46843 | Q25S1-RT | 46843 | Buton de comanda cu cheie 25x25 | 65 | cerere oferta | N | 5 | 0 | 1 | 0.023 | KG | 50X25X25 | 4015080468431 |  | 388 | ICD | 1
46847 | Q25S1R-WS | 46847 | Buton de comanda cu cheie 25x25 | 65 | cerere oferta | N | 5 | 0 | 1 | 0.023 | KG | 50X25X25 | 4015080468479 |  | 388 | ICD | 1
46851 | Q25S1-WS | 46851 | Buton de comanda cu cheie 25x25 | 65 | cerere oferta | N | 5 | 0 | 1 | 0.023 | KG | 50X25X25 | 4015080468516 |  | 388 | ICD | 1
72377 | Q25S3 | 72377 | Buton de comanda cu cheie 25x25 | 65 | cerere oferta | N | 5 | 0 | 1 | 0.023 | KG | 50X25X25 | 4015080723776 |  | 388 | ICD | 1
46836 | Q25S3-BL | 46836 | Buton de comanda cu cheie 25x25 | 65 | cerere oferta | N | 5 | 0 | 1 | 0.023 | KG | 50X25X25 | 4015080468363 |  | 388 | ICD | 1
62153 | Q25S3-GN | 62153 | Buton de comanda cu cheie 25x25 | 65 | cerere oferta | N | 5 | 0 | 1 | 0.023 | KG | 50X25X25 | 4015080621539 |  | 388 | ICD | 1
72378 | Q25S3R | 72378 | Buton de comanda cu cheie 25x25 | 65 | cerere oferta | N | 5 | 0 | 1 | 0.023 | KG | 50X25X25 | 4015080723783 |  | 388 | ICD | 1
72379 | Q25S3R-A1 | 72379 | Buton de comanda cu cheie 25x25 | 65 | cerere oferta | N | 5 | 0 | 1 | 0.023 | KG | 50X25X25 | 4015080723790 |  | 388 | ICD | 1
72380 | Q25S3R-A2 | 72380 | Buton de comanda cu cheie 25x25 | 65 | cerere oferta | N | 5 | 0 | 1 | 0.023 | KG | 50X25X25 | 4015080723806 |  | 388 | ICD | 1
72381 | Q25S3R-A3 | 72381 | Buton de comanda cu cheie 25x25 | 65 | cerere oferta | N | 5 | 0 | 1 | 0.023 | KG | 50X25X25 | 4015080723813 |  | 388 | ICD | 1
72382 | Q25S3R-A4 | 72382 | Buton de comanda cu cheie 25x25 | 65 | cerere oferta | N | 5 | 0 | 1 | 0.023 | KG | 50X25X25 | 4015080723820 |  | 388 | ICD | 1
72383 | Q25S3R-A5 | 72383 | Buton de comanda cu cheie 25x25 | 65 | cerere oferta | N | 5 | 0 | 1 | 0.023 | KG | 50X25X25 | 4015080723837 |  | 388 | ICD | 1
72384 | Q25S3R-A6 | 72384 | Buton de comanda cu cheie 25x25 | 65 | cerere oferta | N | 5 | 0 | 1 | 0.023 | KG | 50X25X25 | 4015080723844 |  | 388 | ICD | 1
72385 | Q25S3R-A7 | 72385 | Buton de comanda cu cheie 25x25 | 65 | cerere oferta | N | 5 | 0 | 1 | 0.023 | KG | 50X25X25 | 4015080723851 |  | 388 | ICD | 1
45646 | Q25S3R-BL | 45646 | Buton de comanda cu cheie 25x25 | 65 | cerere oferta | N | 5 | 0 | 1 | 0.023 | KG | 50X25X25 | 4015080456469 |  | 388 | ICD | 1
62147 | Q25S3R-GN | 62147 | Buton de comanda cu cheie 25x25 | 65 | cerere oferta | N | 5 | 0 | 1 | 0.023 | KG | 50X25X25 | 4015080621478 |  | 388 | ICD | 1
46840 | Q25S3R-RT | 46840 | Buton de comanda cu cheie 25x25 | 65 | cerere oferta | N | 5 | 0 | 1 | 0.023 | KG | 50X25X25 | 4015080468400 |  | 388 | ICD | 1
46844 | Q25S3-RT | 46844 | Buton de comanda cu cheie 25x25 | 65 | cerere oferta | N | 5 | 0 | 1 | 0.023 | KG | 50X25X25 | 4015080468448 |  | 388 | ICD | 1
46848 | Q25S3R-WS | 46848 | Buton de comanda cu cheie 25x25 | 65 | cerere oferta | N | 5 | 0 | 1 | 0.023 | KG | 50X25X25 | 4015080468486 |  | 388 | ICD | 1
46852 | Q25S3-WS | 46852 | Buton de comanda cu cheie 25x25 | 65 | cerere oferta | N | 5 | 0 | 1 | 0.023 | KG | 50X25X25 | 4015080468523 |  | 388 | ICD | 1
63259 | Q25TGE-05 | 63259 | Etichete inserabile,portetichete | 65 | cerere oferta | N | 20 | 0 | 1 | 0.001 | KG | 1X25X38 | 4015080632597 |  | 388 | ICD | 1
63260 | Q25TGE-199 | 63260 | Etichete inserabile,portetichete | 65 | cerere oferta | N | 20 | 0 | 1 | 0.001 | KG | 1X25X38 | 4015080632603 |  | 388 | ICD | 1
63261 | Q25TGE-299 | 63261 | Etichete inserabile,portetichete | 65 | cerere oferta | N | 20 | 0 | 1 | 0.001 | KG | 1X25X38 | 4015080632610 |  | 388 | ICD | 1
63258 | Q25TGE-X | 63258 | Port etichete | 65 | cerere oferta | N | 20 | 0 | 1 | 0.001 | KG | 1X25X38 | 4015080632580 |  | 388 | ICD | 1
63257 | Q25TGR-X | 63257 | Port etichete | 65 | cerere oferta | N | 20 | 0 | 1 | 0.001 | KG | 1X25X38 | 4015080632573 |  | 388 | ICD | 1
46184 | Q25TS-01 | 46184 | Etichete inserabile,portetichete | 65 | cerere oferta | N | 20 | 0 | 1 | 0.001 | KG | 1X25X38 | 4015080461845 |  | 388 | ICD | 1
46185 | Q25TS-02 | 46185 | Etichete inserabile,portetichete | 65 | cerere oferta | N | 20 | 0 | 1 | 0.001 | KG | 1X25X38 | 4015080461852 |  | 388 | ICD | 1
46186 | Q25TS-10 | 46186 | Etichete inserabile,portetichete | 65 | cerere oferta | N | 20 | 0 | 1 | 0.001 | KG | 1X25X38 | 4015080461869 |  | 388 | ICD | 1
46187 | Q25TS-11 | 46187 | Etichete inserabile,portetichete | 65 | cerere oferta | N | 20 | 0 | 1 | 0.001 | KG | 1X25X38 | 4015080461876 |  | 388 | ICD | 1
46190 | Q25TS-110 | 46190 | Etichete inserabile,portetichete | 65 | cerere oferta | N | 20 | 0 | 1 | 0.001 | KG | 1X25X38 | 4015080461906 |  | 388 | ICD | 1
46192 | Q25TS-111 | 46192 | Etichete inserabile,portetichete | 65 | cerere oferta | N | 20 | 0 | 1 | 0.001 | KG | 1X25X38 | 4015080461920 |  | 388 | ICD | 1
46194 | Q25TS-117 | 46194 | Etichete inserabile,portetichete | 65 | cerere oferta | N | 20 | 0 | 1 | 0.001 | KG | 1X25X38 | 4015080461944 |  | 388 | ICD | 1
46196 | Q25TS-121 | 46196 | Etichete inserabile,portetichete | 65 | cerere oferta | N | 20 | 0 | 1 | 0.001 | KG | 1X25X38 | 4015080461968 |  | 388 | ICD | 1
46198 | Q25TS-150 | 46198 | Etichete inserabile,portetichete | 65 | cerere oferta | N | 20 | 0 | 1 | 0.001 | KG | 1X25X38 | 4015080461982 |  | 388 | ICD | 1
46201 | Q25TS-183 | 46201 | Etichete inserabile,portetichete | 65 | cerere oferta | N | 20 | 0 | 1 | 0.001 | KG | 1X25X38 | 4015080462019 |  | 388 | ICD | 1
72305 | Q25TS-197 | 72305 | Etichete inserabile,portetichete | 65 | cerere oferta | N | 20 | 0 | 1 | 0.001 | KG | 1X25X38 | 4015080723059 |  | 388 | ICD | 1
46197 | Q25TS-221 | 46197 | Etichete inserabile,portetichete | 65 | cerere oferta | N | 20 | 0 | 1 | 0.001 | KG | 1X25X38 | 4015080461975 |  | 388 | ICD | 1
46199 | Q25TS-250 | 46199 | Etichete inserabile,portetichete | 65 | cerere oferta | N | 20 | 0 | 1 | 0.001 | KG | 1X25X38 | 4015080461999 |  | 388 | ICD | 1
46188 | Q25TS-32 | 46188 | Etichete inserabile,portetichete | 65 | cerere oferta | N | 20 | 0 | 1 | 0.001 | KG | 1X25X38 | 4015080461883 |  | 388 | ICD | 1
46204 | Q25TS-383 | 46204 | Etichete inserabile,portetichete | 65 | cerere oferta | N | 20 | 0 | 1 | 0.001 | KG | 1X25X38 | 4015080462040 |  | 388 | ICD | 1
72306 | Q25TS-386 | 72306 | Etichete inserabile,portetichete | 65 | cerere oferta | N | 20 | 0 | 1 | 0.001 | KG | 1X25X38 | 4015080723066 |  | 388 | ICD | 1
72307 | Q25TS-397 | 72307 | Etichete inserabile,portetichete | 65 | cerere oferta | N | 20 | 0 | 1 | 0.001 | KG | 1X25X38 | 4015080723073 |  | 388 | ICD | 1
46189 | Q25TS-90 | 46189 | Etichete inserabile,portetichete | 65 | cerere oferta | N | 20 | 0 | 1 | 0.001 | KG | 1X25X38 | 4015080461890 |  | 388 | ICD | 1
72304 | Q25TS-93 | 72304 | Etichete inserabile,portetichete | 65 | cerere oferta | N | 20 | 0 | 1 | 0.001 | KG | 1X25X38 | 4015080723042 |  | 388 | ICD | 1
36601 | Q25TS-X | 36601 | Port etichete | 65 | cerere oferta | N | 20 | 0 | 1 | 0.001 | KG | 1X25X38 | 4015080366010 |  | 388 | ICD | 1
36599 | Q25WK1 | 36599 | Selector luminos 2pozitii 25x25 | 65 | cerere oferta | N | 5 | 0 | 1 | 0.015 | KG | 65X25X25 | 4015080365990 |  | 388 | ICD | 1
36600 | Q25WK1R | 36600 | Selector luminos 2pozitii 25x25 cu retin | 65 | cerere oferta | N | 5 | 0 | 1 | 0.015 | KG | 65X25X25 | 4015080366003 |  | 388 | ICD | 1
72372 | Q25WK3 | 72372 | Selector luminos 3pozitii 25x25 | 65 | cerere oferta | N | 5 | 0 | 1 | 0.015 | KG | 65X25X25 | 4015080723721 |  | 388 | ICD | 1
72373 | Q25WK3R | 72373 | Selector luminos 3pozitii 25x25 cu retin | 65 | cerere oferta | N | 5 | 0 | 1 | 0.015 | KG | 65X25X25 | 4015080723738 |  | 388 | ICD | 1
72374 | Q25WK3R1 | 72374 | Selector luminos 3pozitii 25x25 cu retin | 65 | cerere oferta | N | 5 | 0 | 1 | 0.015 | KG | 65X25X25 | 4015080723745 |  | 388 | ICD | 1
72375 | Q25WK3R2 | 72375 | Selector luminos 3pozitii 25x25 cu retin | 65 | cerere oferta | N | 5 | 0 | 1 | 0.015 | KG | 65X25X25 | 4015080723752 |  | 388 | ICD | 1
1319815 | QM100/3 | 1319815 | QM100/3 | 73 | cerere oferta | N | 1 | 0 | 1 | 0.89 | KG | 195X140X105 | 8711426200388 |  | 761 | ICD | 1
1319916 | QM100/3N | 1319916 | QM 100/3N | 73 | cerere oferta | N | 1 | 0 | 1 | 1.1 | KG | 19 5X10 7X14 2 | 8711426233317 |  | 761 | ICD | 1
1319814 | QM100/6 | 1319814 | QM100/6 | 73 | cerere oferta | N | 1 | 0 | 1 | 1.6 | KG | 125X125X90 | 8711426291577 |  | 761 | ICD | 1
1319905 | QM100/6N2 | 1319905 | QM100/6N2 | 73 | cerere oferta | N | 1 | 0 | 1 | 2.2 | KG | 200X100X140 | 8711426985070 |  | 761 | ICD | 1
1319970 | QM40/3N | 1319970 | QM40/3N | 73 | cerere oferta | N | 1 | 0 | 1 | 0.49 | KG | 125X125X90 | 8711426315396 |  | 761 | ICD | 1
1319807 | QM63/3 | 1319807 | QM63/3 | 73 | cerere oferta | N | 1 | 0 | 1 | 0.39 | KG | 100X100X160 | 8711426471474 |  | 761 | ICD | 1
1319915 | QM63/3N | 1319915 | QM63/3N | 73 | cerere oferta | N | 1 | 0 | 1 | 0.48 | KG | 14 5X13X9 5 | 8711426140219 |  | 761 | ICD | 1
1319806 | QM63/6 | 1319806 | QM63/6 | 73 | cerere oferta | N | 1 | 0 | 1 | 0.8 | KG | 130X130X90 | 8711426100381 |  | 761 | ICD | 1
1319904 | QM63/6N2 | 1319904 | QM63/6N2 | 73 | cerere oferta | N | 1 | 0 | 1 | 0.94 | KG | 125X125X90 | 8711426181670 |  | 761 | ICD | 1
1319851 | QMAUX1NO+1NC40/63 | 1319851 | Auxiliary Switch QM 1NO+1NC | 73 | cerere oferta | N | 1 | 0 | 1 | 0.028 | KG | 160X100X5 | 8711426101371 |  | 761 | ICD | 1
1319853 | QMAUX1NO+1NC80/100 | 1319853 | Auxiliary Switch QM 1NO+1NC | 73 | cerere oferta | N | 1 | 0 | 1 | 0.031 | KG | 170X100X5 | 8711426251373 |  | 761 | ICD | 1
1319967 | QMCOSET100 | 1319967 | Connection Set QM | 73 | cerere oferta | N | 1 | 0 | 1 | 0.164 | KG | 230X160X25 | 8711426495364 |  | 761 | ICD | 1
1319969 | QMCOSET40/63 | 1319969 | Connection Set QM | 73 | cerere oferta | N | 1 | 0 | 1 | 0.062 | KG | 180X115X20 | 8711426963665 |  | 761 | ICD | 1
1319870 | QMCOVER40/633P | 1319870 | Protective Cover QM 3P | 73 | cerere oferta | N | 1 | 0 | 1 | 0.02 | KG | 170X100X23 | 8711426810389 |  | 761 | ICD | 1
1319871 | QMCOVER40/633P+N | 1319871 | Protective Cover QM 3P+N | 73 | cerere oferta | N | 1 | 0 | 1 | 0.2 | KG | 170X100X10 | 8711426880382 |  | 761 | ICD | 1
1319872 | QMCOVER80/1003P | 1319872 | Protective Cover QM 3P | 73 | cerere oferta | N | 1 | 0 | 1 | 0.03 | KG | 170X100X28 | 8711426940383 |  | 761 | ICD | 1
1319873 | QMCOVER80/1003P+N | 1319873 | Protective Cover QM 3P+N | 73 | cerere oferta | N | 1 | 0 | 1 | 0.14 | KG | 120X50X50 | 8711426100480 |  | 761 | ICD | 1
1319857 | QMDOORCOUP | 1319857 | Door Coupling QM | 73 | cerere oferta | N | 1 | 0 | 1 | 0.1 | KG | 100X72X78 | 8711426105775 |  | 761 | ICD | 1
1319868 | QMEARTH40/63 | 1319868 | Earth Terminal QM | 73 | cerere oferta | N | 1 | 0 | 1 | 0.09 | KG | 50X10X30 | 8711426430488 |  | 761 | ICD | 1
1319869 | QMEARTH80/100 | 1319869 | Earth Terminal QM | 73 | cerere oferta | N | 1 | 0 | 1 | 0.1 | KG | 160X100X10 | 8711426500488 |  | 761 | ICD | 1
1319856 | QMHANDLECO | 1319856 | Knob QM | 73 | cerere oferta | N | 1 | 0 | 1 | 0.045 | KG | 180X100X35 | 8711426285774 |  | 761 | ICD | 1
1319855 | QMHANDLEMP | 1319855 | Knob QM | 73 | cerere oferta | N | 1 | 0 | 1 | 0.05 | KG | 175X100X40 | 8711426905672 |  | 761 | ICD | 1
1319858 | QMNEUTRAL40/634P | 1319858 | Solid Neutral QM 4P | 73 | cerere oferta | N | 1 | 0 | 1 | 0.041 | KG | 160X100X10 | 8711426200487 |  | 761 | ICD | 1
1319859 | QMNEUTRAL80/1004P | 1319859 | Solid Neutral QM 4P | 73 | cerere oferta | N | 1 | 0 | 1 | 0.04 | KG | 160X100X20 | 8711426350489 |  | 761 | ICD | 1
1318546 | QSA100N1-00/3 | 1318546 | Switch-disc. Fuse QSA 100N1-00/3 | 73 | cerere oferta | N | 1 | 0 | 1 | 1.86 | KG | 242X167X205 | 8711426100114 |  | 761 | ICD | 1
1318016 | QSA100N1-A4/3 | 1318016 | Switch-disc Fuse QSA 100N1-A4/3 | 73 | cerere oferta | N | 1 | 0 | 1 | 1.55 | KG | 250X170X200 | 8711426272378 |  | 761 | ICD | 1
1318030 | QSA125N1-00/3 | 1318030 | Switch-disc Fuse QSA 125N1-00/3 | 73 | cerere oferta | N | 1 | 0 | 1 | 1.88 | KG | 242X167X205 | 8711426322073 |  | 761 | ICD | 1
1318020 | QSA125N1-B2/3 | 1318020 | Switch-disc Fuse QSA 125N1-B2/3 | 73 | cerere oferta | N | 1 | 0 | 1 | 1.55 | KG | 250X170X200 | 8711426702073 |  | 761 | ICD | 1
1318033 | QSA160N1-00/3 | 1318033 | Switch-disc. Fuse QSA 160N1-00/3 | 73 | cerere oferta | N | 1 | 0 | 1 | 2 | KG | 242X167X205 | 8711426812772 |  | 761 | ICD | 1
1318023 | QSA160N1-B2/3 | 1318023 | Switch-disc Fuse QSA 160N1-B2/3 | 73 | cerere oferta | N | 1 | 0 | 1 | 1.55 | KG | 250X170X200 | 8711426182172 |  | 761 | ICD | 1
1318547 | QSA200N-2/3 | 1318547 | Switch-disc. Fuse QSA 200N-2/3 | 73 | cerere oferta | N | 1 | 0 | 1 | 4.05 | KG | 170X250X210 | 8711426131613 |  | 761 | ICD | 1
1319065 | QSA200N-B2/3 | 1319065 | Switch-disc Fuse QSA 200/3 BS | 73 | cerere oferta | N | 1 | 0 | 1 | 4.6 | KG | 338X183X235 | 8711426623873 |  | 761 | ICD | 1
1318526 | QSA250N-2/3 | 1318526 | Switch-disc. Fuse QSA 250N-2/3 | 73 | cerere oferta | N | 1 | 0 | 1 | 4.82 | KG | 338X183X235 | 8711426753174 |  | 761 | ICD | 1
1319074 | QSA250N-B4/3 | 1319074 | Switch-disc Fuse QSA 250N -B4/3 | 73 | cerere oferta | N | 1 | 0 | 1 | 5.03 | KG | 338X183X235 | 8711426103375 |  | 761 | ICD | 1
1318548 | QSA315N-2/3 | 1318548 | Switch-disc. Fuse QSA 315N-2/3 | 73 | cerere oferta | N | 1 | 0 | 1 | 5.31 | KG | 338X183X235 | 8711426142268 |  | 761 | ICD | 1
1319095 | QSA315N-B4/3 | 1319095 | Switch-disc Fuse QSA 315N- B4/3 | 73 | cerere oferta | N | 1 | 0 | 1 | 4.55 | KG | 340X190X200 | 8711426683877 |  | 761 | ICD | 1
1318549 | QSA400-3/3 | 1318549 | Switch-disc Fuse QSA 400-3/3 | 73 | cerere oferta | N | 1 | 0 | 1 | 13.85 | KG | 280X355X240 | 8711426745377 |  | 761 | ICD | 1
1318537 | QSA400-C3/3 | 1318537 | Switch-disc Fuse QSA 400 -C3/3 | 73 | cerere oferta | N | 1 | 0 | 1 | 4.55 | KG | 340X190X200 | 8711426106376 |  | 761 | ICD | 1
1318533 | QSA400N-2/3 | 1318533 | Switch-disc Fuse QSA 400N-2/3 | 73 | cerere oferta | N | 1 | 0 | 1 | 5.26 | KG | 338X183X235 | 8711426783874 |  | 761 | ICD | 1
1319103 | QSA400N-B4/3 | 1319103 | Switch-disc Fuse QSA 400N -B4/3 | 73 | cerere oferta | N | 1 | 0 | 1 | 5.62 | KG | 338X183X235 | 8711426103979 |  | 761 | ICD | 1
1320201 | QSA40N0-00/3 | 1320201 | Switch-disc. Fuse QSA 40N0-00/3 | 73 | cerere oferta | N | 1 | 0 | 1 | 1.1 | KG | 138X165X138 | 8711426200470 |  | 761 | ICD | 1
1320205 | QSA40N0-00/3+P | 1320205 | Switch-disc. Fuse QSA 40N0-00/3 | 73 | cerere oferta | N | 1 | 0 | 1 | 1.1 | KG | 138X165X138 | 8711426950467 |  | 761 | ICD | 1
1320200 | QSA40N0-A3/3 | 1320200 | Switch-disc Fuse QSA 40N0-A3/3 | 73 | cerere oferta | N | 1 | 0 | 1 | 1.1 | KG | 200X170X200 | 8711426351882 |  | 761 | ICD | 1
1320204 | QSA40N0-A3/3+P | 1320204 | Switch-disc Fuse QSA 40N0-A3/3 | 73 | cerere oferta | N | 1 | 0 | 1 | 1.2 | KG | 200X170X200 | 8711426370289 |  | 761 | ICD | 1
1318542 | QSA630-3/3 | 1318542 | Switch-disc Fuse QSA 630-3/3 | 73 | cerere oferta | N | 1 | 0 | 1 | 4.066 | KG | 360X360X274 | 8711426731578 |  | 761 | ICD | 1
1318544 | QSA630-C3/3 | 1318544 | Switch-disc Fuse QSA 630 -C3/3 | 73 | cerere oferta | N | 1 | 0 | 1 | 15 | KG | 360X360X274 | 8711426271678 |  | 761 | ICD | 1
1320203 | QSA63N0-00/3 | 1320203 | Switch-disc. Fuse QSA 63N0-00/3 | 73 | cerere oferta | N | 1 | 0 | 1 | 1.1 | KG | 138X165X138 | 8711426293878 |  | 761 | ICD | 1
1320207 | QSA63N0-00/3+P | 1320207 | Switch-disc. Fuse QSA 63N0-00/3 | 73 | cerere oferta | N | 1 | 0 | 1 | 1.1 | KG | 138X165X138 | 8711426564565 |  | 761 | ICD | 1
1320202 | QSA63N0-A3/3 | 1320202 | Switch-disc Fuse QSA 63N0-A3/3 | 73 | cerere oferta | N | 1 | 0 | 1 | 1.2 | KG | 200X170X200 | 8711426641976 |  | 761 | ICD | 1
1320206 | QSA63N0-A3/3+P | 1320206 | Switch-disc Fuse QSA 63N0-A3/3 | 73 | cerere oferta | N | 1 | 0 | 1 | 1.2 | KG | 200X170X200 | 8711426402867 |  | 761 | ICD | 1
1318027 | QSA63N1-00/3 | 1318027 | Switch-disc. Fuse QSA 63N1-00/3 | 73 | cerere oferta | N | 1 | 0 | 1 | 1.78 | KG | 242X167X205 | 8711426212077 |  | 761 | ICD | 1
1318011 | QSA63N1-A3/3 | 1318011 | Switch-disc Fuse QSA 63N1-A3/3 | 73 | cerere oferta | N | 1 | 0 | 1 | 1.45 | KG | 250X170X200 | 8711426522077 |  | 761 | ICD | 1
1318543 | QSA800-3/3 | 1318543 | Switch-disc. Fuse QSA 800-3/3 | 73 | cerere oferta | N | 1 | 0 | 1 | 14.62 | KG | 280X355X240 | 8711426951570 |  | 761 | ICD | 1
1319175 | QSA800-C3/3 | 1319175 | Switch-disc Fuse QSA 800 -C3/3 | 73 | cerere oferta | N | 1 | 0 | 1 | 0.001 | KG | 360X360X274 | 8711426209411 |  | 761 | ICD | 1
1319413 | QSACOVER1PM10 | 1319413 | QSA Terminal Cover 1P M10 | 73 | cerere oferta | N | 1 | 0 | 1 | 0.051 | KG | 22X16X4 | 8711426293779 |  | 761 | ICD | 1
1319415 | QSACOVER1PM12 | 1319415 | QSA Terminal Cover 1P M12 | 73 | cerere oferta | N | 1 | 0 | 1 | 0.09 | KG | 100X75X75 | 8711426403772 |  | 761 | ICD | 1
1319409 | QSACOVER1PM6 | 1319409 | QSA Terminal Cover 1P M6 | 73 | cerere oferta | N | 1 | 0 | 1 | 0.01 | KG | 190X110X26 | 8711426833678 |  | 761 | ICD | 1
1319411 | QSACOVER1PM8 | 1319411 | QSA Terminal Cover 1P M8 | 73 | cerere oferta | N | 1 | 0 | 1 | 0.02 | KG | 30X100X170 | 8711426103771 |  | 761 | ICD | 1
1319423 | QSAFCOVER100N1-A4/3 | 1319423 | QSA Front Cover | 73 | cerere oferta | N | 1 | 0 | 1 | 0.14 | KG | 70X165X70 | 8711426582286 |  | 761 | ICD | 1
1319438 | QSAFCOVER125N1-160N1-B2/3 | 1319438 | QSA Front Cover | 73 | cerere oferta | N | 1 | 0 | 1 | 0.14 | KG | 70X165X70 | 8711426532472 |  | 761 | ICD | 1
1318476 | QSAFCOVER160N1 | 1318476 | QSA Front Cover | 73 | cerere oferta | N | 1 | 0 | 1 | 0.1 | KG | 155X100X90 | 8711426794696 |  | 761 | ICD | 1
1319429 | QSAFCOVER160N-400N | 1319429 | QSA Front Cover | 73 | cerere oferta | N | 1 | 0 | 1 | 0.27 | KG | 600X500X80 | 8711426103672 |  | 761 | ICD | 1
1319426 | QSAFCOVER400-800 | 1319426 | QSA Front Cover | 73 | cerere oferta | N | 1 | 0 | 1 | 0.41 | KG | 365X290X25 | 8711426701977 |  | 761 | ICD | 1
1320237 | QSAFCOVER40N0-63N0 | 1320237 | QSA Front Cover | 73 | cerere oferta | N | 1 | 0 | 1 | 0.07 | KG | 70X165X70 | 8711426680296 |  | 761 | ICD | 1
1319435 | QSAFCOVER63N1-125N1 | 1319435 | QSA Front Cover | 73 | cerere oferta | N | 1 | 0 | 1 | 0.1 | KG | 310X200X85 | 8711426312470 |  | 761 | ICD | 1
1319466 | QSAN100/125A | 1319466 | QSA Solid Neutral 100/125A | 73 | cerere oferta | N | 1 | 0 | 1 | 0.24 | KG | 100X75X75 | 8711426932470 |  | 761 | ICD | 1
1319473 | QSAN160/200A | 1319473 | QSA Solid Neutral 160/200A | 73 | cerere oferta | N | 1 | 0 | 1 | 0.24 | KG | 100X75X75 | 8711426583979 |  | 761 | ICD | 1
1319472 | QSAN160A | 1319472 | QSA Solid Neutral 160A | 73 | cerere oferta | N | 1 | 0 | 1 | 0.24 | KG | 100X75X75 | 8711426102576 |  | 761 | ICD | 1
1319480 | QSAN250/315/400A | 1319480 | QSA Solid Neutral 250/315/400A | 73 | cerere oferta | N | 1 | 0 | 1 | 0.42 | KG | 215X160X40 | 8711426773677 |  | 761 | ICD | 1
1319460 | QSAN40/63A | 1319460 | QSA Solid Neutral 40/63A | 73 | cerere oferta | N | 1 | 0 | 1 | 0.14 | KG | 100X75X75 | 8711426862470 |  | 761 | ICD | 1
1319486 | QSAN400/630/800A | 1319486 | QSA Solid Neutral 400/630/800A | 73 | cerere oferta | N | 1 | 0 | 1 | 0.8 | KG | 210X160X10 | 8711426211773 |  | 761 | ICD | 1
1319467 | QSANS100/125A | 1319467 | QSA Switched Neutral 100/125A | 73 | cerere oferta | N | 1 | 0 | 1 | 0.25 | KG | 123X57X55 | 8711426102279 |  | 761 | ICD | 1
1319476 | QSANS160/200A | 1319476 | QSA Switched Neutral 160/200A | 73 | cerere oferta | N | 1 | 0 | 1 | 0.2 | KG | 240X120X30 | 8711426673977 |  | 761 | ICD | 1
1319474 | QSANS160A | 1319474 | QSA Switched Neutral 160A | 73 | cerere oferta | N | 1 | 0 | 1 | 0.2 | KG | 123X57X55 | 8711426272279 |  | 761 | ICD | 1
1319482 | QSANS250/315/400A | 1319482 | QSA Switched Neutral 250/315/400A | 73 | cerere oferta | N | 1 | 0 | 1 | 0.55 | KG | 260X130X55 | 8711426633575 |  | 761 | ICD | 1
1319462 | QSANS40/63A | 1319462 | QSA Switched Neutral 40/63A | 73 | cerere oferta | N | 1 | 0 | 1 | 0.23 | KG | 123X57X55 | 8711426842175 |  | 761 | ICD | 1
1319662 | QSANS400/630/800A | 1319662 | QSA Switched Neutral 400/630/800A | 73 | cerere oferta | N | 1 | 0 | 1 | 0.7 | KG | 340X140X60 | 8711426153585 |  | 761 | ICD | 1
1319441 | QSARCOVER1P160-400 | 1319441 | QSA Rear Cover 1P, rear side | 73 | cerere oferta | N | 1 | 0 | 1 | 0.092 | KG | 390X205X23 | 8711426723573 |  | 761 | ICD | 1
1319439 | QSARCOVER1P63-160 | 1319439 | QSA Rear Cover 1P, rear side | 73 | cerere oferta | N | 1 | 0 | 1 | 0.056 | KG | 220X160X35 | 8711426102675 |  | 761 | ICD | 1
1319417 | QSARCOVER400-800-C3/3 | 1319417 | QSA Rear Cover | 73 | cerere oferta | N | 1 | 0 | 1 | 0.14 | KG | 70X165X70 | 8711426501973 |  | 761 | ICD | 1
1320239 | QSATCOVERBOX0 | 1320239 | QSA Terminal Cover 3P | 73 | cerere oferta | N | 1 | 0 | 1 | 0.03 | KG | 2280X140X2 | 8711426603394 |  | 761 | ICD | 1
1319432 | QSATCOVERBOX1 | 1319432 | QSA Terminal Cover 3P | 73 | cerere oferta | N | 1 | 0 | 1 | 0.04 | KG | 81X43X154 | 8711426612471 |  | 761 | ICD | 1
1319418 | QSATCOVERBOX2 | 1319418 | QSA Terminal Cover 3P | 73 | cerere oferta | N | 1 | 0 | 1 | 0.07 | KG | 300X150X2 | 8711426423671 |  | 761 | ICD | 1
219122 | QST250-CI | 219122 | Accessories, CI23-CI43 ins. enclosure | 100 | cerere oferta | N | 10 | 0 | 1 | 0.04 | KG | 19X185X32 | 4015082191221 | x | 277 | PDC | 1
2334 | QST375-CI | 2334 | ACC.INS.ENCLOSURE CI3-CI49 | 94 | cerere oferta | S | 10 | 0 | 1 | 0.06 | KG | 19X310X32 | 4015080023340 |  | 277 | PDC | 1
138773 | QUICK-C-CS | 138773 | Hinge pin, Quick C (pack of 6) | 100 | cerere oferta | N | 6 | 0 | 1 | 0.1 | KG | 6X6X80 | 4015081355532 |  | 278 | PDC | 1
31617 | R1/2"-MCS | 31617 | Accesoriu MCS(N) | 60 | cerere oferta | S | 1 | 0 | 1 | 0.05 | KG | 30X40X40 | 4015080316176 |  | 296 | ICD | 1
33990 | R1/4"-MCSN | 33990 | Accesoriu MCS(N) | 60 | cerere oferta | S | 1 | 0 | 1 | 0.05 | KG | 30X40X40 | 4015080339908 |  | 296 | ICD | 1
90297 | R16-MS | 90297 | Combination box spanner | 67 | cerere oferta | N | 10 | 0 | 1 | 0.01 | KG | 117X76X68 | 4015080902973 |  | 388 | ICD | 1
46320 | RCDILE250 | 46320 | supresor RC DILEM/DILER | 36 | cerere oferta | S | 10 | 1.9 | 1 | 0.009 | KG | 16X33X29 | 4015080463207 |  | 703 | ICD | 1
44264 | RCDILE48 | 44264 | supresor RC DILEM/DILER | 36 | cerere oferta | S | 10 | 1.9 | 1 | 0.009 | KG | 16X33X29 | 4015080442646 |  | 703 | ICD | 1
61081 | RC-EH400/600 | 61081 | modul supresor tip RC | 38 | cerere oferta | N | 10 | 2.4 | 1 | 0.034 | KG | 15X41X43 | 4015080610816 |  | 704 | ICD | 1
LUM10534 | Recessed base | LUM10534 | Accesoriu UltraLED 45 Aplicabilitate rama montaj incastrat in tavan fals Produs de Cooper Industries Romania SRL | 732 | cerere oferta | N | 1 | 0 | 1 | 0.24 | Kg | 265 201X155 118X75 057 | 3660191105341 |  | EML | Safety | 1
591001FULL-0016 | RED BACK BOX | 591001FULL-0016 | Askari Compact, Back Box, Red Base | 732 | cerere oferta | N | 1 | 0 | 1 | 0.1 | KG | NA | NA |  | Askari Compact BB, Red Base | Fulleon | 1
593001FULL-0022 | RED DEEP BASE | 593001FULL-0022 | RED DEEP BASE | 732 | cerere oferta | N | 1 | 0 | 1 | 0.1 | KG | NA | NA |  | Base , Base Deep Red | Fulleon | 1
593005FULL-0212 | RED SHALLOW BASE | 593005FULL-0212 | Shallow Red Base | 732 | cerere oferta | N | 1 | 0 | 1 | 0.1 | KG | NA | NA |  | Base , Base Shallow Red | Fulleon | 1
141262 | REG-0010-5-0-P | 141262 | 500V IP00 LCL Filter (In at Ta 40°C: 10 | 50 | cerere oferta | N | 1 | 0 | 1 | 13 | KG | 0 001X0 001X0 001 | 4015081380541 |  | 696 | ICD | 1
141263 | REG-0014-6-0-P | 141263 | 690V IP00 LCL Filter (In at Ta 40°C: 14 | 50 | cerere oferta | N | 1 | 0 | 1 | 14 | KG | 0 001X0 001X0 001 | 4015081380558 |  | 696 | ICD | 1
141264 | REG-0018-5-0-P | 141264 | 500V IP00 LCL Filter (In at Ta 40°C: 18 | 50 | cerere oferta | N | 1 | 0 | 1 | 21 | KG | 0 001X0 001X0 001 | 4015081380565 |  | 696 | ICD | 1
141265 | REG-0023-6-0-P | 141265 | 690V IP00 LCL Filter (In at Ta 40°C: 23 | 50 | cerere oferta | N | 1 | 0 | 1 | 24 | KG | 0 001X0 001X0 001 | 4015081380572 |  | 696 | ICD | 1
141266 | REG-0032-5-0-P | 141266 | 500V IP00 LCL Filter (In at Ta 40°C: 32 | 50 | cerere oferta | N | 1 | 0 | 1 | 27 | KG | 0 001X0 001X0 001 | 4015081380589 |  | 696 | ICD | 1
141267 | REG-0035-6-0-P | 141267 | 690V IP00 LCL Filter (In at Ta 40°C: 35 | 50 | cerere oferta | N | 1 | 0 | 1 | 37 | KG | 0 001X0 001X0 001 | 4015081380596 |  | 696 | ICD | 1
141268 | REG-0048-5-0-P | 141268 | 500V IP00 LCL Filter (In at Ta 40°C: 48 | 50 | cerere oferta | N | 1 | 0 | 1 | 34 | KG | 0 001X0 001X0 001 | 4015081380602 |  | 696 | ICD | 1
141269 | REG-0052-6-0-P | 141269 | 690V IP00 LCL Filter (In at Ta 40°C: 52 | 50 | cerere oferta | N | 1 | 0 | 1 | 51 | KG | 0 001X0 001X0 001 | 4015081380619 |  | 696 | ICD | 1
141270 | REG-0075-5-0-P | 141270 | 500V IP00 LCL Filter (In at Ta 40°C: 75 | 50 | cerere oferta | N | 1 | 0 | 1 | 63 | KG | 0 001X0 001X0 001 | 4015081380626 |  | 696 | ICD | 1
141271 | REG-0085-6-0-P | 141271 | 690V IP00 LCL Filter (In at Ta 40°C: 85 | 50 | cerere oferta | N | 1 | 0 | 1 | 97 | KG | 0 001X0 001X0 001 | 4015081380633 |  | 696 | ICD | 1
141272 | REG-0110-5-0-P | 141272 | 500V IP00 LCL Filter (In at Ta 40°C: 110 | 50 | cerere oferta | N | 1 | 0 | 1 | 90 | KG | 0 001X0 001X0 001 | 4015081380640 |  | 696 | ICD | 1
141273 | REG-0122-6-0-P | 141273 | 690V IP00 LCL Filter (In at Ta 40°C: 122 | 50 | cerere oferta | N | 1 | 0 | 1 | 105 | KG | 0 001X0 001X0 001 | 4015081380657 |  | 696 | ICD | 1
125107 | REG-0180-5-0-P | 125107 | 500V IP00 LCL Filter (In at Ta 40°C: 180 | 50 | cerere oferta | N | 1 | 0 | 1 | 88 | KG | 0 001X0 001X0 001 | 4015081227136 |  | 696 | ICD | 1
141274 | REG-0185-6-0-P | 141274 | 690V IP00 LCL Filter (In at Ta 40°C: 185 | 50 | cerere oferta | N | 1 | 0 | 1 | 156 | KG | 0 001X0 001X0 001 | 4015081380664 |  | 696 | ICD | 1
141275 | REG-0270-5-0-P | 141275 | 500V IP00 LCL Filter (In at Ta 40°C: 270 | 50 | cerere oferta | N | 1 | 0 | 1 | 159 | KG | 0 001X0 001X0 001 | 4015081380671 |  | 696 | ICD | 1
141276 | REG-0287-6-0-P | 141276 | 690V IP00 LCL Filter (In at Ta 40°C: 287 | 50 | cerere oferta | N | 1 | 0 | 1 | 251 | KG | 0 001X0 001X0 001 | 4015081380688 |  | 696 | ICD | 1
141277 | REG-0390-6-0-P | 141277 | 690V IP00 LCL Filter (In at Ta 40°C: 390 | 50 | cerere oferta | N | 1 | 0 | 1 | 329 | KG | 0 001X0 001X0 001 | 4015081380695 |  | 696 | ICD | 1
125807 | REG-0410-5-0-P | 125807 | 500V IP00 LCL Filter (In at Ta 40°C: 410 | 50 | cerere oferta | N | 1 | 0 | 1 | 245 | KG | 0 001X0 001X0 001 | 4015081234172 |  | 696 | ICD | 1
141278 | REG-0460-6-0-P | 141278 | 690V IP00 LCL Filter (In at Ta 40°C: 460 | 50 | cerere oferta | N | 1 | 0 | 1 | 421 | KG | 0 001X0 001X0 001 | 4015081380701 |  | 696 | ICD | 1
125808 | REG-0600-5-0-P | 125808 | 500V IP00 LCL Filter (In at Ta 40°C: 600 | 50 | cerere oferta | N | 1 | 0 | 1 | 292 | KG | 0 001X0 001X0 001 | 4015081234189 |  | 696 | ICD | 1
124813 | REG-0620-6-0-P | 124813 | 690V IP00 LCL Filter (In at Ta 40°C: 620 | 50 | cerere oferta | N | 1 | 0 | 1 | 524 | KG | 0 001X0 001X0 001 | 4015081224357 |  | 696 | ICD | 1
124814 | REG-0780-6-0-P | 124814 | 690V IP00 LCL Filter (In at Ta 40°C: 780 | 50 | cerere oferta | N | 1 | 0 | 1 | 661 | KG | 0 001X0 001X0 001 | 4015081224364 |  | 696 | ICD | 1
125809 | REG-0840-5-0-P | 125809 | 500V IP00 LCL Filter (In at Ta 40°C: 840 | 50 | cerere oferta | N | 1 | 0 | 1 | 417 | KG | 0 001X0 001X0 001 | 4015081234196 |  | 696 | ICD | 1
125105 | REG-0920-6-0-P | 125105 | 690V IP00 LCL Filter (In at Ta 40°C: 920 | 50 | cerere oferta | N | 1 | 0 | 1 | 653 | KG | 0 001X0 001X0 001 | 4015081227112 |  | 696 | ICD | 1
125805 | REG-1160-5-0-P | 125805 | 500V IP00 LCL Filter (In at Ta 40°C: 116 | 50 | cerere oferta | N | 1 | 0 | 1 | 600 | KG | 0 001X0 001X0 001 | 4015081234158 |  | 696 | ICD | 1
125106 | REG-1180-6-0-P | 125106 | 690V IP00 LCL Filter (In at Ta 40°C: 118 | 50 | cerere oferta | N | 1 | 0 | 1 | 890 | KG | 0 001X0 001X0 001 | 4015081227129 |  | 696 | ICD | 1
125806 | REG-1480-5-0-P | 125806 | 500V IP00 LCL Filter (In at Ta 40°C: 148 | 50 | cerere oferta | N | 1 | 0 | 1 | 734 | KG | 0 001X0 001X0 001 | 4015081234165 |  | 696 | ICD | 1
ROMUN000000007 | Releu 38.51.7.024.0050 | ROMUN000000007 | Relee intermediare de interfata | 701 | cerere oferta | N | 1 | 0 | 1 | 1 | KG | 0 001X0 001X0 001 | 9008790486777 |  | 393 | ICD | 1
600111FUL-0000E | REM/C LED INDICATOR CONT 24V XPRS | 600111FUL-0000E | Remote Indicator 24V | 732 | cerere oferta | N | 1 | 0 | 1 | 0.1 | KG | NA | NA |  | Remote Indicator, Remote Indicator | Fulleon | 1
600111FUL-0000 | REM/C LED INDICATOR CONTINUOS 24V | 600111FUL-0000 | Remote Indicator 24V | 732 | cerere oferta | N | 1 | 0 | 1 | 0.1 | KG | NA | NA |  | Remote Indicator, Remote Indicator | Fulleon | 1
600112FUL-0000 | REM/C/B LED INDICATO + BUZZER 24V | 600112FUL-0000 | Remote Indicator 24V | 732 | cerere oferta | N | 1 | 0 | 1 | 0.1 | KG | NA | NA |  | Remote Indicator, Indicator & Buzzer | Fulleon | 1
148598 | REUVM | 148598 | Undervoltage relay | 82 | cerere oferta | S | 1 | 1 | 68 | 0.065 | KG | 90X18X75 | 4015081450466 |  | 664 | PDC | 1
167284 | REUVM2 | 167284 | REUVM2 | 82 | cerere oferta | N | 1 |  | 1 | 0.073 | KG |  | 4015081637874 |  | 664 | PDC | 1
125110 | RFI-0012-5-5 | 125110 | Ext RFI-Filter C-Level IP54 (Footprint F | 50 | cerere oferta | N | 1 | 0 | 1 | 1 | KG | 65X125X390 | 4015081227167 |  | 696 | ICD | 1
125112 | RFI-0031-5-5 | 125112 | Ext RFI-Filter C-Level IP54 (Footprint F | 50 | cerere oferta | N | 1 | 0 | 1 | 1.5 | KG | 65X135X490 | 4015081227181 |  | 696 | ICD | 1
125113 | RFI-0042-6-0 | 125113 | 690Vac Ext 3-Phase RFI-Filter IP20, Rate | 50 | cerere oferta | N | 1 | 0 | 1 | 2.6 | KG | 70X329X185 | 4015081227198 |  | 696 | ICD | 1
125114 | RFI-0061-5-5 | 125114 | Ext RFI-Filter C-Level IP54 (Footprint F | 50 | cerere oferta | N | 1 | 0 | 1 | 2 | KG | 75X185X620 | 4015081227204 |  | 696 | ICD | 1
125115 | RFI-0100-6-0 | 125115 | 690Vac Ext 3-Phase RFI-Filter IP20, Rate | 50 | cerere oferta | N | 1 | 0 | 1 | 5.6 | KG | 90X379X220 | 4015081227211 |  | 696 | ICD | 1
125116 | RFI-0130-5-0 | 125116 | 500Vac Ext 3-Phase RFI-Filter IP20, Rate | 50 | cerere oferta | N | 1 | 0 | 1 | 4.5 | KG | 110X439X240 | 4015081227228 |  | 696 | ICD | 1
125117 | RFI-0150-5-0 | 125117 | 500Vac Ext 3-Phase RFI-Filter IP00, Rate | 50 | cerere oferta | N | 1 | 0 | 1 | 6.5 | KG | 160X300X120 | 4015081227235 |  | 696 | ICD | 1
125118 | RFI-0180-6-0 | 125118 | 690Vac Ext 3-Phase RFI-Filter IP00, Rate | 50 | cerere oferta | N | 1 | 0 | 1 | 6.5 | KG | 160X300X120 | 4015081227242 |  | 696 | ICD | 1
125119 | RFI-0250-5-0 | 125119 | 500Vac Ext 3-Phase RFI-Filter IP00, Rate | 50 | cerere oferta | N | 1 | 0 | 1 | 7 | KG | 180X300X125 | 4015081227259 |  | 696 | ICD | 1
125120 | RFI-0300-6-0 | 125120 | 690Vac Ext 3-Phase RFI-Filter IP00, Rate | 50 | cerere oferta | N | 1 | 0 | 1 | 7 | KG | 210X300X115 | 4015081227266 |  | 696 | ICD | 1
125121 | RFI-0320-5-0 | 125121 | 500Vac Ext 3-Phase RFI-Filter IP00, Rate | 50 | cerere oferta | N | 1 | 0 | 1 | 10.5 | KG | 210X300X115 | 4015081227273 |  | 696 | ICD | 1
125122 | RFI-0400-5-0 | 125122 | 500Vac Ext 3-Phase RFI-Filter IP00, Rate | 50 | cerere oferta | N | 1 | 0 | 1 | 10.5 | KG | 210X300X115 | 4015081227280 |  | 696 | ICD | 1
125123 | RFI-0400-6-0 | 125123 | 690Vac Ext 3-Phase RFI-Filter IP00, Rate | 50 | cerere oferta | N | 1 | 0 | 1 | 10.5 | KG | 210X300X115 | 4015081227297 |  | 696 | ICD | 1
125124 | RFI-0600-5-0 | 125124 | 500Vac Ext 3-Phase RFI-Filter IP00, Rate | 50 | cerere oferta | N | 1 | 0 | 1 | 11 | KG | 210X300X135 | 4015081227303 |  | 696 | ICD | 1
125125 | RFI-0600-6-0 | 125125 | 690Vac Ext 3-Phase RFI-Filter IP00, Rate | 50 | cerere oferta | N | 1 | 0 | 1 | 10.5 | KG | 210X300X135 | 4015081227310 |  | 696 | ICD | 1
125126 | RFI-0900-6-0 | 125126 | 690Vac Ext 3-Phase RFI-Filter IP00, Rate | 50 | cerere oferta | N | 1 | 0 | 1 | 11 | KG | 230X350X170 | 4015081227327 |  | 696 | ICD | 1
125127 | RFI-1000-5-0 | 125127 | 500Vac Ext 3-Phase RFI-Filter IP00, Rate | 50 | cerere oferta | N | 1 | 0 | 1 | 18 | KG | 230X350X170 | 4015081227334 |  | 696 | ICD | 1
125128 | RFI-1600-5-0 | 125128 | 500Vac Ext 3-Phase RFI-Filter IP00, Rate | 50 | cerere oferta | N | 1 | 0 | 1 | 27 | KG | 250X400X160 | 4015081227341 |  | 696 | ICD | 1
540572FULL-0757X | ROLP/SV/R/3 NO BASE | 540572FULL-0757X | ROLP, No Base, Red Base, Tone 3 | 732 | cerere oferta | N | 1 | 0 | 1 | 0.1 | KG | NA | NA |  | ROLP, Red Base | Fulleon | 1
540503MED-0841X | ROLP/SV/R/D MARINE | 540503MED-0841X | RoLP, Deep Base, Red | 732 | cerere oferta | N | 1 | 0 | 1 | 0.1 | KG | NA | NA |  | ROLP, Red Base, Marine | Fulleon | 1
540503FULL-0403XE | ROLP/SV/R/D XPRS | 540503FULL-0403XE | RoLP, Deep Base, Red | 732 | cerere oferta | N | 1 | 0 | 1 | 0.1 | KG | NA | NA |  | ROLP, Red Base | Fulleon | 1
547026FULL-0810 | ROLP/SV/R/D/M/L + MAINS MODULE | 547026FULL-0810 | ROLP, Deep Base, Red Base | 732 | cerere oferta | N | 1 | 0 | 1 | 0.1 | KG | NA | NA |  | ROLP, Red Base | Fulleon | 1
540501MED-0842X | ROLP/SV/R/S MARINE | 540501MED-0842X | RoLP, Shallow Base, Red | 732 | cerere oferta | N | 1 | 0 | 1 | 0.1 | KG | NA | NA |  | ROLP, Red Base, Marine | Fulleon | 1
540501FULL-0389XE | ROLP/SV/R/S XPRS | 540501FULL-0389XE | ROLP, Shallow Base, Red Base | 732 | cerere oferta | N | 1 | 0 | 1 | 0.1 | KG | NA | NA |  | ROLP, Red Base | Fulleon | 1
540501FULL-0389X | ROLP/SV/R/S/3 FULLEON | 540501FULL-0389X | ROLP, Shallow Base, Red Base, Tone 3 | 732 | cerere oferta | N | 1 | 0 | 1 | 0.1 | KG | NA | NA |  | Rolp, Red Base | Fulleon | 1
540505FULL-0390X | ROLP/SV/R/U | 540505FULL-0390X | RoLP, U - Base, Red | 732 | cerere oferta | N | 1 | 0 | 1 | 0.1 | KG | NA | NA |  | ROLP, Red Base | Fulleon | 1
540502FULL-0406X | ROLP/SV/W/S/3 | 540502FULL-0406X | ROLP, Shallow Base, White Base, Tone 3 | 732 | cerere oferta | N | 1 | 0 | 1 | 0.1 | KG | NA | NA |  | ROLP, White Base | Fulleon | 1
540502FULL-0406XE | ROLP/SV/W/S/3 XPRS | 540502FULL-0406XE | ROLP, Shallow Base, White Base, Tone 3 | 732 | cerere oferta | N | 1 | 0 | 1 | 0.1 | KG | NA | NA |  | ROLP, White Base | Fulleon | 1
540506FULL-0441 | ROLP/SV/W/U | 540506FULL-0441 | RoLP, U - Base, White | 732 | cerere oferta | N | 1 | 0 | 1 | 0.1 | KG | NA | NA |  | ROLP, White Base | Fulleon | 1
8210113FULL-0016X | ROLPSB/SV/RL/R/D | 8210113FULL-0016X | RoLP, Red Body & Red LED Beacon, Deep base | 732 | cerere oferta | N | 1 | 0 | 1 | 0.1 | KG | NA | NA |  | ROLP SB, Red Lens | Fulleon | 1
8210113FULL-0016XE | ROLPSB/SV/RL/R/D XPRS | 8210113FULL-0016XE | ROLP Combi, Deep Base, Sounder/Beacon, Red Base, Red Lens | 732 | cerere oferta | N | 1 | 0 | 1 | 0.1 | KG | NA | NA |  | ROLP Combi, Combi, Red Flash | Fulleon | 1
8210111FULL-0004X | ROLPSB/SV/RL/R/N | 8210111FULL-0004X | RoLP, Red Body & Red LED Beacon, No base | 732 | cerere oferta | N | 1 | 0 | 1 | 0.1 | KG | NA | NA |  | ROLP SB, Red Lens | Fulleon | 1
8210112FULL-0015X | ROLPSB/SV/RL/R/S | 8210112FULL-0015X | RoLP, Red Body & Red LED Beacon Shallow base | 732 | cerere oferta | N | 1 | 0 | 1 | 0.1 | KG | NA | NA |  | ROLP SB, Red Lens | Fulleon | 1
8210112FULL-0015XE | ROLPSB/SV/RL/R/S XPRS | 8210112FULL-0015XE | ROLP Combi, Shallow Base, Sounder/Beacon, Red Base, Red Lens | 732 | cerere oferta | N | 1 | 0 | 1 | 0.1 | KG | NA | NA |  | ROLP Combi, Combi, Red Flash | Fulleon | 1
8210115FULL-0018X | ROLPSB/SV/RL/W/D | 8210115FULL-0018X | RoLP, White Body & Red LED Beacon, Deep base | 732 | cerere oferta | N | 1 | 0 | 1 | 0.1 | KG | NA | NA |  | ROLP SB, Red Lens | Fulleon | 1
8210114FULL-0017X | ROLPSB/SVRL/W/S | 8210114FULL-0017X | RoLP, White Body & Red LED Beacon, Shallow base | 732 | cerere oferta | N | 1 | 0 | 1 | 0.1 | KG | NA | NA |  | ROLP SB, Red Lens | Fulleon | 1
547022FULL-0808X | ROLPX/SV/GW/D/7 SET TO TONE 7 | 547022FULL-0808X | ROLP Maxi, Deep Base, White Base, Tone 7 | 732 | cerere oferta | N | 1 | 0 | 1 | 0.1 | KG | NA | NA |  | ROLP Maxi, Tone 7 | Fulleon | 1
540576FULL-0779X | ROLPX/SV/R/D/3 MAXI | 540576FULL-0779X | ROLP, Maxi, Deep Red Base, Tone 3 | 732 | cerere oferta | N | 1 | 0 | 1 | 0.1 | KG | NA | NA |  | ROLP Maxi, Tone 3 | Fulleon | 1
540576FULL-0783X | ROLPX/SV/R/D/7 MAXI SET TONE 7 | 540576FULL-0783X | ROLP Maxi, Deep Red Base, Switch Tone 7 | 732 | cerere oferta | N | 1 | 0 | 1 | 0.1 | KG | NA | NA |  | ROLP Maxi, Tone 7 | Fulleon | 1
540527FULL-0396X | ROLPX/SV/R/S/3 MAXI | 540527FULL-0396X | ROLP Maxi, Shallow Red Base, Tone 3 | 732 | cerere oferta | N | 1 | 0 | 1 | 0.1 | KG | NA | NA |  | ROLP Maxi, Tone 3 | Fulleon | 1
8210120FULL-0075 | ROLPX/SV/SB/AL/W/D MAXI | 8210120FULL-0075 | ROLP Maxi, White Deep base, Amber Flash | 732 | cerere oferta | N | 1 | 0 | 1 | 0.1 | KG | NA | NA |  | ROLP Maxi SB, Amber Flash | Fulleon | 1
8210130FULL-0002 | ROLPX/SV/SB/RL/R/D MAXI | 8210130FULL-0002 | ROLP Maxi SB, Deep Base, Sounder/Beacon, Red Base, Red Lens | 732 | cerere oferta | N | 1 | 0 | 1 | 0.1 | KG | NA | NA |  | ROLP Maxi SB, Red Flash | Fulleon | 1
8210119FULL-0001 | ROLPX/SV/SB/RL/R/S MAXI | 8210119FULL-0001 | Rolp Maxi, Red Body, Red LED Beacon, Shallow base | 732 | cerere oferta | N | 1 | 0 | 1 | 0.1 | KG | NA | NA |  | ROLP Maxi SB, Red Flash | Fulleon | 1
8210121FULL-0003 | ROLPX/SV/SB/RL/R/U MAXI | 8210121FULL-0003 | Rolp Maxi, Red Body, Red LED Beacon, U base | 732 | cerere oferta | N | 1 | 0 | 1 | 0.1 | KG | NA | NA |  | ROLP Maxi SB, Red Flash | Fulleon | 1
540578FULL-0781X | ROLPX/SV/W/D/3 MAXI | 540578FULL-0781X | ROLP Maxi, Deep Base, White DC | 732 | cerere oferta | N | 1 | 0 | 1 | 0.1 | KG | NA | NA |  | ROLP Maxi, Tone 3 | Fulleon | 1
540577FULL-0786X | ROLPX/SV/W/S/7 MAXI SET TONE 7 | 540577FULL-0786X | ROLP Maxi, Shallow Base, White Base, Tone 7 | 732 | cerere oferta | N | 1 | 0 | 1 | 0.1 | KG | NA | NA |  | ROLP Maxi, Tone 7 | Fulleon | 1
81175 | RS18/I23-125 | 81175 | BUSBAR MOUNTING FUSE RS18 | 94 | cerere oferta | N | 1 | 0 | 1 | 3.541 | KG | 150X190X250 | 4015080811756 |  | 277 | PDC | 1
7613 | RS18/I23-150 | 7613 | BUSBAR MOUNTING FUSE RS18 | 94 | cerere oferta | N | 1 | 0 | 1 | 3.645 | KG | 150X190X250 | 4015080076131 |  | 277 | PDC | 1
20275 | RS18/I23E | 20275 | BUSBAR MOUNTING FUSE RS18 | 94 | cerere oferta | N | 1 | 0 | 1 | 3.2 | KG | 150X190X250 | 4015080202752 |  | 277 | PDC | 1
17902 | RS18/I23E/T | 17902 | BUSBAR MOUNTING FUSE RS18 | 94 | cerere oferta | N | 1 | 0 | 1 | 4.192 | KG | 150X190X250 | 4015080179023 |  | 277 | PDC | 1
93040 | RS18/I43-125 | 93040 | BUSBAR MOUNTING FUSE RS18 | 94 | cerere oferta | N | 1 | 0 | 1 | 4.644 | KG | 150X375X250 | 4015080930402 |  | 277 | PDC | 1
26597 | RS18/I43-200 | 26597 | BUSBAR MOUNTING FUSE RS18 | 94 | cerere oferta | N | 1 | 0 | 1 | 5.085 | KG | 150X375X250 | 4015080265979 |  | 277 | PDC | 1
32140 | RS18/I43E | 32140 | BUSBAR MOUNTING FUSE RS18 | 94 | cerere oferta | N | 1 | 0 | 1 | 5.348 | KG | 150X375X250 | 4015080321408 |  | 277 | PDC | 1
34513 | RS18/I43E/T | 34513 | BUSBAR MOUNTING FUSE RS18 | 94 | cerere oferta | N | 1 | 0 | 1 | 5.2 | KG | 150X375X250 | 4015080345138 |  | 277 | PDC | 1
1886 | RS18/I44E | 1886 | BUSBAR MOUNTING FUSE RS18 | 94 | cerere oferta | N | 1 | 0 | 1 | 6.022 | KG | 150X375X375 | 4015080018865 |  | 277 | PDC | 1
1887 | RS18/I44E/T | 1887 | BUSBAR MOUNTING FUSE RS18 | 94 | cerere oferta | N | 1 | 0 | 1 | 8.459 | KG | 150X375X375 | 4015080018872 |  | 277 | PDC | 1
93501 | RS183-50 | 93501 | soclu fuzibili montaj bara D01 | 73 | cerere oferta | N | 10 | 0 | 1 | 0.17 | KG | 45X31X165 | 4015080935018 |  | 667 | PDC | 1
74056 | RS27/I23-125 | 74056 | BUSBAR MOUNTING FUSE RS27 | 94 | cerere oferta | N | 1 | 0 | 1 | 3.471 | KG | 150X190X250 | 4015080740568 |  | 277 | PDC | 1
5240 | RS27/I23-150 | 5240 | BUSBAR MOUNTING FUSE RS27 | 94 | cerere oferta | N | 1 | 0 | 1 | 3.575 | KG | 150X190X250 | 4015080052401 |  | 277 | PDC | 1
13156 | RS27/I23E | 13156 | BUSBAR MOUNTING FUSE RS27 | 94 | cerere oferta | N | 1 | 0 | 1 | 2.984 | KG | 150X190X250 | 4015080131564 |  | 277 | PDC | 1
15529 | RS27/I23E/T | 15529 | BUSBAR MOUNTING FUSE RS27 | 94 | cerere oferta | N | 1 | 0 | 1 | 4.092 | KG | 150X190X250 | 4015080155294 |  | 277 | PDC | 1
90667 | RS27/I43-125 | 90667 | BUSBAR MOUNTING FUSE RS27 | 94 | cerere oferta | N | 1 | 0 | 1 | 4.509 | KG | 150X375X250 | 4015080906674 |  | 277 | PDC | 1
24224 | RS27/I43-200 | 24224 | BUSBAR MOUNTING FUSE RS27 | 94 | cerere oferta | N | 1 | 0 | 1 | 6.613 | KG | 150X375X250 | 4015080242246 |  | 277 | PDC | 1
29767 | RS27/I43E | 29767 | BUSBAR MOUNTING FUSE RS27 | 94 | cerere oferta | N | 1 | 0 | 1 | 5.155 | KG | 150X375X250 | 4015080297673 |  | 277 | PDC | 1
27394 | RS27/I43E/T | 27394 | BUSBAR MOUNTING FUSE RS27 | 94 | cerere oferta | N | 1 | 0 | 1 | 7.29 | KG | 150X375X250 | 4015080273943 |  | 277 | PDC | 1
1884 | RS27/I44E | 1884 | BUSBAR MOUNTING FUSE RS27 | 94 | cerere oferta | N | 1 | 0 | 1 | 5.847 | KG | 150X375X375 | 4015080018841 |  | 277 | PDC | 1
1885 | RS27/I44E/T | 1885 | BUSBAR MOUNTING FUSE RS27 | 94 | cerere oferta | N | 1 | 0 | 1 | 32.213 | KG | 150X375X375 | 4015080018858 |  | 277 | PDC | 1
93500 | RS273-50 | 93500 | soclu fuzibili montaj bara D01 | 73 | cerere oferta | N | 5 | 0 | 1 | 0.227 | KG | 45X45X165 | 4015080935001 |  | 667 | PDC | 1
95083 | RS273-50FORMP | 95083 | soclu fuzibili montaj bara D02 | 73 | cerere oferta | N | 5 | 0 | 1 | 0.195 | KG | 45X45X165 | 4015080950837 |  | 667 | PDC | 1
83548 | RS33/I23-125 | 83548 | BUSBAR MOUNTING FUSE RS33 | 94 | cerere oferta | N | 1 | 0 | 1 | 3.283 | KG | 150X190X250 | 4015080835486 |  | 277 | PDC | 1
14732 | RS33/I23-150 | 14732 | BUSBAR MOUNTING FUSE RS33 | 94 | cerere oferta | N | 1 | 0 | 1 | 3.44 | KG | 150X190X250 | 4015080147329 |  | 277 | PDC | 1
22648 | RS33/I23E | 22648 | BUSBAR MOUNTING FUSE RS33 | 94 | cerere oferta | N | 1 | 0 | 1 | 2.794 | KG | 150X190X250 | 4015080226482 |  | 277 | PDC | 1
25021 | RS33/I23E/T | 25021 | BUSBAR MOUNTING FUSE RS33 | 94 | cerere oferta | N | 1 | 0 | 1 | 3.868 | KG | 150X190X250 | 4015080250210 |  | 277 | PDC | 1
97786 | RS33/I43-125 | 97786 | BUSBAR MOUNTING FUSE RS33 | 94 | cerere oferta | N | 1 | 0 | 1 | 4.202 | KG | 150X375X250 | 4015080977865 |  | 277 | PDC | 1
33716 | RS33/I43-200 | 33716 | BUSBAR MOUNTING FUSE RS33 | 94 | cerere oferta | N | 1 | 0 | 1 | 4.885 | KG | 150X375X250 | 4015080337164 |  | 277 | PDC | 1
39259 | RS33/I43E | 39259 | BUSBAR MOUNTING FUSE RS33 | 94 | cerere oferta | N | 1 | 0 | 1 | 4.73 | KG | 150X375X250 | 4015080392590 |  | 277 | PDC | 1
36886 | RS33/I43E/T | 36886 | BUSBAR MOUNTING FUSE RS33 | 94 | cerere oferta | N | 1 | 0 | 1 | 6.797 | KG | 150X375X250 | 4015080368861 |  | 277 | PDC | 1
1888 | RS33/I44E | 1888 | BUSBAR MOUNTING FUSE RS33 | 94 | cerere oferta | N | 1 | 0 | 1 | 5.407 | KG | 150X375X375 | 4015080018889 |  | 277 | PDC | 1
1889 | RS33/I44E/T | 1889 | BUSBAR MOUNTING FUSE RS33 | 94 | cerere oferta | N | 1 | 0 | 1 | 7.759 | KG | 150X375X375 | 4015080018896 |  | 277 | PDC | 1
93557 | RS333-50 | 93557 | soclu fuzibili montaj bara D01 | 73 | cerere oferta | N | 5 | 0 | 1 | 0.262 | KG | 45X63X165 | 4015080935575 |  | 667 | PDC | 1
93559 | RS333-50FORMP | 93559 | soclu fuzibili montaj bara D02 | 73 | cerere oferta | N | 5 | 0 | 1 | 0.262 | KG | 45X63X165 | 4015080935599 |  | 667 | PDC | 1
24502 | RS-AT4 | 24502 | Cap de operare pt ..-AT4 | 58 | cerere oferta | S | 2 | 0 | 1 | 0.036 | KG | 100X40X70 | 4015080245025 |  | 294 | ICD | 1
CN129400 | RSS-24MCW-FR | CN129400 | STRB,WALL,24 VDC,15/30/75/110CD,RD | 732 | cerere oferta | N | 1 | 0 | 1 | 0.1 | KG | NA | NA |  | Wheelock , UL Range | Fulleon | 1
CN105864 | RSS-24MCWH-NW | CN105864 | STRB,WALL,H INT,24 VDC,135/185CD,NO LTR,WHT | 732 | cerere oferta | N | 1 | 0 | 1 | 0.1 | KG | NA | NA |  | Wheelock , UL Range | Fulleon | 1
CN124338 | RSSWP-2475C-FR | CN124338 | STRB,CEIL,WTHPRF,24 VDC,75CD,RD | 732 | cerere oferta | N | 1 | 0 | 1 | 0.1 | KG | NA | NA |  | Wheelock , UL Range | Fulleon | 1
34825 | RTR-NZM10 | 34825 | Protective cover remote operator | 18 | cerere oferta | N | 1 | 0 | 1 | 0.717 | KG | 275X265X70 | 4015080348252 |  | 681 | PDC | 1
231959 | S(*)-T0 | 231959 | Key operation S | 55 | cerere oferta | N | 1 | 0 | 1 | 0.118 | KG | 70X48X70 | 1002986 |  | 292 | ICD | 1
178970 | S1-KLV | 178970 | S1-KLV | 84 | cerere oferta | S | 1 | 0 | 1 | 0.09 | KG | 0 001X0 001X0 001 | 4015081742875 |  | 272 | PDC | 1
45865 | S27-1 | 45865 | S27-1 | 73 | cerere oferta | N | 10 | 0 | 1 | 0.095 | KG | 80X43X63 | 4015080458654 |  | 667 | PDC | 1
178971 | S2-KLV | 178971 | S2-KLV | 84 | cerere oferta | S | 1 | 0 | 1 | 0.14 | KG | 0 001X0 001X0 001 | 4015081742882 |  | 272 | PDC | 1
169852 | S801+N37N3S | 169852 | Softstarter S801+, 37A | 49 | cerere oferta | N | 1 | 0 | 1 | 2.6 | KG | 334X232X248 | 4015081663514 |  | 699 | ICD | 1
169853 | S801+N66N3S | 169853 | Softstarter S801+, 66A | 49 | cerere oferta | N | 1 | 0 | 1 | 2.6 | KG | 334X232X248 | 4015081663521 |  | 699 | ICD | 1
169854 | S801+R10N3S | 169854 | Softstarter S801+, 105A | 49 | cerere oferta | N | 1 | 0 | 1 | 4.8 | KG | 334X232X248 | 4015081663538 |  | 699 | ICD | 1
169855 | S801+R13N3S | 169855 | Softstarter S801+, 135A | 49 | cerere oferta | N | 1 | 0 | 1 | 4.8 | KG | 334X232X248 | 4015081663545 |  | 699 | ICD | 1
169856 | S801+T18N3S | 169856 | Softstarter S801+, 180A | 49 | cerere oferta | N | 1 | 0 | 1 | 18.6 | KG | 496X362X312 | 4015081663552 |  | 699 | ICD | 1
169857 | S801+T24N3S | 169857 | Softstarter S801+, 240A | 49 | cerere oferta | N | 1 | 0 | 1 | 18.6 | KG | 496X362X312 | 4015081663569 |  | 699 | ICD | 1
169858 | S801+T30N3S | 169858 | Softstarter S801+, 304A | 49 | cerere oferta | N | 1 | 0 | 1 | 18.6 | KG | 496X362X312 | 4015081663576 |  | 699 | ICD | 1
169859 | S801+U36N3S | 169859 | soft starter S801+U36N3S | 49 | cerere oferta | N | 1 | 0 | 1 | 18.6 | KG | 496X362X312 | 4015081663583 |  | 699 | ICD | 1
169860 | S801+U42N3S | 169860 | soft starter S801+U42N3S | 49 | cerere oferta | N | 1 | 0 | 1 | 18.6 | KG | 496X362X312 | 4015081663491 |  | 699 | ICD | 1
169862 | S801+V10N3S | 169862 | Softstarter S801+, 1000A | 49 | cerere oferta | N | 1 | 0 | 1 | 41.4 | KG | 600X426X296 | 4015081663606 |  | 699 | ICD | 1
169863 | S801+V36N3S | 169863 | Softstarter S801+, 360A | 49 | cerere oferta | N | 1 | 0 | 1 | 41.4 | KG | 600X426X296 | 4015081663613 |  | 699 | ICD | 1
169864 | S801+V42N3S | 169864 | Softstarter S801+, 420A | 49 | cerere oferta | N | 1 | 0 | 1 | 41.4 | KG | 600X426X296 | 4015081663620 |  | 699 | ICD | 1
169865 | S801+V50N3S | 169865 | Softstarter S801+, 500A | 49 | cerere oferta | N | 1 | 0 | 1 | 41.4 | KG | 600X426X296 | 4015081663637 |  | 699 | ICD | 1
169866 | S801+V65N3S | 169866 | Softstarter S801+, 650A | 49 | cerere oferta | N | 1 | 0 | 1 | 41.4 | KG | 600X426X296 | 4015081663644 |  | 699 | ICD | 1
169867 | S801+V72N3S | 169867 | Softstarter S801+, 720A | 49 | cerere oferta | N | 1 | 0 | 1 | 41.4 | KG | 600X426X296 | 4015081663651 |  | 699 | ICD | 1
169868 | S801+V85N3S | 169868 | Softstarter S801+, 850A | 49 | cerere oferta | N | 1 | 0 | 1 | 41.4 | KG | 600X426X296 | 4015081663668 |  | 699 | ICD | 1
168976 | S811+N37N3S | 168976 | Soft starter S811+, 37A | 49 | cerere oferta | N | 1 | 0 | 1 | 2.6 | KG | 334X232X248 | 4015081654727 |  | 699 | ICD | 1
168977 | S811+N37P3S | 168977 | Soft starter S811+, 37A | 49 | cerere oferta | N | 1 | 0 | 1 | 2.6 | KG | 334X232X248 | 4015081654734 |  | 699 | ICD | 1
168978 | S811+N66N3S | 168978 | Soft starter S811+, 66A | 49 | cerere oferta | N | 1 | 0 | 1 | 2.6 | KG | 334X232X248 | 4015081654741 |  | 699 | ICD | 1
168979 | S811+N66P3S | 168979 | Soft starter S811+, 66A | 49 | cerere oferta | N | 1 | 0 | 1 | 2.6 | KG | 334X232X248 | 4015081654758 |  | 699 | ICD | 1
168980 | S811+R10N3S | 168980 | Soft starter S811+, 105A | 49 | cerere oferta | N | 1 | 0 | 1 | 4.8 | KG | 334X232X248 | 4015081654765 |  | 699 | ICD | 1
168981 | S811+R10P3S | 168981 | S811+R10P3S | 49 | cerere oferta | N | 1 | 0 | 1 | 4.8 | KG | 334X232X248 | 4015081654772 |  | 699 | ICD | 1
168982 | S811+R13N3S | 168982 | Soft starter S811+, 135A | 49 | cerere oferta | N | 1 | 0 | 1 | 4.8 | KG | 334X232X248 | 4015081654789 |  | 699 | ICD | 1
168983 | S811+R13P3S | 168983 | Soft starter S811+, 135A | 49 | cerere oferta | N | 1 | 0 | 1 | 4.8 | KG | 334X232X248 | 4015081654796 |  | 699 | ICD | 1
168984 | S811+T18N3S | 168984 | Soft starter S811+, 180A | 49 | cerere oferta | N | 1 | 0 | 1 | 18.6 | KG | 496X362X312 | 4015081654697 |  | 699 | ICD | 1
168985 | S811+T18P3S | 168985 | Soft starter S811+, 180A | 49 | cerere oferta | N | 1 | 0 | 1 | 18.6 | KG | 496X362X312 | 4015081654802 |  | 699 | ICD | 1
168986 | S811+T18V3S | 168986 | Soft starter S811+, 180A | 49 | cerere oferta | N | 1 | 0 | 1 | 18.6 | KG | 496X362X312 | 4015081654819 |  | 699 | ICD | 1
168987 | S811+T24N3S | 168987 | S811+T24N3S | 49 | cerere oferta | N | 1 | 0 | 1 | 18.6 | KG | 496X362X312 | 4015081654826 |  | 699 | ICD | 1
168988 | S811+T24P3S | 168988 | Soft starter S811+, 240A | 49 | cerere oferta | N | 1 | 0 | 1 | 18.6 | KG | 496X362X312 | 4015081654833 |  | 699 | ICD | 1
168989 | S811+T24V3S | 168989 | Soft starter S811+, 240A | 49 | cerere oferta | N | 1 | 0 | 1 | 18.6 | KG | 496X362X312 | 4015081654840 |  | 699 | ICD | 1
168990 | S811+T30N3S | 168990 | S811+T30N3S | 49 | cerere oferta | N | 1 | 0 | 1 | 18.6 | KG | 496X362X312 | 4015081654857 |  | 699 | ICD | 1
168991 | S811+T30P3S | 168991 | Soft starter S811+, 304A | 49 | cerere oferta | N | 1 | 0 | 1 | 18.6 | KG | 496X362X312 | 4015081654864 |  | 699 | ICD | 1
168992 | S811+T30V3S | 168992 | Soft starter S811+, 304A | 49 | cerere oferta | N | 1 | 0 | 1 | 18.6 | KG | 496X362X312 | 4015081654871 |  | 699 | ICD | 1
169869 | S811+U36N3S | 169869 | Softstarter-S811+U36N3S | 49 | cerere oferta | N | 1 | 0 | 1 | 18.6 | KG | 496X362X312 | 4015081663675 |  | 699 | ICD | 1
169872 | S811+U36P3S | 169872 | Softstarter-S811+U36P3S | 49 | cerere oferta | N | 1 | 0 | 1 | 18.6 | KG | 496X362X312 | 4015081663699 |  | 699 | ICD | 1
169870 | S811+U42N3S | 169870 | Softstarter-S811+U42N3S | 49 | cerere oferta | N | 1 | 0 | 1 | 18.6 | KG | 496X362X312 | 4015081663682 |  | 699 | ICD | 1
169873 | S811+U42P3S | 169873 | Softstarter-S811+U42P3S | 49 | cerere oferta | N | 1 | 0 | 1 | 18.6 | KG | 496X362X312 | 4015081663705 |  | 699 | ICD | 1
169011 | S811+V10N3S | 169011 | Soft starter S811+, 1000A | 49 | cerere oferta | N | 1 | 0 | 1 | 41.4 | KG | 600X426X296 | 4015081655045 |  | 699 | ICD | 1
169012 | S811+V10P3S | 169012 | Soft starter S811+, 1000A | 49 | cerere oferta | N | 1 | 0 | 1 | 41.4 | KG | 600X426X296 | 4015081655052 |  | 699 | ICD | 1
168993 | S811+V36N3S | 168993 | Soft starter S811+, 360A | 49 | cerere oferta | N | 1 | 0 | 1 | 41.4 | KG | 600X426X296 | 4015081654888 |  | 699 | ICD | 1
168994 | S811+V36P3S | 168994 | Soft starter S811+, 360A | 49 | cerere oferta | N | 1 | 0 | 1 | 41.4 | KG | 600X426X296 | 4015081654895 |  | 699 | ICD | 1
168995 | S811+V36V3S | 168995 | S811+V36V3S | 49 | cerere oferta | N | 1 | 0 | 1 | 41.4 | KG | 600X426X296 | 4015081654901 |  | 699 | ICD | 1
168996 | S811+V42N3S | 168996 | Soft starter S811+, 420A | 49 | cerere oferta | N | 1 | 0 | 1 | 41.4 | KG | 600X426X296 | 4015081654703 |  | 699 | ICD | 1
168997 | S811+V42P3S | 168997 | Soft starter S811+, 420A | 49 | cerere oferta | N | 1 | 0 | 1 | 41.4 | KG | 600X426X296 | 4015081654918 |  | 699 | ICD | 1
168998 | S811+V42V3S | 168998 | Soft starter S811+, 420A | 49 | cerere oferta | N | 1 | 0 | 1 | 41.4 | KG | 600X426X296 | 4015081654925 |  | 699 | ICD | 1
168999 | S811+V50N3S | 168999 | Soft starter S811+, 500A | 49 | cerere oferta | N | 1 | 0 | 1 | 41.4 | KG | 600X426X296 | 4015081654932 |  | 699 | ICD | 1
169000 | S811+V50P3S | 169000 | Soft starter S811+, 500A | 49 | cerere oferta | N | 1 | 0 | 1 | 41.4 | KG | 600X426X296 | 4015081654949 |  | 699 | ICD | 1
169001 | S811+V50V3S | 169001 | S811+V50V3S | 49 | cerere oferta | N | 1 | 0 | 1 | 41.4 | KG | 600X426X296 | 4015081654956 |  | 699 | ICD | 1
169002 | S811+V65N3S | 169002 | Soft starter S811+, 650A | 49 | cerere oferta | N | 1 | 0 | 1 | 41.4 | KG | 600X426X296 | 4015081654963 |  | 699 | ICD | 1
169003 | S811+V65P3S | 169003 | Soft starter S811+, 650A | 49 | cerere oferta | N | 1 | 0 | 1 | 41.4 | KG | 600X426X296 | 4015081654970 |  | 699 | ICD | 1
169004 | S811+V65V3S | 169004 | S811+V65V3S | 49 | cerere oferta | N | 1 | 0 | 1 | 41.4 | KG | 600X426X296 | 4015081654987 |  | 699 | ICD | 1
169005 | S811+V72N3S | 169005 | Soft starter S811+, 720A | 49 | cerere oferta | N | 1 | 0 | 1 | 41.4 | KG | 600X426X296 | 4015081654994 |  | 699 | ICD | 1
169006 | S811+V72P3S | 169006 | Soft starter S811+, 720A | 49 | cerere oferta | N | 1 | 0 | 1 | 41.4 | KG | 600X426X296 | 4015081655007 |  | 699 | ICD | 1
169007 | S811+V72V3S | 169007 | Soft starter S811+, 720A | 49 | cerere oferta | N | 1 | 0 | 1 | 41.4 | KG | 600X426X296 | 4015081655014 |  | 699 | ICD | 1
169008 | S811+V85N3S | 169008 | Soft starter S811+, 850A | 49 | cerere oferta | N | 1 | 0 | 1 | 41.4 | KG | 600X426X296 | 4015081654710 |  | 699 | ICD | 1
169009 | S811+V85P3S | 169009 | Soft starter S811+, 850A | 49 | cerere oferta | N | 1 | 0 | 1 | 41.4 | KG | 600X426X296 | 4015081655021 |  | 699 | ICD | 1
169010 | S811+V85V3S | 169010 | Soft starter S811+, 850A | 49 | cerere oferta | N | 1 | 0 | 1 | 41.4 | KG | 600X426X296 | 4015081655038 |  | 699 | ICD | 1
275429 | SAA | 275429 | Adapter | 85 | cerere oferta | N | 1 | 2 | 1 | 1 | KG | 60X50X10 | 4015082754297 |  | 273 | PDC | 1
95692 | S-AT4 | 95692 | Cap de operare pt ..-AT4 | 58 | cerere oferta | S | 2 | 0 | 1 | 0.037 | KG | 40X40X30 | 4015080956921 |  | 294 | ICD | 1
45869 | SBO-SW | 45869 | Accesoriu SW | 61 | cerere oferta | N | 1 | 0 | 1 | 1.235 | KG | 145X120X80 | 4015080458692 |  | 297 | ICD | 1
6098274 | SC4K12/14 | 6098274 | SC4K12/14 | 734 | cerere oferta | N | 1 | 0 | 1 | 0.1 | KG | 5X5X5 | 8711426317628 |  | 761 | ICD | 1
ROCO000060 | SCALA-EQ72-150/5A | ROCO000060 | SCALA-EQ72-150/5A | 732 | cerere oferta | N | 1 | 0 | 1 | 1 | KG | 0 001X0 001X0 001 | 9008790086120 |  | 279 | PDC | 1
140236 | SCH-1-WINBLOC | 140236 | Screen connection Profibus DP | 6 | cerere oferta | N | 1 | 0 | 1 | 0.041 | KG | 185X75X50 | 7640130123212 |  | 203 | IAB | 1
ROWD0000163193 | SCHT 5S-WD | ROWD0000163193 | SCHT 5S-WD | 731 | cerere oferta | N | 1 | 0 | 1 | 0.01 | KG | 0 001X0 001X0 001 | 9008790169571 |  | 306 | ICD | 1
240035 | SDAINLM165(230V50HZ,240V60HZ) | 240035 | Star-delta start.,90kW/400V,AC operated | 40 | cerere oferta | S | 1 | 14.8 | 1 | 9.6 | KG | 174X258X170 | 4015082400354 |  | 709 | ICD | 1
278336 | SDAINLM22(230V50HZ,240V60HZ) | 278336 | Starter stea triunghi | 40 | cerere oferta | N | 1 | 9.1 | 1 | 1.03 | KG | 117X158X82 | 4015082783365 |  | 706 | ICD | 1
278361 | SDAINLM30(230V50HZ,240V60HZ) | 278361 | S-D-contactors,15kW/400V,AC-operated | 40 | cerere oferta | N | 1 | 9.1 | 1 | 1.61 | KG | 138X158X95 | 4015082783617 |  | 707 | ICD | 1
278386 | SDAINLM45(230V50HZ,240V60HZ) | 278386 | S-D-contactors,22kW/400V,AC-operated | 40 | cerere oferta | N | 1 | 9.1 | 1 | 1.61 | KG | 138X158X95 | 4015082783860 |  | 707 | ICD | 1
100420 | SDAINLM45(RDC24) | 100420 | Star-delta starter,22kW/400V,DC-oper. | 42 | cerere oferta | N | 1 | 9.1 | 1 | 1.93 | KG | 138X158X95 | 4015081003976 |  | 707 | ICD | 1
278411 | SDAINLM55(230V50HZ,240V60HZ) | 278411 | S-D-contactors,30kW/400V,AC-operated | 42 | cerere oferta | N | 1 | 9.1 | 1 | 1.61 | KG | 138X158X95 | 4015082784119 |  | 707 | ICD | 1
100421 | SDAINLM55(RDC24) | 100421 | Star-delta starter,30kW/400V,DC-oper. | 42 | cerere oferta | N | 1 | 9.1 | 1 | 1.93 | KG | 138X158X95 | 4015081003983 |  | 707 | ICD | 1
239895 | SDAINLM70(230V50HZ,240V60HZ) | 239895 | Star-delta start.,37kW/400V,AC operated | 40 | cerere oferta | N | 1 | 10.5 | 1 | 2.94 | KG | 147X188X115 | 4015082398958 |  | 708 | ICD | 1
32755 | SD-AT0 | 32755 | Cap de operare pt AT0 | 58 | cerere oferta | S | 10 | 0 | 1 | 0.005 | KG | 8X30X58 | 4015080327554 |  | 294 | ICD | 1
81925 | SD-AT4 | 81925 | Cap de operare pt AT4 | 58 | cerere oferta | S | 10 | 0 | 1 | 0.021 | KG | 11X40X83 | 4015080819257 |  | 294 | ICD | 1
41632 | SE-RS-I23 | 41632 | ACC.FUSE S + RS | 94 | cerere oferta | N | 1 | 0 | 1 | 0.652 | KG | 100X190X250 | 4015080416326 |  | 279 | PDC | 1
44005 | SE-RS-I43 | 44005 | ACC.FUSE S + RS | 94 | cerere oferta | N | 1 | 0 | 1 | 1.104 | KG | 100X375X250 | 4015080440055 |  | 279 | PDC | 1
1890 | SE-RS-I44 | 1890 | ACC.FUSE S + RS | 94 | cerere oferta | N | 1 | 0 | 1 | 1.096 | KG | 100X375X375 | 4015080018902 |  | 279 | PDC | 1
O-EL8PSD | Set Persp.Glass Cronus 8W D | O-EL8PSD | Accesoriu Cronus 8W Aplicabilitate indicator de securitate dubla fata Material Plexiglass Dimensiuni (mm): 367x138; Pictograma indicare evacuare, sageata jos/fara 25M Produs de Cooper Industries Romania SRL | 732 | cerere oferta | N | 1 | 0 | 1 | 0.46 | Kg | 378X170X53 | 5205050297218 |  | EML | Safety | 1
O-EL8PSLR | Set Persp.Glass Cronus 8W LR | O-EL8PSLR | Accesoriu Cronus 8W Aplicabilitate indicator de securitate dubla fata Material Plexiglass Dimensiuni (mm): 367x138; Pictograma indicare evacuare, sageata stanga/dreapta 25M Produs de Cooper Industries Romania SRL | 732 | cerere oferta | N | 1 | 0 | 1 | 0.46 | Kg | 378X170X53 | 5205050297119 |  | EML | Safety | 1
O-EL6PSD | Set Persp.Glass Diffuser Cronus 6W D | O-EL6PSD | Accesoriu Cronus 8W Aplicabilitate indicator de securitate dubla fata Material Plexiglass Dimensiuni (mm): 277x111; Pictograma indicare evacuare, sageata jos/fara 20M Produs de Cooper Industries Romania SRL | 732 | cerere oferta | N | 1 | 0 | 1 | 0.3 | Kg | 360X145X50 | 5205050287615 |  | EML | Safety | 1
O-EL6PSLR | Set Persp.Glass Diffuser Cronus6 LR | O-EL6PSLR | Accesoriu Cronus 8W Aplicabilitate indicator de securitate dubla fata Material Plexiglass Dimensiuni (mm): 277x111; Pictograma indicare evacuare, sageata stanga/dreapta 20M Produs de Cooper Industries Romania SRL | 732 | cerere oferta | N | 1 | 0 | 1 | 0.3 | Kg | 360X145X50 | 5205050287714 |  | EML | Safety | 1
1314232 | SETDMM125 | 1314232 | Connection Set DMM 125 | 73 | cerere oferta | N | 1 | 0 | 1 | 0.31 | KG | 250X160X30 | 8711426872318 |  | 761 | ICD | 1
1314883 | SETDMV1000N | 1314883 | Interconnections Set DMV1000N | 73 | cerere oferta | N | 1 | 0 | 1 | 9.9 | KG | 600X150X150 | 8711426341456 |  | 761 | ICD | 1
1314320 | SETDMV160N | 1314320 | Interconnections Set DMV160N | 73 | cerere oferta | N | 1 | 0 | 1 | 0.52 | KG | 250X160X3 | 8711426849389 |  | 761 | ICD | 1
1314879 | SETDMV400N | 1314879 | Interconnections Set DMV400N | 73 | cerere oferta | N | 1 | 0 | 1 | 1.22 | KG | 232X116X122 | 8711426241251 |  | 761 | ICD | 1
1314881 | SETDMV630N | 1314881 | Interconnections Set DMV630N | 73 | cerere oferta | N | 1 | 0 | 1 | 5 | KG | 335X225X130 | 8711426241459 |  | 761 | ICD | 1
1314878 | SETDMVS160N/250N | 1314878 | Interconnections Set DMVS160N/250N | 73 | cerere oferta | N | 1 | 0 | 1 | 1.2 | KG | 232X116X122 | 8711426101258 |  | 761 | ICD | 1
132930 | SFB0803 | 132930 | Frame And Plinth | 106 | cerere oferta | N | 1 | 0 | 1 | 15.6 | KG | 815X280X250 | 4015081298419 |  | 336 | PDC | 1
138740 | SFP-112X332-CS | 138740 | Blank flange plate with seal | 100 | cerere oferta | N | 1 | 0 | 1 | 0.35 | KG | 112X332X5 | 4015081355204 |  | 278 | PDC | 1
138744 | SFP-172X532-CS | 138744 | Blank flange plate with seal | 100 | cerere oferta | N | 1 | 0 | 1 | 0.35 | KG | 172X532X5 | 4015081355242 |  | 278 | PDC | 1
10774 | SH0165/2 | 10774 | ACC.INS.ENCLOSURE CI3-CI49 | 94 | cerere oferta | N | 5 | 0 | 1 | 0.066 | KG | 40X90X120 | 4015080107743 |  | 277 | PDC | 1
67739 | SH0632 | 67739 | ACC.INS.ENCLOSURE CI3-CI49 | 94 | cerere oferta | N | 5 | 0 | 1 | 0.035 | KG | 15X250X100 | 4015080677390 |  | 277 | PDC | 1
58247 | SH0635/3 | 58247 | ACC.INS.ENCLOSURE CI3-CI49 | 94 | cerere oferta | N | 5 | 0 | 1 | 0.14 | KG | 15X250X100 | 4015080582472 |  | 277 | PDC | 1
60620 | SH0635/4 | 60620 | ACC.INS.ENCLOSURE CI3-CI49 | 94 | cerere oferta | N | 10 | 0 | 1 | 0.243 | KG | 20X300X100 | 4015080606208 |  | 277 | PDC | 1
62993 | SH1005/4 | 62993 | ACC.INS.ENCLOSURE CI3-CI49 | 94 | cerere oferta | N | 5 | 0 | 1 | 0.263 | KG | 15X375X100 | 4015080629931 |  | 277 | PDC | 1
65366 | SH1603/4 | 65366 | ACC.INS.ENCLOSURE CI3-CI49 | 94 | cerere oferta | N | 5 | 0 | 1 | 0.253 | KG | 15X375X100 | 4015080653660 |  | 277 | PDC | 1
599009FULL-0320 | SHALLOW BASE W1 White | 599009FULL-0320 | Shallow White Base | 732 | cerere oferta | N | 1 | 0 | 1 | 0.1 | KG | NA | NA |  | Base , Base Shallow White | Fulleon | 1
CN107255 | SHBB-W | CN107255 | BACKBOX,SURFACE FOR NS/AS/RSS,RD | 732 | cerere oferta | N | 1 | 0 | 1 | 0.1 | KG | NA | NA |  | Wheelock , UL Range | Fulleon | 1
13147 | SH-E | 13147 | ACC.INS.ENCLOSURE CI3-CI49 | 94 | cerere oferta | N | 10 | 0 | 1 | 0.02 | KG | 40X90X120 | 4015080131472 |  | 277 | PDC | 1
ROMZ0000000058 | SHUNT 60A/60MV | ROMZ0000000058 | SHUNT 60A/60MV | 701 | cerere oferta | N | 1 | 0 | 1 | 1 | KG | 0 001X0 001X0 001 | 9008790510960 |  | 393 | ICD | 1
125141 | SIN-0004-5-5-P | 125141 | 500V IP54 Sine Wave Filter Minimum switc | 50 | cerere oferta | N | 1 | 0 | 1 | 9.5 | KG | 260X200X135 | 4015081227471 |  | 696 | ICD | 1
125142 | SIN-0005-6-0-P | 125142 | 690V IP00 Sine Wave Filter Minimum switc | 50 | cerere oferta | N | 1 | 0 | 1 | 4.5 | KG | 145X155X180 | 4015081227488 |  | 696 | ICD | 1
125143 | SIN-0008-5-5-P | 125143 | 500V IP54 Sine Wave Filter Minimum switc | 50 | cerere oferta | N | 1 | 0 | 1 | 11.2 | KG | 260X200X135 | 4015081227495 |  | 696 | ICD | 1
125144 | SIN-0008-6-0-P | 125144 | 690V IP00 Sine Wave Filter Minimum switc | 50 | cerere oferta | N | 1 | 0 | 1 | 6.8 | KG | 135X190X251 | 4015081227501 |  | 696 | ICD | 1
125145 | SIN-0010-5-0-P | 125145 | 500V IP00 Sine Wave Filter Minimum switc | 50 | cerere oferta | N | 1 | 0 | 1 | 10 | KG | 145X190X215 | 4015081227518 |  | 696 | ICD | 1
125146 | SIN-0012-5-5-P | 125146 | 500V IP54 Sine Wave Filter Minimum switc | 50 | cerere oferta | N | 1 | 0 | 1 | 23.2 | KG | 360X300X215 | 4015081227525 |  | 696 | ICD | 1
125147 | SIN-0014-6-0-P | 125147 | 690V IP00 Sine Wave Filter Minimum switc | 50 | cerere oferta | N | 1 | 0 | 1 | 10 | KG | 165X210X240 | 4015081227532 |  | 696 | ICD | 1
125148 | SIN-0016-5-5-P | 125148 | 500V IP54 Sine Wave Filter Minimum switc | 50 | cerere oferta | N | 1 | 0 | 1 | 28.7 | KG | 360X300X215 | 4015081227549 |  | 696 | ICD | 1
125149 | SIN-0018-5-0-P | 125149 | 500V IP00 Sine Wave Filter Minimum switc | 50 | cerere oferta | N | 1 | 0 | 1 | 14 | KG | 154X210X240 | 4015081227556 |  | 696 | ICD | 1
125150 | SIN-0023-5-5-P | 125150 | 500V IP54 Sine Wave Filter Minimum switc | 50 | cerere oferta | N | 1 | 0 | 1 | 34.2 | KG | 360X300X215 | 4015081227563 |  | 696 | ICD | 1
125151 | SIN-0023-6-0-P | 125151 | 690V IP00 Sine Wave Filter Minimum switc | 50 | cerere oferta | N | 1 | 0 | 1 | 17 | KG | 190X240X260 | 4015081227570 |  | 696 | ICD | 1
125152 | SIN-0032-5-0-P | 125152 | 500V IP00 Sine Wave Filter Minimum switc | 50 | cerere oferta | N | 1 | 0 | 1 | 18 | KG | 180X240X270 | 4015081227587 |  | 696 | ICD | 1
125153 | SIN-0032-5-5-P | 125153 | 500V IP54 Sine Wave Filter Minimum switc | 50 | cerere oferta | N | 1 | 0 | 1 | 37 | KG | 360X300X215 | 4015081227594 |  | 696 | ICD | 1
125154 | SIN-0035-6-0-P | 125154 | 690V IP00 Sine Wave Filter Minimum switc | 50 | cerere oferta | N | 1 | 0 | 1 | 26 | KG | 220X240X265 | 4015081227600 |  | 696 | ICD | 1
125155 | SIN-0038-5-5-P | 125155 | 500V IP54 Sine Wave Filter Minimum switc | 50 | cerere oferta | N | 1 | 0 | 1 | 60 | KG | 500X610X500 | 4015081227617 |  | 696 | ICD | 1
125156 | SIN-0046-5-5-P | 125156 | 500V IP54 Sine Wave Filter Minimum switc | 50 | cerere oferta | N | 1 | 0 | 1 | 75 | KG | 500X610X500 | 4015081227624 |  | 696 | ICD | 1
125157 | SIN-0048-5-0-P | 125157 | 500V IP00 Sine Wave Filter Minimum switc | 50 | cerere oferta | N | 1 | 0 | 1 | 24 | KG | 200X240X270 | 4015081227631 |  | 696 | ICD | 1
125158 | SIN-0052-6-0-P | 125158 | 690V IP00 Sine Wave Filter Minimum switc | 50 | cerere oferta | N | 1 | 0 | 1 | 36 | KG | 265X300X330 | 4015081227648 |  | 696 | ICD | 1
125159 | SIN-0055-5-5-P | 125159 | 500V IP54 Sine Wave Filter Minimum switc | 50 | cerere oferta | N | 1 | 0 | 1 | 95 | KG | 560X670X560 | 4015081227655 |  | 696 | ICD | 1
125160 | SIN-0061-5-5-P | 125160 | 500V IP54 Sine Wave Filter Minimum switc | 50 | cerere oferta | N | 1 | 0 | 1 | 100 | KG | 560X670X560 | 4015081227662 |  | 696 | ICD | 1
125161 | SIN-0072-5-5-P | 125161 | 500V IP54 Sine Wave Filter Minimum switc | 50 | cerere oferta | N | 1 | 0 | 1 | 110 | KG | 560X670X560 | 4015081227679 |  | 696 | ICD | 1
125162 | SIN-0075-5-0-P | 125162 | 500V IP00 Sine Wave Filter Minimum switc | 50 | cerere oferta | N | 1 | 0 | 1 | 48 | KG | 230X300X330 | 4015081227686 |  | 696 | ICD | 1
125163 | SIN-0085-6-0-P | 125163 | 690V IP00 Sine Wave Filter Minimum switc | 50 | cerere oferta | N | 1 | 0 | 1 | 68 | KG | 310X360X400 | 4015081227693 |  | 696 | ICD | 1
125164 | SIN-0110-5-0-P | 125164 | 500V IP00 Sine Wave Filter Minimum switc | 50 | cerere oferta | N | 1 | 0 | 1 | 65 | KG | 290X360X460 | 4015081227709 |  | 696 | ICD | 1
125165 | SIN-0122-6-0-P | 125165 | 690V IP00 Sine Wave Filter Minimum switc | 50 | cerere oferta | N | 1 | 0 | 1 | 78 | KG | 325X360X410 | 4015081227716 |  | 696 | ICD | 1
125166 | SIN-0180-5-0-P | 125166 | 500V IP00 Sine Wave Filter Minimum switc | 50 | cerere oferta | N | 1 | 0 | 1 | 65 | KG | 330X360X460 | 4015081227723 |  | 696 | ICD | 1
125167 | SIN-0185-6-0-P | 125167 | 690V IP00 Sine Wave Filter Minimum switc | 50 | cerere oferta | N | 1 | 0 | 1 | 110 | KG | 380X420X520 | 4015081227730 |  | 696 | ICD | 1
125168 | SIN-0270-5-0-P | 125168 | 500V IP00 Sine Wave Filter Minimum switc | 50 | cerere oferta | N | 1 | 0 | 1 | 125 | KG | 350X360X500 | 4015081227747 |  | 696 | ICD | 1
125169 | SIN-0287-6-0-P | 125169 | 690V IP00 Sine Wave Filter Minimum switc | 50 | cerere oferta | N | 1 | 0 | 1 | 195 | KG | 450X480X520 | 4015081227754 |  | 696 | ICD | 1
125170 | SIN-0390-6-0-P | 125170 | 690V IP00 Sine Wave Filter Minimum switc | 50 | cerere oferta | N | 1 | 0 | 1 | 270 | KG | 470X480X550 | 4015081227761 |  | 696 | ICD | 1
125171 | SIN-0410-5-0-P | 125171 | 500V IP00 Sine Wave Filter Minimum switc | 50 | cerere oferta | N | 1 | 0 | 1 | 185 | KG | 380X420X525 | 4015081227778 |  | 696 | ICD | 1
125172 | SIN-0460-6-0-P | 125172 | 690V IP00 Sine Wave Filter Minimum switc | 50 | cerere oferta | N | 1 | 0 | 1 | 340 | KG | 470X480X550 | 4015081227785 |  | 696 | ICD | 1
125173 | SIN-0600-5-0-P | 125173 | 500V IP00 Sine Wave Filter Minimum switc | 50 | cerere oferta | N | 1 | 0 | 1 | 220 | KG | 490X514X500 | 4015081227792 |  | 696 | ICD | 1
125174 | SIN-0620-6-0-P | 125174 | 690V IP00 Sine Wave Filter Minimum switc | 50 | cerere oferta | N | 1 | 0 | 1 | 370 | KG | 540X530X625 | 4015081227808 |  | 696 | ICD | 1
125175 | SIN-0780-6-0-P | 125175 | 690V IP00 Sine Wave Filter Minimum switc | 50 | cerere oferta | N | 1 | 0 | 1 | 470 | KG | 500X660X775 | 4015081227815 |  | 696 | ICD | 1
125176 | SIN-0840-5-0-P | 125176 | 500V IP00 Sine Wave Filter Minimum switc | 50 | cerere oferta | N | 1 | 0 | 1 | 270 | KG | 520X480X595 | 4015081227822 |  | 696 | ICD | 1
125177 | SIN-0920-6-0-P | 125177 | 690V IP00 Sine Wave Filter Minimum switc | 50 | cerere oferta | N | 1 | 0 | 1 | 470 | KG | 540X660X650 | 4015081227839 |  | 696 | ICD | 1
125178 | SIN-1160-5-0-P | 125178 | 500V IP00 Sine Wave Filter Minimum switc | 50 | cerere oferta | N | 1 | 0 | 1 | 390 | KG | 550X660X710 | 4015081227846 |  | 696 | ICD | 1
125179 | SIN-1180-6-0-P | 125179 | 690V IP00 Sine Wave Filter Minimum switc | 50 | cerere oferta | N | 1 | 0 | 1 | 660 | KG | 600X660X700 | 4015081227853 |  | 696 | ICD | 1
125180 | SIN-1480-5-0-P | 125180 | 500V IP00 Sine Wave Filter Minimum switc | 50 | cerere oferta | N | 1 | 0 | 1 | 470 | KG | 580X660X750 | 4015081227860 |  | 696 | ICD | 1
O-S-LGD300 | SiRiOS Exit Sign DOWN | O-S-LGD300 | Accesoriu Sirios Pictograma adeziva sageata jos ISO 7010, 30M Produs de Cooper Industries Romania SRL | 732 | cerere oferta | N | 1 | 0 | 1 | 0.001 | Kg | 0 001X0 001X0 001 | 5205050905915 |  | EML | Safety | 1
O-SLED | Sirios LED Maintained / Non-Maintained, 2h | O-SLED | Aparat de Iluminat de Siguranta LED Aplicabilitate indicator de securitate & ambiental Montaj aplicat pe perete/ aparent pe tavan Carcasa & dispersor policarbonat, IP42 / IP65 prin utilizare acc. O-S-IP Dimensiuni (mm): 359x168x56 mm; Sursa LED 120Lm 4W Alimentare 230V AC Functionare permanent/nepermanent, Baterie NiCd HT, Autonomie 120 min, Functie ECO, Buton Test Set universal pictograme indicare evacuare 30M, ISO 7010 Produs de Cooper Industries Romania SRL | 732 | cerere oferta | N | 1 | 0 | 1 | 0.83 | Kg | 360X170X58 | 5205050905458 |  | EML | Safety | 1
O-SLED-3H | Sirios LED Maintained / Non-Maintained, 3h | O-SLED-3H | Aparat de Iluminat de Siguranta LED Aplicabilitate indicator de securitate & ambiental Montaj aplicat pe perete/ aparent pe tavan Carcasa & dispersor policarbonat, IP42 / IP65 prin utilizare acc. O-S-IP Dimensiuni (mm): 359x168x56 mm; Sursa LED 120Lm 4W Alimentare 230V AC Functionare permanent/nepermanent, Baterie NiCd HT, Autonomie 180 min, Functie ECO, Buton Test Set universal pictograme conform ISO 7010 Produs de Cooper Industries Romania SRL | 732 | cerere oferta | N | 1 | 0 | 1 | 0.83 | Kg | 360X170X58 | 5205050905427 |  | EML | Safety | 1
O-SLED-AT | Sirios LED Maintained / Non-Maintained, Autotest, 1h | O-SLED-AT | Aparat de Iluminat de Siguranta LED Aplicabilitate indicator de securitate & ambiental Montaj aplicat pe perete/ aparent pe tavan Carcasa & dispersor policarbonat, IP42 / IP65 prin utilizare acc. O-S-IP Dimensiuni (mm): 359x168x56 mm; Sursa LED 120Lm 5W Alimentare 230V AC Functionare permanent/nepermanent, Baterie NiCd HT, Autonomie 60 min, Autotest, Set universal pictograme indicare evacuare 30M, ISO 7010 Produs de Cooper Industries Romania SRL | 732 | cerere oferta | N | 1 | 0 | 1 | 0.68 | Kg | 360X170X58 | 5205050905434 |  | EML | Safety | 1
O-SLED-AT-3H | Sirios LED Maintained / Non-Maintained, Autotest, 3h | O-SLED-AT-3H | Aparat de Iluminat de Siguranta LED Aplicabilitate indicator de securitate & ambiental Montaj aplicat pe perete/ aparent pe tavan Carcasa & dispersor policarbonat, IP42 / IP65 prin utilizare acc. O-S-IP Dimensiuni (mm): 359x168x56 mm; Sursa LED 120Lm 4W Alimentare 230V AC Functionare permanent/nepermanent, Baterie NiCd HT, Autonomie 180 min, Autotest, Set universal pictograme indicare evacuare 30M, ISO 7010 Produs de Cooper Industries Romania SRL | 732 | cerere oferta | N | 1 | 0 | 1 | 0.85 | Kg | 360X170X58 | 5205050905465 |  | EML | Safety | 1
O-S-RB | SiRiOS RECESSED BASE | O-S-RB | Accesoriu Sirios Aplicabilitate montaj incastrat tavan fals Produs de Cooper Industries Romania SRL | 732 | cerere oferta | N | 1 | 0 | 1 | 0.34 | Kg | 390X195X60 | 5205050900552 |  | EML | Safety | 1
O-S-WB | SiRiOS WALL MOUNTING BASE | O-S-WB | Accesoriu Sirios Aplicabilitate montaj incastrat perete caramida Produs de Cooper Industries Romania SRL | 732 | cerere oferta | N | 1 | 0 | 1 | 0.04 | Kg | 260X103X50 | 5205050901085 |  | EML | Safety | 1
O-S-IP | SiRiOS WEATHERPROOF BASE | O-S-IP | Accesoriu Sirios Aplicabilitate kit IP65 Produs de Cooper Industries Romania SRL | 732 | cerere oferta | N | 1 | 0 | 1 | 0.31 | Kg | 360X160X60 | 5205050900569 |  | EML | Safety | 1
178907 | SK-13N/16PE-KLV | 178907 | SK-13N/16PE-KLV | 84 | cerere oferta | S | 1 | 0 | 1 | 0.2 | KG | 0 001X0 001X0 001 | 4015081742240 |  | 272 | PDC | 1
178906 | SK-13N/PE-KLV | 178906 | SK-13N/PE-KLV | 84 | cerere oferta | S | 1 | 0 | 1 | 0.2 | KG | 0 001X0 001X0 001 | 4015081742233 |  | 272 | PDC | 1
178908 | SK-25N-KLV | 178908 | SK-25N-KLV | 84 | cerere oferta | S | 1 | 0 | 1 | 0.2 | KG | 0 001X0 001X0 001 | 4015081742257 |  | 272 | PDC | 1
178909 | SK-25PE-KLV | 178909 | SK-25PE-KLV | 84 | cerere oferta | S | 1 | 0 | 1 | 0.2 | KG | 0 001X0 001X0 001 | 4015081742264 |  | 272 | PDC | 1
34207 | SKA254-2I44 | 34207 | SKA254-2I44 | 94 | cerere oferta | N | 1 | 0 | 1 | 9.042 | KG | 225X750X375 | 4015080342076 |  | 277 | PDC | 1
34203 | SKA255-2I44 | 34203 | SKA255-2I44 | 94 | cerere oferta | N | 1 | 0 | 1 | 11.967 | KG | 225X750X375 | 4015080342038 |  | 277 | PDC | 1
34209 | SKA255-I44 | 34209 | SKA255-I44 | 94 | cerere oferta | N | 1 | 0 | 1 | 5 | KG | 225X375X375 | 4015080342090 |  | 277 | PDC | 1
34220 | SKA404-I44 | 34220 | Cutie policarbonat echipata cu bare | 73 | cerere oferta | N | 1 | 0 | 1 | 5.9 | KG | 225X375X375 | 4015080342205 |  | 277 | PDC | 1
34202 | SKA405-2I44 | 34202 | SKA405-2I44 | 94 | cerere oferta | N | 1 | 0 | 1 | 11.95 | KG | 225X750X375 | 4015080342021 |  | 277 | PDC | 1
34208 | SKA405-I44 | 34208 | SKA405-I44 | 94 | cerere oferta | N | 1 | 0 | 1 | 6.2 | KG | 225X375X375 | 4015080342083 |  | 277 | PDC | 1
90141 | SKA634-2I44 | 90141 | SKA634-2I44 | 94 | cerere oferta | N | 1 | 0 | 1 | 14 | KG | 225X750X375 | 4015080901419 |  | 277 | PDC | 1
90135 | SKA634-I44 | 90135 | SKA634-I44 | 94 | cerere oferta | N | 1 | 0 | 1 | 7.2 | KG | 225X375X375 | 4015080901358 |  | 277 | PDC | 1
90144 | SKA635-2I44 | 90144 | SKA635-2I44 | 94 | cerere oferta | N | 1 | 0 | 1 | 15.4 | KG | 225X750X375 | 4015080901440 |  | 277 | PDC | 1
90138 | SKA635-I44 | 90138 | SKA635-I44 | 94 | cerere oferta | N | 1 | 0 | 1 | 7.9 | KG | 225X375X375 | 4015080901389 |  | 277 | PDC | 1
226766 | SK-CI-K1 | 226766 | Protection Covering for CI-K1 | 94 | cerere oferta | S | 100 | 0 | 1 | 0.005 | KG | 21 5X21 5X2 4 | 4015082267667 |  | 293 | ICD | 1
226767 | SK-CI-K2 | 226767 | Protection Covering for CI-K2 | 94 | cerere oferta | S | 100 | 0 | 1 | 0.01 | KG | 26X26X3 5 | 4015082267674 |  | 293 | ICD | 1
233780 | SKF-FF4 | 233780 | Fereastre inspectie 4 module, IP65 | 62 | cerere oferta | S | 1 | 5.4 | 1 | 0.05 | KG | 18X94X76 | 4015082337803 |  | 204 | IAB | 1
233781 | SKF-FF6 | 233781 | Fereastre inspectie 6 module, IP65 | 62 | cerere oferta | S | 1 | 7.5 | 1 | 0.084 | KG | 15X130X76 | 4015082337810 |  | 204 | IAB | 1
233782 | SKF-HA | 233782 | Adaptor montaj pe sina fereastra inspect | 62 | cerere oferta | S | 1 | 0.7 | 1 | 0.028 | KG | 82X11X66 | 4015082337827 |  | 204 | IAB | 1
178910 | SK-KLV | 178910 | SK-KLV | 84 | cerere oferta | S | 1 | 0 | 1 | 0.1 | KG | 0 001X0 001X0 001 | 4015081742271 |  | 272 | PDC | 1
12651 | SK-SW | 12651 | Accesoriu SW | 61 | cerere oferta | N | 1 | 0 | 1 | 0.193 | KG | 199X199X120 | 4015080126515 |  | 297 | ICD | 1
ROL5431002 | SL00-3X/F | ROL5431002 | separator vertical marimea 00 | 732 | cerere oferta | N | 1 | 0 | 1 | 1 | KG | 0 001X0 001X0 001 | 9008790084690 |  | 279 | PDC | 1
ROL5056003 | SL00-3X3/100/KU00 | ROL5056003 | SL00-3X3/100/KU00 | 732 | cerere oferta | N | 1 | 0 | 1 | 1 | KG | 0 001X0 001X0 001 | 9008790084706 |  | 279 | PDC | 1
ROL5061001 | SL00-3x3/185/F | ROL5061001 | SL00-3x3/185/F | 732 | cerere oferta | N | 1 | 0 | 1 | 1 | KG | 0 001X0 001X0 001 | 9008790495359 |  | 279 | PDC | 1
RORTSL5066002 | SL00-3X3/185/KU00 | RORTSL5066002 | SL00-3X3/185/KU00 | 732 | cerere oferta | N | 1 | 0 | 1 | 1 | KG | 0 001X0 001X0 001 | 9008790455230 |  | 279 | PDC | 1
ROL1996004 | SL1-3X/KM2G-F | ROL1996004 | separator vertical marimea 1 | 732 | cerere oferta | N | 1 | 0 | 1 | 1 | KG | 0 001X0 001X0 001 | 9008790084775 |  | 279 | PDC | 1
ROL1031001 | SL1-3X3/3A | ROL1031001 | separator vertical marimea 1 | 732 | cerere oferta | N | 1 | 0 | 1 | 1 | KG | 0 001X0 001X0 001 | 9008790084799 |  | 279 | PDC | 1
ROL1096004 | SL1-3X3/KM2G-F | ROL1096004 | separator vertical marimea 1 | 732 | cerere oferta | N | 1 | 0 | 1 | 5 | KG | 0 001X0 001X0 001 | 9008790084782 |  | 279 | PDC | 1
ROL2931001 | SL2-3X/3A | ROL2931001 | SL2-3X/3A | 732 | cerere oferta | N | 1 | 0 | 1 | 0.01 | KG | 0 001X0 001X0 001 | 9008790084744 |  | 279 | PDC | 1
ROL2031001 | SL2-3X3/3A | ROL2031001 | SL2-3X3/3A | 732 | cerere oferta | N | 1 | 0 | 1 | 1 | KG | 0 001X0 001X0 001 | 9008790084768 |  | 279 | PDC | 1
RORTS000000282 | SL2-3X3/9/KM2G-F | RORTS000000282 | SL2-3X3/9/KM2G-F | 732 | cerere oferta | N | 1 | 0 | 1 | 1 | KG | 0 001X0 001X0 001 | 9008790569555 |  | 279 | PDC | 1
ROL2096015 | SL2-3X3/KM2G-F | ROL2096015 | separator vertical marimea 2 | 732 | cerere oferta | N | 1 | 0 | 1 | 5 | KG | 0 001X0 001X0 001 | 9008790084751 |  | 279 | PDC | 1
ROL3996018 | SL3-3X/KM2G-F | ROL3996018 | separator vertical marimea 3 | 732 | cerere oferta | N | 1 | 0 | 1 | 1 | KG | 0 001X0 001X0 001 | 9008790084713 |  | 279 | PDC | 1
ROL3031001 | SL3-3X3/3A | ROL3031001 | separator vertical marimea 3 | 732 | cerere oferta | N | 1 | 0 | 1 | 1 | KG | 0 001X0 001X0 001 | 9008790084737 |  | 279 | PDC | 1
ROL3096012 | SL3-3X3/KM2G-F | ROL3096012 | separator vertical marimea 3 | 732 | cerere oferta | N | 1 | 0 | 1 | 6 | KG | 0 001X0 001X0 001 | 9008790084720 |  | 279 | PDC | 1
RORTS0L3021400 | SL3-3X6/1250/HA | RORTS0L3021400 | SL3-3X6/1250/HA | 732 | cerere oferta | N | 1 | 0 | 1 | 1 | KG | 0 001X0 001X0 001 | 9008790627026 |  | 279 | PDC | 1
171295 | SL4-100-L-RG-24LED | 171295 | Compl.RG 24V LED incl.100mm Base,40mm | 68 | cerere oferta | N | 1 | 0 | 1 | 0.209 | KG | 85X85X500 | 4015081678389 |  | 391 | ICD | 1
171296 | SL4-100-L-RYG-24LED | 171296 | Compl.RYG 24V LED incl.100mm Base,40mm | 68 | cerere oferta | N | 1 | 0 | 1 | 0.251 | KG | 85X85X695 | 4015081678396 |  | 391 | ICD | 1
171380 | SL4-AP120 | 171380 | Acoust. dev.,120V,contin.or pulstone | 68 | cerere oferta | N | 1 | 0 | 1 | 0.046 | KG | 55X55X76 | 4015081679096 |  | 391 | ICD | 1
171381 | SL4-AP230 | 171381 | Acoust. dev.,230V,contin.or pulstone | 68 | cerere oferta | N | 1 | 0 | 1 | 0.046 | KG | 55X55X76 | 4015081679102 |  | 391 | ICD | 1
171379 | SL4-AP24 | 171379 | Acoustic dev.,24V,contin.or pulstone | 68 | cerere oferta | N | 1 | 0 | 1 | 0.046 | KG | 55X55X76 | 4015081679089 |  | 391 | ICD | 1
171348 | SL4-BL120-A | 171348 | LED flash. light, orange 120V,40mm | 68 | cerere oferta | N | 1 | 0 | 1 | 0.043 | KG | 55X55X76 | 4015081678167 |  | 391 | ICD | 1
171343 | SL4-BL120-B | 171343 | LED flash. light, blue 120V,40mm | 68 | cerere oferta | N | 1 | 0 | 1 | 0.043 | KG | 55X55X76 | 4015081678785 |  | 391 | ICD | 1
171344 | SL4-BL120-G | 171344 | LED flash. light, green 120V,40mm | 68 | cerere oferta | N | 1 | 0 | 1 | 0.043 | KG | 55X55X76 | 4015081678792 |  | 391 | ICD | 1
171345 | SL4-BL120-R | 171345 | LED flash. light, red 120V,40mm | 68 | cerere oferta | N | 1 | 0 | 1 | 0.043 | KG | 55X55X76 | 4015081678808 |  | 391 | ICD | 1
171346 | SL4-BL120-W | 171346 | LED flash. light, white 120V,40mm | 68 | cerere oferta | N | 1 | 0 | 1 | 0.043 | KG | 55X55X76 | 4015081678815 |  | 391 | ICD | 1
171347 | SL4-BL120-Y | 171347 | LED flash. light, yellow 120V,40mm | 68 | cerere oferta | N | 1 | 0 | 1 | 0.043 | KG | 55X55X76 | 4015081678822 |  | 391 | ICD | 1
171354 | SL4-BL230-A | 171354 | LED flash. light, orange 230V,40mm | 68 | cerere oferta | N | 1 | 0 | 1 | 0.043 | KG | 55X55X76 | 4015081678877 |  | 391 | ICD | 1
171349 | SL4-BL230-B | 171349 | LED flash. light, blue 230V,40mm | 68 | cerere oferta | N | 1 | 0 | 1 | 0.043 | KG | 55X55X76 | 4015081678839 |  | 391 | ICD | 1
171350 | SL4-BL230-G | 171350 | LED flash. light, green 230V,40mm | 68 | cerere oferta | N | 1 | 0 | 1 | 0.043 | KG | 55X55X76 | 4015081678846 |  | 391 | ICD | 1
171351 | SL4-BL230-R | 171351 | LED flash. light, red 230V,40mm | 68 | cerere oferta | N | 1 | 0 | 1 | 0.043 | KG | 55X55X76 | 4015081678853 |  | 391 | ICD | 1
171352 | SL4-BL230-W | 171352 | LED flash. light, white 230V,40mm | 68 | cerere oferta | N | 1 | 0 | 1 | 0.043 | KG | 55X55X76 | 4015081678860 |  | 391 | ICD | 1
171353 | SL4-BL230-Y | 171353 | LED flash. light, yellow 230V,40mm | 68 | cerere oferta | N | 1 | 0 | 1 | 0.043 | KG | 55X55X76 | 4015081678174 |  | 391 | ICD | 1
171342 | SL4-BL24-A | 171342 | LED flash. light, orange 24V,40mm | 68 | cerere oferta | N | 1 | 0 | 1 | 0.042 | KG | 55X55X76 | 4015081678778 |  | 391 | ICD | 1
171337 | SL4-BL24-B | 171337 | LED flash. light, blue 24V,40mm | 68 | cerere oferta | N | 1 | 0 | 1 | 0.042 | KG | 55X55X76 | 4015081678143 |  | 391 | ICD | 1
171338 | SL4-BL24-G | 171338 | LED flash. light, green 24V,40mm | 68 | cerere oferta | N | 1 | 0 | 1 | 0.042 | KG | 55X55X76 | 4015081678747 |  | 391 | ICD | 1
171339 | SL4-BL24-R | 171339 | LED flash. light, red 24V,40mm | 68 | cerere oferta | N | 1 | 0 | 1 | 0.042 | KG | 55X55X76 | 4015081678754 |  | 391 | ICD | 1
171340 | SL4-BL24-W | 171340 | LED flash. light, white 24V,40mm | 68 | cerere oferta | N | 1 | 0 | 1 | 0.042 | KG | 55X55X76 | 4015081678761 |  | 391 | ICD | 1
171341 | SL4-BL24-Y | 171341 | LED flash. light, yellow 24V,40mm | 68 | cerere oferta | N | 1 | 0 | 1 | 0.042 | KG | 55X55X76 | 4015081678150 |  | 391 | ICD | 1
171366 | SL4-FL120-A | 171366 | LED strobe light, orange 120V,40mm | 68 | cerere oferta | N | 1 | 0 | 1 | 0.044 | KG | 55X55X76 | 4015081678976 |  | 391 | ICD | 1
171361 | SL4-FL120-B | 171361 | LED strobe light, blue 120V,40mm | 68 | cerere oferta | N | 1 | 0 | 1 | 0.044 | KG | 55X55X76 | 4015081678938 |  | 391 | ICD | 1
171362 | SL4-FL120-G | 171362 | LED strobe light, green 120V,40mm | 68 | cerere oferta | N | 1 | 0 | 1 | 0.044 | KG | 55X55X76 | 4015081678945 |  | 391 | ICD | 1
171363 | SL4-FL120-R | 171363 | LED strobe light, red 120V,40mm | 68 | cerere oferta | N | 1 | 0 | 1 | 0.044 | KG | 55X55X76 | 4015081678952 |  | 391 | ICD | 1
171364 | SL4-FL120-W | 171364 | LED strobe light, white 120V,40mm | 68 | cerere oferta | N | 1 | 0 | 1 | 0.044 | KG | 55X55X76 | 4015081678969 |  | 391 | ICD | 1
171365 | SL4-FL120-Y | 171365 | LED strobe light, yellow 120V,40mm | 68 | cerere oferta | N | 1 | 0 | 1 | 0.044 | KG | 55X55X76 | 4015081678198 |  | 391 | ICD | 1
171372 | SL4-FL230-A | 171372 | LED strobe light, orange 230V,40mm | 68 | cerere oferta | N | 1 | 0 | 1 | 0.044 | KG | 55X55X76 | 4015081678204 |  | 391 | ICD | 1
171367 | SL4-FL230-B | 171367 | LED strobe light, blue 230V,40mm | 68 | cerere oferta | N | 1 | 0 | 1 | 0.044 | KG | 55X55X76 | 4015081678983 |  | 391 | ICD | 1
171368 | SL4-FL230-G | 171368 | LED strobe light, green 230V,40mm | 68 | cerere oferta | N | 1 | 0 | 1 | 0.044 | KG | 55X55X76 | 4015081678990 |  | 391 | ICD | 1
171369 | SL4-FL230-R | 171369 | LED strobe light, red 230V,40mm | 68 | cerere oferta | N | 1 | 0 | 1 | 0.044 | KG | 55X55X76 | 4015081679003 |  | 391 | ICD | 1
171370 | SL4-FL230-W | 171370 | LED strobe light, white 230V,40mm | 68 | cerere oferta | N | 1 | 0 | 1 | 0.044 | KG | 55X55X76 | 4015081679010 |  | 391 | ICD | 1
171371 | SL4-FL230-Y | 171371 | LED strobe light, yellow 230V,40mm | 68 | cerere oferta | N | 1 | 0 | 1 | 0.044 | KG | 55X55X76 | 4015081679027 |  | 391 | ICD | 1
171360 | SL4-FL24-A | 171360 | LED strobe light, orange 24V,40mm | 68 | cerere oferta | N | 1 | 0 | 1 | 0.043 | KG | 55X55X76 | 4015081678181 |  | 391 | ICD | 1
171378 | SL4-FL24-A-M | 171378 | LED multi strobe lig.,oran.24V,HP,40mm | 68 | cerere oferta | N | 1 | 0 | 1 | 0.042 | KG | 55X55X76 | 4015081679072 |  | 391 | ICD | 1
171355 | SL4-FL24-B | 171355 | LED strobe light, blue 24V,40mm | 68 | cerere oferta | N | 1 | 0 | 1 | 0.043 | KG | 55X55X76 | 4015081678884 |  | 391 | ICD | 1
171373 | SL4-FL24-B-M | 171373 | LED multi strobe lig.,blue 24V,HP,40mm | 68 | cerere oferta | N | 1 | 0 | 1 | 0.042 | KG | 55X55X76 | 4015081679034 |  | 391 | ICD | 1
171356 | SL4-FL24-G | 171356 | LED strobe light, green 24V,40mm | 68 | cerere oferta | N | 1 | 0 | 1 | 0.043 | KG | 55X55X76 | 4015081678891 |  | 391 | ICD | 1
171374 | SL4-FL24-G-M | 171374 | LED multi strobe lig.,green 24V,HP,40mm | 68 | cerere oferta | N | 1 | 0 | 1 | 0.042 | KG | 55X55X76 | 4015081679041 |  | 391 | ICD | 1
171357 | SL4-FL24-R | 171357 | LED strobe light, red 24V,40mm | 68 | cerere oferta | N | 1 | 0 | 1 | 0.043 | KG | 55X55X76 | 4015081678907 |  | 391 | ICD | 1
171375 | SL4-FL24-R-M | 171375 | LED multi strobe light,red 24V,HP,40mm | 68 | cerere oferta | N | 1 | 0 | 1 | 0.042 | KG | 55X55X76 | 4015081679058 |  | 391 | ICD | 1
171358 | SL4-FL24-W | 171358 | LED strobe light, white 24V,40mm | 68 | cerere oferta | N | 1 | 0 | 1 | 0.043 | KG | 55X55X76 | 4015081678914 |  | 391 | ICD | 1
171376 | SL4-FL24-W-M | 171376 | LED multi strobe lig.,white 24V,HP,40mm | 68 | cerere oferta | N | 1 | 0 | 1 | 0.042 | KG | 55X55X76 | 4015081678211 |  | 391 | ICD | 1
171359 | SL4-FL24-Y | 171359 | LED strobe light, yellow 24V,40mm | 68 | cerere oferta | N | 1 | 0 | 1 | 0.043 | KG | 55X55X76 | 4015081678921 |  | 391 | ICD | 1
171377 | SL4-FL24-Y-M | 171377 | LED multi strobe lig.,yell. 24V,HP,40mm | 68 | cerere oferta | N | 1 | 0 | 1 | 0.042 | KG | 55X55X76 | 4015081679065 |  | 391 | ICD | 1
171308 | SL4-FMS-100 | 171308 | Base Quick installation 100mm,40mm | 68 | cerere oferta | N | 1 | 0 | 1 | 0.172 | KG | 85X85X310 | 4015081678495 |  | 391 | ICD | 1
171309 | SL4-FMS-250 | 171309 | Base Quick installation 250mm,40mm | 68 | cerere oferta | N | 1 | 0 | 1 | 0.22 | KG | 85X85X500 | 4015081678501 |  | 391 | ICD | 1
171310 | SL4-FMS-400 | 171310 | Base Quick installation 400mm,40mm | 68 | cerere oferta | N | 1 | 0 | 1 | 0.272 | KG | 85X85X695 | 4015081678518 |  | 391 | ICD | 1
171382 | SL4-L12 | 171382 | Filament lamp, 12V, 4W | 68 | cerere oferta | N | 1 | 0 | 1 | 0.007 | KG | 16 5X16 5X64 | 4015081679119 |  | 391 | ICD | 1
171384 | SL4-L120 | 171384 | Filament lamp, 120V, 4W | 68 | cerere oferta | N | 1 | 0 | 1 | 0.007 | KG | 16 5X16 5X64 | 4015081679133 |  | 391 | ICD | 1
171324 | SL4-L120-A | 171324 | LED continuous light, orange 120V,40mm | 68 | cerere oferta | N | 1 | 0 | 1 | 0.043 | KG | 55X55X76 | 4015081678631 |  | 391 | ICD | 1
171319 | SL4-L120-B | 171319 | LED continuous light, blue 120V,40mm | 68 | cerere oferta | N | 1 | 0 | 1 | 0.043 | KG | 55X55X76 | 4015081678587 |  | 391 | ICD | 1
171320 | SL4-L120-G | 171320 | LED continuous light, green 120V,40mm | 68 | cerere oferta | N | 1 | 0 | 1 | 0.043 | KG | 55X55X76 | 4015081678594 |  | 391 | ICD | 1
171321 | SL4-L120-R | 171321 | LED continuous light, red 120V,40mm | 68 | cerere oferta | N | 1 | 0 | 1 | 0.043 | KG | 55X55X76 | 4015081678600 |  | 391 | ICD | 1
171322 | SL4-L120-W | 171322 | LED continuous light, white 120V,40mm | 68 | cerere oferta | N | 1 | 0 | 1 | 0.043 | KG | 55X55X76 | 4015081678617 |  | 391 | ICD | 1
171323 | SL4-L120-Y | 171323 | LED continuous light, yellow 120V,40mm | 68 | cerere oferta | N | 1 | 0 | 1 | 0.043 | KG | 55X55X76 | 4015081678624 |  | 391 | ICD | 1
171385 | SL4-L230 | 171385 | Filament lamp, 230V, 4W | 68 | cerere oferta | N | 1 | 0 | 1 | 0.007 | KG | 16 5X16 5X64 | 4015081679140 |  | 391 | ICD | 1
171330 | SL4-L230-A | 171330 | LED continuous light, orange 230V,40mm | 68 | cerere oferta | N | 1 | 0 | 1 | 0.043 | KG | 55X55X76 | 4015081678679 |  | 391 | ICD | 1
171325 | SL4-L230-B | 171325 | LED continuous light, blue 230V,40mm | 68 | cerere oferta | N | 1 | 0 | 1 | 0.043 | KG | 55X55X76 | 4015081679225 |  | 391 | ICD | 1
171326 | SL4-L230-G | 171326 | LED continuous light, green 230V,40mm | 68 | cerere oferta | N | 1 | 0 | 1 | 0.043 | KG | 55X55X76 | 4015081678648 |  | 391 | ICD | 1
171327 | SL4-L230-R | 171327 | LED continuous light, red 230V,40mm | 68 | cerere oferta | N | 1 | 0 | 1 | 0.043 | KG | 55X55X76 | 4015081678655 |  | 391 | ICD | 1
171328 | SL4-L230-W | 171328 | LED continuous light, white 230V,40mm | 68 | cerere oferta | N | 1 | 0 | 1 | 0.043 | KG | 55X55X76 | 4015081678662 |  | 391 | ICD | 1
171329 | SL4-L230-Y | 171329 | LED continuous light, yellow 230V,40mm | 68 | cerere oferta | N | 1 | 0 | 1 | 0.043 | KG | 55X55X76 | 4015081678136 |  | 391 | ICD | 1
171383 | SL4-L24 | 171383 | Filament lamp, 24V, 4W | 68 | cerere oferta | N | 1 | 0 | 1 | 0.007 | KG | 16 5X16 5X64 | 4015081679126 |  | 391 | ICD | 1
171318 | SL4-L24-A | 171318 | LED continuous light, orange 24V,40mm | 68 | cerere oferta | N | 1 | 0 | 1 | 0.042 | KG | 55X55X76 | 4015081678570 |  | 391 | ICD | 1
171313 | SL4-L24-B | 171313 | LED continuous light, blue 24V,40mm | 68 | cerere oferta | N | 1 | 0 | 1 | 0.042 | KG | 55X55X76 | 4015081679201 |  | 391 | ICD | 1
171314 | SL4-L24-G | 171314 | LED continuous light, green 24V,40mm | 68 | cerere oferta | N | 1 | 0 | 1 | 0.042 | KG | 55X55X76 | 4015081678549 |  | 391 | ICD | 1
171315 | SL4-L24-R | 171315 | LED continuous light, red 24V,40mm | 68 | cerere oferta | N | 1 | 0 | 1 | 0.042 | KG | 55X55X76 | 4015081678556 |  | 391 | ICD | 1
171316 | SL4-L24-W | 171316 | LED continuous light, white 24V,40mm | 68 | cerere oferta | N | 1 | 0 | 1 | 0.042 | KG | 55X55X76 | 4015081678563 |  | 391 | ICD | 1
171317 | SL4-L24-Y | 171317 | LED continuous light, yellow 24V,40mm | 68 | cerere oferta | N | 1 | 0 | 1 | 0.042 | KG | 55X55X76 | 4015081679218 |  | 391 | ICD | 1
171336 | SL4-L-A | 171336 | Continuos light, orange, 40mm | 68 | cerere oferta | N | 1 | 0 | 1 | 0.037 | KG | 55X55X76 | 4015081678730 |  | 391 | ICD | 1
171331 | SL4-L-B | 171331 | Continuos light, blue, 40mm | 68 | cerere oferta | N | 1 | 0 | 1 | 0.037 | KG | 55X55X76 | 4015081678686 |  | 391 | ICD | 1
171332 | SL4-L-G | 171332 | Continuos light, green, 40mm | 68 | cerere oferta | N | 1 | 0 | 1 | 0.037 | KG | 55X55X76 | 4015081678693 |  | 391 | ICD | 1
171333 | SL4-L-R | 171333 | Continuos light, red, 40mm | 68 | cerere oferta | N | 1 | 0 | 1 | 0.037 | KG | 55X55X76 | 4015081678709 |  | 391 | ICD | 1
171334 | SL4-L-W | 171334 | Continuos light, white, 40mm | 68 | cerere oferta | N | 1 | 0 | 1 | 0.037 | KG | 55X55X76 | 4015081678716 |  | 391 | ICD | 1
171335 | SL4-L-Y | 171335 | Continuos light, yellow, 40mm | 68 | cerere oferta | N | 1 | 0 | 1 | 0.037 | KG | 55X55X76 | 4015081678723 |  | 391 | ICD | 1
171297 | SL4-PIB-100 | 171297 | Basis 100mm aluminum tube with foot,40mm | 68 | cerere oferta | N | 1 | 0 | 1 | 0.125 | KG | 75X80X168 | 4015081678402 |  | 391 | ICD | 1
171298 | SL4-PIB-250 | 171298 | Basis 250mm aluminum tube with foot,40mm | 68 | cerere oferta | N | 1 | 0 | 1 | 0.167 | KG | 85X85X500 | 4015081678419 |  | 391 | ICD | 1
171299 | SL4-PIB-400 | 171299 | Basis 400mm aluminum tube with foot,40mm | 68 | cerere oferta | N | 1 | 0 | 1 | 0.214 | KG | 85X85X695 | 4015081678426 |  | 391 | ICD | 1
171304 | SL4-PIB-D | 171304 | Base for vert. mounting on 2 sides,40mm | 68 | cerere oferta | N | 1 | 0 | 1 | 0.11 | KG | 75X80X138 | 4015081679195 |  | 391 | ICD | 1
171302 | SL4-PIB-EMH | 171302 | Base ext. fixing holes,40mm | 68 | cerere oferta | N | 1 | 0 | 1 | 0.064 | KG | 74X74X82 | 4015081678440 |  | 391 | ICD | 1
171303 | SL4-PIB-FW | 171303 | Base for vert. mounting on one side,40mm | 68 | cerere oferta | N | 1 | 0 | 1 | 0.067 | KG | 74X74X105 | 4015081678457 |  | 391 | ICD | 1
171300 | SL4-PIB-IMH | 171300 | Base int. fixing holes,40mm | 68 | cerere oferta | N | 1 | 0 | 1 | 0.055 | KG | 55X55X76 | 4015081679188 |  | 391 | ICD | 1
171301 | SL4-PIB-IMS | 171301 | Base int. fixing screw,40mm | 68 | cerere oferta | N | 1 | 0 | 1 | 0.061 | KG | 74X74X105 | 4015081678433 |  | 391 | ICD | 1
171305 | SL4-PIB-T-100 | 171305 | Base 100mm aluminum tube,40mm | 68 | cerere oferta | N | 1 | 0 | 1 | 0.143 | KG | 85X85X310 | 4015081678464 |  | 391 | ICD | 1
171306 | SL4-PIB-T-250 | 171306 | Base 250mm aluminum tube,40mm | 68 | cerere oferta | N | 1 | 0 | 1 | 0.167 | KG | 85X85X500 | 4015081678471 |  | 391 | ICD | 1
171307 | SL4-PIB-T-400 | 171307 | Base 400mm aluminum tube,40mm | 68 | cerere oferta | N | 1 | 0 | 1 | 0.214 | KG | 85X85X695 | 4015081678488 |  | 391 | ICD | 1
171311 | SL4-SWD | 171311 | Base Connection to an SWD,40mm | 68 | cerere oferta | N | 1 | 0 | 1 | 0.172 | KG | 85X85X310 | 4015081678525 |  | 391 | ICD | 1
171294 | SL7/4-BET | 171294 | Filment lamp change tool | 68 | cerere oferta | N | 1 | 0 | 1 | 0.009 | KG | 100X100X0 05 | 4015081678372 |  | 391 | ICD | 1
171446 | SL7/4-FW | 171446 | Plastic bracket, vertical mounting | 68 | cerere oferta | N | 1 | 0 | 1 | 0.061 | KG | 74X74X105 | 4015081677764 |  | 391 | ICD | 1
171455 | SL7/4-FW-T | 171455 | Metal bracket incl.M20 cable gland | 68 | cerere oferta | N | 1 | 0 | 1 | 0.131 | KG | 120X170X0 05 | 4015081677849 |  | 391 | ICD | 1
171424 | SL7-100-L-RG-24LED | 171424 | Compl.RG 24V LED incl.100mm Base | 68 | cerere oferta | N | 1 | 0 | 1 | 0.424 | KG | 85X85X500 | 4015081677566 |  | 391 | ICD | 1
171425 | SL7-100-L-RYG-24LED | 171425 | Compl.RYG 24V LED incl.100mm Base | 68 | cerere oferta | N | 1 | 0 | 1 | 0.504 | KG | 85X85X695 | 4015081677573 |  | 391 | ICD | 1
171282 | SL7-AP120 | 171282 | Acous.device,120V,contin./puls.tone | 68 | cerere oferta | N | 1 | 0 | 1 | 0.103 | KG | 74X74X82 | 4015081678112 |  | 391 | ICD | 1
171285 | SL7-AP120-E | 171285 | Acoustic device 120V Ext. Actuation | 68 | cerere oferta | N | 1 | 0 | 1 | 0.103 | KG | 74X74X82 | 4015081678303 |  | 391 | ICD | 1
171288 | SL7-AP120-M | 171288 | Acoustic device 120V, multi-tone | 68 | cerere oferta | N | 1 | 0 | 1 | 0.103 | KG | 74X74X82 | 4015081679164 |  | 391 | ICD | 1
171283 | SL7-AP230 | 171283 | Acous.device,230V,contin./puls.tone | 68 | cerere oferta | N | 1 | 0 | 1 | 0.103 | KG | 74X74X82 | 4015081678129 |  | 391 | ICD | 1
171286 | SL7-AP230-E | 171286 | Acoustic device 230V Ext. Actuation | 68 | cerere oferta | N | 1 | 0 | 1 | 0.103 | KG | 74X74X82 | 4015081678310 |  | 391 | ICD | 1
171289 | SL7-AP230-M | 171289 | Acoustic device 230V, multi-tone | 68 | cerere oferta | N | 1 | 0 | 1 | 0.103 | KG | 74X74X82 | 4015081678334 |  | 391 | ICD | 1
171281 | SL7-AP24 | 171281 | Acous.device,24V,contin.or puls.tone | 68 | cerere oferta | N | 1 | 0 | 1 | 0.101 | KG | 74X74X82 | 4015081678105 |  | 391 | ICD | 1
171284 | SL7-AP24-E | 171284 | Acoustic device 24V Ext. Actuation | 68 | cerere oferta | N | 1 | 0 | 1 | 0.101 | KG | 74X74X82 | 4015081678297 |  | 391 | ICD | 1
171287 | SL7-AP24-M | 171287 | Acoustic device 24V, multi-tone | 68 | cerere oferta | N | 1 | 0 | 1 | 0.101 | KG | 74X74X82 | 4015081678327 |  | 391 | ICD | 1
171395 | SL7-BL120-A | 171395 | LED flash. light, orange 120V,70mm | 68 | cerere oferta | N | 1 | 0 | 1 | 0.082 | KG | 74X74X82 | 4015081679294 |  | 391 | ICD | 1
171390 | SL7-BL120-B | 171390 | LED flash. light, blue 120V,70mm | 68 | cerere oferta | N | 1 | 0 | 1 | 0.082 | KG | 74X74X82 | 4015081679256 |  | 391 | ICD | 1
171391 | SL7-BL120-G | 171391 | LED flash. light, green 120V,70mm | 68 | cerere oferta | N | 1 | 0 | 1 | 0.082 | KG | 74X74X82 | 4015081679263 |  | 391 | ICD | 1
171392 | SL7-BL120-R | 171392 | LED flash. light, red 120V,70mm | 68 | cerere oferta | N | 1 | 0 | 1 | 0.082 | KG | 74X74X82 | 4015081678228 |  | 391 | ICD | 1
171393 | SL7-BL120-W | 171393 | LED flash. light, white 120V,70mm | 68 | cerere oferta | N | 1 | 0 | 1 | 0.082 | KG | 74X74X82 | 4015081679270 |  | 391 | ICD | 1
171394 | SL7-BL120-Y | 171394 | LED flash. light, yellow 120V,70mm | 68 | cerere oferta | N | 1 | 0 | 1 | 0.082 | KG | 74X74X82 | 4015081679287 |  | 391 | ICD | 1
171401 | SL7-BL230-A | 171401 | LED flash. light, orange 230V,70mm | 68 | cerere oferta | N | 1 | 0 | 1 | 0.082 | KG | 74X74X82 | 4015081679348 |  | 391 | ICD | 1
171396 | SL7-BL230-B | 171396 | LED flash. light, blue 230V,70mm | 68 | cerere oferta | N | 1 | 0 | 1 | 0.082 | KG | 74X74X82 | 4015081679300 |  | 391 | ICD | 1
171397 | SL7-BL230-G | 171397 | LED flash. light, green 230V,70mm | 68 | cerere oferta | N | 1 | 0 | 1 | 0.082 | KG | 74X74X82 | 4015081678235 |  | 391 | ICD | 1
171398 | SL7-BL230-R | 171398 | LED flash. light, red 230V,70mm | 68 | cerere oferta | N | 1 | 0 | 1 | 0.082 | KG | 74X74X82 | 4015081679317 |  | 391 | ICD | 1
171399 | SL7-BL230-W | 171399 | LED flash. light, white 230V,70mm | 68 | cerere oferta | N | 1 | 0 | 1 | 0.082 | KG | 74X74X82 | 4015081679324 |  | 391 | ICD | 1
171400 | SL7-BL230-Y | 171400 | LED flash. light, yellow 230V,70mm | 68 | cerere oferta | N | 1 | 0 | 1 | 0.082 | KG | 74X74X82 | 4015081679331 |  | 391 | ICD | 1
171389 | SL7-BL24-A | 171389 | LED flash. light, orange 24V,70mm | 68 | cerere oferta | N | 1 | 0 | 1 | 0.08 | KG | 74X74X82 | 4015081679249 |  | 391 | ICD | 1
171439 | SL7-BL24-B | 171439 | LED flash. light, blue 24V,70mm | 68 | cerere oferta | N | 1 | 0 | 1 | 0.08 | KG | 74X74X82 | 4015081677702 |  | 391 | ICD | 1
171440 | SL7-BL24-G | 171440 | LED flash. light, green 24V,70mm | 68 | cerere oferta | N | 1 | 0 | 1 | 0.08 | KG | 74X74X82 | 4015081679539 |  | 391 | ICD | 1
171441 | SL7-BL24-R | 171441 | LED flash. light, red 24V,70mm | 68 | cerere oferta | N | 1 | 0 | 1 | 0.08 | KG | 74X74X82 | 4015081677719 |  | 391 | ICD | 1
171442 | SL7-BL24-W | 171442 | LED flash. light, white 24V,70mm | 68 | cerere oferta | N | 1 | 0 | 1 | 0.08 | KG | 74X74X82 | 4015081677726 |  | 391 | ICD | 1
171388 | SL7-BL24-Y | 171388 | LED flash. light, yellow 24V,70mm | 68 | cerere oferta | N | 1 | 0 | 1 | 0.08 | KG | 74X74X82 | 4015081679232 |  | 391 | ICD | 1
171443 | SL7-CB-100 | 171443 | Base 100mm aluminum tube with foot,70mm | 68 | cerere oferta | N | 1 | 0 | 1 | 0.264 | KG | 85X85X310 | 4015081677733 |  | 391 | ICD | 1
171444 | SL7-CB-250 | 171444 | Base 250mm aluminum tube with foot,70mm | 68 | cerere oferta | N | 1 | 0 | 1 | 0.323 | KG | 85X85X500 | 4015081677740 |  | 391 | ICD | 1
171445 | SL7-CB-400 | 171445 | Base 400mm aluminum tube with foot,70mm | 68 | cerere oferta | N | 1 | 0 | 1 | 0.41 | KG | 85X85X695 | 4015081677757 |  | 391 | ICD | 1
171451 | SL7-CB-D | 171451 | Base for vert. mounting on two sides | 68 | cerere oferta | N | 1 | 0 | 1 | 0.241 | KG | 175X160X145 | 4015081677801 |  | 391 | ICD | 1
171449 | SL7-CB-EMH | 171449 | Base ext. fixing holes | 68 | cerere oferta | N | 1 | 0 | 1 | 0.176 | KG | 123X123X105 | 4015081677795 |  | 391 | ICD | 1
171450 | SL7-CB-FW | 171450 | Base for vert. mounting on one side | 68 | cerere oferta | N | 1 | 0 | 1 | 0.158 | KG | 123X123X105 | 4015081679546 |  | 391 | ICD | 1
171447 | SL7-CB-IMH | 171447 | Base int. fixing holes | 68 | cerere oferta | N | 1 | 0 | 1 | 0.161 | KG | 75X80X138 | 4015081677771 |  | 391 | ICD | 1
171448 | SL7-CB-IMS | 171448 | Base int. fixing screw | 68 | cerere oferta | N | 1 | 0 | 1 | 0.194 | KG | 75X80X138 | 4015081677788 |  | 391 | ICD | 1
171452 | SL7-CB-T-100 | 171452 | Base 100mm aluminum tube,70mm | 68 | cerere oferta | N | 1 | 0 | 1 | 0.287 | KG | 85X85X310 | 4015081677818 |  | 391 | ICD | 1
171453 | SL7-CB-T-250 | 171453 | Base 250mm aluminum tube,70mm | 68 | cerere oferta | N | 1 | 0 | 1 | 0.323 | KG | 85X85X500 | 4015081677825 |  | 391 | ICD | 1
171454 | SL7-CB-T-400 | 171454 | Base 400mm aluminum tube,70mm | 68 | cerere oferta | N | 1 | 0 | 1 | 0.41 | KG | 85X85X695 | 4015081677832 |  | 391 | ICD | 1
171413 | SL7-FL120-A | 171413 | LED strobe light, orange 120V,70mm | 68 | cerere oferta | N | 1 | 0 | 1 | 0.083 | KG | 74X74X82 | 4015081679447 |  | 391 | ICD | 1
171408 | SL7-FL120-B | 171408 | LED strobe light, blue 120V,70mm | 68 | cerere oferta | N | 1 | 0 | 1 | 0.083 | KG | 74X74X82 | 4015081679409 |  | 391 | ICD | 1
171409 | SL7-FL120-G | 171409 | LED strobe light, green 120V,70mm | 68 | cerere oferta | N | 1 | 0 | 1 | 0.083 | KG | 74X74X82 | 4015081678259 |  | 391 | ICD | 1
171410 | SL7-FL120-R | 171410 | LED strobe light, red 120V,70mm | 68 | cerere oferta | N | 1 | 0 | 1 | 0.083 | KG | 74X74X82 | 4015081679416 |  | 391 | ICD | 1
171411 | SL7-FL120-W | 171411 | LED strobe light, white 120V,70mm | 68 | cerere oferta | N | 1 | 0 | 1 | 0.083 | KG | 74X74X82 | 4015081679423 |  | 391 | ICD | 1
171412 | SL7-FL120-Y | 171412 | LED strobe light, yellow 120V,70mm | 68 | cerere oferta | N | 1 | 0 | 1 | 0.083 | KG | 74X74X82 | 4015081679430 |  | 391 | ICD | 1
171419 | SL7-FL230-A | 171419 | LED strobe light, orange 230V,70mm | 68 | cerere oferta | N | 1 | 0 | 1 | 0.083 | KG | 74X74X82 | 4015081679492 |  | 391 | ICD | 1
171414 | SL7-FL230-B | 171414 | LED strobe light, blue 230V,70mm | 68 | cerere oferta | N | 1 | 0 | 1 | 0.083 | KG | 74X74X82 | 4015081679454 |  | 391 | ICD | 1
171415 | SL7-FL230-G | 171415 | LED strobe light, green 230V,70mm | 68 | cerere oferta | N | 1 | 0 | 1 | 0.083 | KG | 74X74X82 | 4015081679461 |  | 391 | ICD | 1
171416 | SL7-FL230-R | 171416 | LED strobe light, red 230V,70mm | 68 | cerere oferta | N | 1 | 0 | 1 | 0.083 | KG | 74X74X82 | 4015081678266 |  | 391 | ICD | 1
171417 | SL7-FL230-W | 171417 | LED strobe light, white 230V,70mm | 68 | cerere oferta | N | 1 | 0 | 1 | 0.083 | KG | 74X74X82 | 4015081679478 |  | 391 | ICD | 1
171418 | SL7-FL230-Y | 171418 | LED strobe light, yellow 230V,70mm | 68 | cerere oferta | N | 1 | 0 | 1 | 0.083 | KG | 74X74X82 | 4015081679485 |  | 391 | ICD | 1
171407 | SL7-FL24-A | 171407 | LED strobe light, orange 24V,70mm | 68 | cerere oferta | N | 1 | 0 | 1 | 0.08 | KG | 74X74X82 | 4015081679393 |  | 391 | ICD | 1
171274 | SL7-FL24-A-HP | 171274 | LED strobe light, orange 24V, HP,70mm | 68 | cerere oferta | N | 1 | 0 | 1 | 0.09 | KG | 74X74X82 | 4015081678044 |  | 391 | ICD | 1
171280 | SL7-FL24-A-HPM | 171280 | LED multi strobe lig.,oran.24V,HP,70mm | 68 | cerere oferta | N | 1 | 0 | 1 | 0.089 | KG | 74X74X82 | 4015081679157 |  | 391 | ICD | 1
171402 | SL7-FL24-B | 171402 | LED strobe light, blue 24V,70mm | 68 | cerere oferta | N | 1 | 0 | 1 | 0.08 | KG | 74X74X82 | 4015081679355 |  | 391 | ICD | 1
171420 | SL7-FL24-B-HP | 171420 | LED strobe light, blue 24V, HP,70mm | 68 | cerere oferta | N | 1 | 0 | 1 | 0.09 | KG | 74X74X82 | 4015081678273 |  | 391 | ICD | 1
171275 | SL7-FL24-B-HPM | 171275 | LED multi strobe light,blue 24V,HP,70mm | 68 | cerere oferta | N | 1 | 0 | 1 | 0.089 | KG | 74X74X82 | 4015081678051 |  | 391 | ICD | 1
171403 | SL7-FL24-G | 171403 | LED strobe light, green 24V,70mm | 68 | cerere oferta | N | 1 | 0 | 1 | 0.08 | KG | 74X74X82 | 4015081679362 |  | 391 | ICD | 1
171421 | SL7-FL24-G-HP | 171421 | LED strobe light, green 24V, HP,70mm | 68 | cerere oferta | N | 1 | 0 | 1 | 0.09 | KG | 74X74X82 | 4015081679508 |  | 391 | ICD | 1
171276 | SL7-FL24-G-HPM | 171276 | LED multi strobe lig.,green 24V,HP,70mm | 68 | cerere oferta | N | 1 | 0 | 1 | 0.089 | KG | 74X74X82 | 4015081678068 |  | 391 | ICD | 1
171404 | SL7-FL24-R | 171404 | LED strobe light, red 24V,70mm | 68 | cerere oferta | N | 1 | 0 | 1 | 0.08 | KG | 74X74X82 | 4015081678242 |  | 391 | ICD | 1
171422 | SL7-FL24-R-HP | 171422 | LED strobe light, red 24V, HP,70mm | 68 | cerere oferta | N | 1 | 0 | 1 | 0.09 | KG | 74X74X82 | 4015081679515 |  | 391 | ICD | 1
171277 | SL7-FL24-R-HPM | 171277 | LED multi strobe lig., red 24V, HP,70mm | 68 | cerere oferta | N | 1 | 0 | 1 | 0.089 | KG | 74X74X82 | 4015081678075 |  | 391 | ICD | 1
171405 | SL7-FL24-W | 171405 | LED strobe light, white 24V,70mm | 68 | cerere oferta | N | 1 | 0 | 1 | 0.08 | KG | 74X74X82 | 4015081679379 |  | 391 | ICD | 1
171423 | SL7-FL24-W-HP | 171423 | LED strobe light, white 24V, HP,70mm | 68 | cerere oferta | N | 1 | 0 | 1 | 0.09 | KG | 74X74X82 | 4015081679522 |  | 391 | ICD | 1
171278 | SL7-FL24-W-HPM | 171278 | LED multi strobe lig.,white 24V,HP,70mm | 68 | cerere oferta | N | 1 | 0 | 1 | 0.089 | KG | 74X74X82 | 4015081678082 |  | 391 | ICD | 1
171406 | SL7-FL24-Y | 171406 | LED strobe light, yellow 24V,70mm | 68 | cerere oferta | N | 1 | 0 | 1 | 0.08 | KG | 74X74X82 | 4015081679386 |  | 391 | ICD | 1
171273 | SL7-FL24-Y-HP | 171273 | LED strobe light, yellow 24V, HP,70mm | 68 | cerere oferta | N | 1 | 0 | 1 | 0.09 | KG | 74X74X82 | 4015081678037 |  | 391 | ICD | 1
171279 | SL7-FL24-Y-HPM | 171279 | LED multi strobe lig.,yell. 24V,HP,70mm | 68 | cerere oferta | N | 1 | 0 | 1 | 0.089 | KG | 74X74X82 | 4015081678099 |  | 391 | ICD | 1
171456 | SL7-FMS-100 | 171456 | Base Quick instal.100mm alum. tube | 68 | cerere oferta | N | 1 | 0 | 1 | 0.231 | KG | 85X85X310 | 4015081677856 |  | 391 | ICD | 1
171457 | SL7-FMS-250 | 171457 | Base Quick instal.250mm alum. tube | 68 | cerere oferta | N | 1 | 0 | 1 | 0.279 | KG | 85X85X500 | 4015081677863 |  | 391 | ICD | 1
171458 | SL7-FMS-400 | 171458 | Base Quick instal.700mm alum. tube | 68 | cerere oferta | N | 1 | 0 | 1 | 0.331 | KG | 85X85X695 | 4015081679553 |  | 391 | ICD | 1
171290 | SL7-L12 | 171290 | Filament lamp, 12V, 5W | 68 | cerere oferta | N | 1 | 0 | 1 | 0.007 | KG | 16 5X16 5X36 5 | 4015081678341 |  | 391 | ICD | 1
171292 | SL7-L120 | 171292 | Filament lamp, 120V, 7W | 68 | cerere oferta | N | 1 | 0 | 1 | 0.007 | KG | 16 5X16 5X36 5 | 4015081678365 |  | 391 | ICD | 1
171472 | SL7-L120-A | 171472 | LED continuous light, orange 120V,70mm | 68 | cerere oferta | N | 1 | 0 | 1 | 0.082 | KG | 74X74X82 | 4015081677986 |  | 391 | ICD | 1
171467 | SL7-L120-B | 171467 | LED continuous light, blue 120V,70mm | 68 | cerere oferta | N | 1 | 0 | 1 | 0.082 | KG | 74X74X82 | 4015081677948 |  | 391 | ICD | 1
171468 | SL7-L120-G | 171468 | LED continuous light, green 120V,70mm | 68 | cerere oferta | N | 1 | 0 | 1 | 0.082 | KG | 74X74X82 | 4015081677955 |  | 391 | ICD | 1
171469 | SL7-L120-R | 171469 | LED continuous light, red 120V,70mm | 68 | cerere oferta | N | 1 | 0 | 1 | 0.082 | KG | 74X74X82 | 4015081677962 |  | 391 | ICD | 1
171470 | SL7-L120-W | 171470 | LED continuous light, white 120V,70mm | 68 | cerere oferta | N | 1 | 0 | 1 | 0.082 | KG | 74X74X82 | 4015081679577 |  | 391 | ICD | 1
171471 | SL7-L120-Y | 171471 | LED continuous light, yellow 120V,70mm | 68 | cerere oferta | N | 1 | 0 | 1 | 0.082 | KG | 74X74X82 | 4015081677979 |  | 391 | ICD | 1
171293 | SL7-L230 | 171293 | Filament lamp, 230V, 6W | 68 | cerere oferta | N | 1 | 0 | 1 | 0.007 | KG | 16 5X16 5X36 5 | 4015081679171 |  | 391 | ICD | 1
171426 | SL7-L230-A | 171426 | LED continuous light, orange 230V,70mm | 68 | cerere oferta | N | 1 | 0 | 1 | 0.082 | KG | 74X74X82 | 4015081677580 |  | 391 | ICD | 1
171473 | SL7-L230-B | 171473 | LED continuous light, blue 230V,70mm | 68 | cerere oferta | N | 1 | 0 | 1 | 0.082 | KG | 74X74X82 | 4015081677993 |  | 391 | ICD | 1
171474 | SL7-L230-G | 171474 | LED continuous light, green 230V,70mm | 68 | cerere oferta | N | 1 | 0 | 1 | 0.082 | KG | 74X74X82 | 4015081678006 |  | 391 | ICD | 1
171475 | SL7-L230-R | 171475 | LED continuous light, red 230V,70mm | 68 | cerere oferta | N | 1 | 0 | 1 | 0.082 | KG | 74X74X82 | 4015081679584 |  | 391 | ICD | 1
171476 | SL7-L230-W | 171476 | LED continuous light, white 230V,70mm | 68 | cerere oferta | N | 1 | 0 | 1 | 0.082 | KG | 74X74X82 | 4015081678013 |  | 391 | ICD | 1
171477 | SL7-L230-Y | 171477 | LED continuous light, yellow 230V,70mm | 68 | cerere oferta | N | 1 | 0 | 1 | 0.082 | KG | 74X74X82 | 4015081678020 |  | 391 | ICD | 1
171291 | SL7-L24 | 171291 | Filament lamp, 24V, 6,5W | 68 | cerere oferta | N | 1 | 0 | 1 | 0.007 | KG | 16 5X16 5X36 5 | 4015081678358 |  | 391 | ICD | 1
171466 | SL7-L24-A | 171466 | LED continuous light, orange 24V,70mm | 68 | cerere oferta | N | 1 | 0 | 1 | 0.08 | KG | 74X74X82 | 4015081677931 |  | 391 | ICD | 1
171432 | SL7-L24-A-HP | 171432 | LED continuous light,orange 24V,HP,70mm | 68 | cerere oferta | N | 1 | 0 | 1 | 0.088 | KG | 74X74X82 | 4015081677641 |  | 391 | ICD | 1
171461 | SL7-L24-B | 171461 | LED continuous light, blue 24V,70mm | 68 | cerere oferta | N | 1 | 0 | 1 | 0.08 | KG | 74X74X82 | 4015081677894 |  | 391 | ICD | 1
171427 | SL7-L24-B-HP | 171427 | LED continuous light, blue 24V, HP,70mm | 68 | cerere oferta | N | 1 | 0 | 1 | 0.088 | KG | 74X74X82 | 4015081677597 |  | 391 | ICD | 1
171462 | SL7-L24-G | 171462 | LED continuous light, green 24V,70mm | 68 | cerere oferta | N | 1 | 0 | 1 | 0.08 | KG | 74X74X82 | 4015081677900 |  | 391 | ICD | 1
171428 | SL7-L24-G-HP | 171428 | LED continuous light,green 24V, HP,70mm | 68 | cerere oferta | N | 1 | 0 | 1 | 0.088 | KG | 74X74X82 | 4015081677603 |  | 391 | ICD | 1
171463 | SL7-L24-R | 171463 | LED continuous light, red 24V,70mm | 68 | cerere oferta | N | 1 | 0 | 1 | 0.08 | KG | 74X74X82 | 4015081679560 |  | 391 | ICD | 1
171429 | SL7-L24-R-HP | 171429 | LED continuous light, red 24V, HP,70mm | 68 | cerere oferta | N | 1 | 0 | 1 | 0.088 | KG | 74X74X82 | 4015081677610 |  | 391 | ICD | 1
171464 | SL7-L24-W | 171464 | LED continuous light, white 24V,70mm | 68 | cerere oferta | N | 1 | 0 | 1 | 0.08 | KG | 74X74X82 | 4015081677917 |  | 391 | ICD | 1
171430 | SL7-L24-W-HP | 171430 | LED continuous light,white 24V, HP,70mm | 68 | cerere oferta | N | 1 | 0 | 1 | 0.088 | KG | 74X74X82 | 4015081677627 |  | 391 | ICD | 1
171465 | SL7-L24-Y | 171465 | LED continuous light, yellow 24V,70mm | 68 | cerere oferta | N | 1 | 0 | 1 | 0.08 | KG | 74X74X82 | 4015081677924 |  | 391 | ICD | 1
171431 | SL7-L24-Y-HP | 171431 | LED continuous light,yellow 24V,HP,70mm | 68 | cerere oferta | N | 1 | 0 | 1 | 0.088 | KG | 74X74X82 | 4015081677634 |  | 391 | ICD | 1
171438 | SL7-L-A | 171438 | Continuos light, orange, 70mm | 68 | cerere oferta | N | 1 | 0 | 1 | 0.075 | KG | 74X74X82 | 4015081677696 |  | 391 | ICD | 1
171433 | SL7-L-B | 171433 | Continuos light, blue, 70mm | 68 | cerere oferta | N | 1 | 0 | 1 | 0.075 | KG | 74X74X82 | 4015081677658 |  | 391 | ICD | 1
171434 | SL7-L-G | 171434 | Continuos light, green, 70mm | 68 | cerere oferta | N | 1 | 0 | 1 | 0.075 | KG | 74X74X82 | 4015081677665 |  | 391 | ICD | 1
171435 | SL7-L-R | 171435 | Continuos light, red, 70mm | 68 | cerere oferta | N | 1 | 0 | 1 | 0.075 | KG | 74X74X82 | 4015081677672 |  | 391 | ICD | 1
171436 | SL7-L-W | 171436 | Continuos light, white, 70mm | 68 | cerere oferta | N | 1 | 0 | 1 | 0.075 | KG | 74X74X82 | 4015081678280 |  | 391 | ICD | 1
171437 | SL7-L-Y | 171437 | Continuos light, yellow, 70mm | 68 | cerere oferta | N | 1 | 0 | 1 | 0.075 | KG | 74X74X82 | 4015081677689 |  | 391 | ICD | 1
171459 | SL7-SWD | 171459 | Base Connection to an SW-DT,70mm | 68 | cerere oferta | N | 1 | 0 | 1 | 0.231 | KG | 85X85X310 | 4015081677870 |  | 391 | ICD | 1
91476 | SLHF-ID | 91476 | ACC.INS.ENCLOSURE CI3-CI49 | 94 | cerere oferta | N | 5 | 0 | 1 | 0.031 | KG | 40X10X20 | 4015080914761 |  | 277 | PDC | 1
531027FULL-0085 | SO/A/DW/10C (DEEP WHITE BASE) | 531027FULL-0085 | Solex Xenon, Deep Base, White Base, Amber Lens, 10C | 732 | cerere oferta | N | 1 | 0 | 1 | 0.1 | KG | NA | NA |  | Solex Xenon, Solex 10, Amber Lens | Fulleon | 1
531027FULL-1048 | SO/A/DW/10C SOLEX10 MAINS BASE WHITE | 531027FULL-1048 | Solex Xenon, Deep Base, Mains, White Base, Amber Lens, 10C | 732 | cerere oferta | N | 1 | 0 | 1 | 0.1 | KG | NA | NA |  | Solex Xenon, Solex 10, Amber Lens | Fulleon | 1
531029FULL-0112 | SO/A/DW/15C DEEP WHITE BASE | 531029FULL-0112 | Solex Beacon, Amber Lens, White Deep Base, 15Cd | 732 | cerere oferta | N | 1 | 0 | 1 | 0.1 | KG | NA | NA |  | Solex Xenon, Solex 15, Amber Lens | Fulleon | 1
531026FULL-0086 | SO/A/DW/3C (DEEP WHITE BASE) | 531026FULL-0086 | Solex Beacon, Amber Lens, White Deep Base, 3Cd | 732 | cerere oferta | N | 1 | 0 | 1 | 0.1 | KG | NA | NA |  | Solex Xenon, Solex 3, Amber Lens | Fulleon | 1
531026FULL-1053 | SO/A/NB/3C | 531026FULL-1053 | Solex Xenon, No Base, White Base, Amber Lens, 3C | 732 | cerere oferta | N | 1 | 0 | 1 | 0.1 | KG | NA | NA |  | Solex Xenon, Solex 3, Amber Lens | Fulleon | 1
531027FULL-0063 | SO/A/SW/10C SOLEX10 AMBER/WHITE SHALL | 531027FULL-0063 | Solex Beacon, Amber Lens, White Shallow Base, 10Cd | 732 | cerere oferta | N | 1 | 0 | 1 | 0.1 | KG | NA | NA |  | Solex Xenon, Solex 10, Amber Lens | Fulleon | 1
531044FULL-0077 | SO/A/SW/10C/AT (ANTI TAMPER) | 531044FULL-0077 | Solex Beacon Amber Lens, White Shallow Base, 10Cd Anti-tamper | 732 | cerere oferta | N | 1 | 0 | 1 | 0.1 | KG | NA | NA |  | Solex AT Xenon, Solex 10, Amber Lens | Fulleon | 1
531029FULL-0065 | SO/A/SW/15C SHALLOW WHITE BASE | 531029FULL-0065 | Solex Beacon, Amber Lens, White Shallow Base, 15Cd | 732 | cerere oferta | N | 1 | 0 | 1 | 0.1 | KG | NA | NA |  | Solex Xenon, Solex 15, Amber Lens | Fulleon | 1
531026FULL-0062 | SO/A/SW/3C (SHALLOW WHITE BASE) | 531026FULL-0062 | Solex Beacon, Amber Lens, White Shallow Base, 3Cd | 732 | cerere oferta | N | 1 | 0 | 1 | 0.1 | KG | NA | NA |  | Solex Xenon, Solex 3, Amber Lens | Fulleon | 1
531027FULL-0101 | SO/A/UW/10C (U WHITE BASE) | 531027FULL-0101 | Solex Xenon, U Base, White Base, Amber Lens, 10C | 732 | cerere oferta | N | 1 | 0 | 1 | 0.1 | KG | NA | NA |  | Solex Xenon, Solex 10, Amber Lens | Fulleon | 1
531034FULL-0090 | SO/B/DW/10C (DEEP WHITE BASE) | 531034FULL-0090 | Solex Xenon, Deep Base, White Base, Blue Lens, 10C | 732 | cerere oferta | N | 1 | 0 | 1 | 0.1 | KG | NA | NA |  | Solex Xenon, Solex 10, Blue Lens | Fulleon | 1
531051FULL-1051 | SO/B/DW/10C MAINS MODULE TCM | 531051FULL-1051 | Solex Xenon, Deep Base, Mains, White Base, Blue Lens, 10C | 732 | cerere oferta | N | 1 | 0 | 1 | 0.1 | KG | NA | NA |  | Solex Xenon, Solex Mains, Blue Lens | Fulleon | 1
531037FULL-0114 | SO/B/DW/15C DEEP WHITE BASE | 531037FULL-0114 | Solex Xenon, Deep Base, White Base, Blue Lens, 15C | 732 | cerere oferta | N | 1 | 0 | 1 | 0.1 | KG | NA | NA |  | Solex Xenon, Solex 15, Blue Lens | Fulleon | 1
531040FULL-0089 | SO/B/DW/3C (DEEP WHITE BASE) | 531040FULL-0089 | Solex Xenon, Deep Base, White Base, Blue Lens, 3C | 732 | cerere oferta | N | 1 | 0 | 1 | 0.1 | KG | NA | NA |  | Solex Xenon, Solex 3, Blue Lens | Fulleon | 1
531034FULL-0071 | SO/B/SW/10C SOLEX10 BLUE/WHITE SHALLO | 531034FULL-0071 | Solex Xenon, Shallow Base, White Base, Blue Lens, 10C | 732 | cerere oferta | N | 1 | 0 | 1 | 0.1 | KG | NA | NA |  | Solex Xenon, Solex 10, Blue Lens | Fulleon | 1
531048FULL-1021 | SO/B/SW/10C/AT (ANTI TAMPER) | 531048FULL-1021 | Solex Beacon Blue Lens, White Shallow Base, 10Cd Anti-tamper | 732 | cerere oferta | N | 1 | 0 | 1 | 0.1 | KG | NA | NA |  | Solex AT Xenon, Solex 10, Blue Lens | Fulleon | 1
531037FULL-0074 | SO/B/SW/15C SHALLOW WHITE BASE | 531037FULL-0074 | Solex Xenon, Shallow Base, White Base, 15C | 732 | cerere oferta | N | 1 | 0 | 1 | 0.1 | KG | NA | NA |  | Solex Xenon, Solex 15, Blue Lens | Fulleon | 1
531040FULL-0068 | SO/B/SW/3C (SHALLOW WHITE BASE) | 531040FULL-0068 | Solex Xenon, Shallow Base, White Base, Blue Lens, 3C | 732 | cerere oferta | N | 1 | 0 | 1 | 0.1 | KG | NA | NA |  | Solex Xenon, Solex 3, Blue Lens | Fulleon | 1
531037FULL-0134 | SO/B/UW/15C U WHITE BASE | 531037FULL-0134 | Solex Xenon, U base, White , Blue lens | 732 | cerere oferta | N | 1 | 0 | 1 | 0.1 | KG | NA | NA |  | Solex Xenon, Solex 15, Blue Lens | Fulleon | 1
531042FULL-0093 | SO/C/DW/10C (DEEP WHITE BASE) | 531042FULL-0093 | Solex Xenon, Deep Base, White Base, Clear Lens, 10C | 732 | cerere oferta | N | 1 | 0 | 1 | 0.1 | KG | NA | NA |  | Solex Xenon, Solex 10, Clear Lens | Fulleon | 1
531036FULL-0113 | SO/C/DW/15C DEEP WHITE BASE | 531036FULL-0113 | Solex Xenon, Deep Base, White Base, Clear Lens, 15C | 732 | cerere oferta | N | 1 | 0 | 1 | 0.1 | KG | NA | NA |  | Solex Xenon, Solex 15, Clear Lens | Fulleon | 1
531039FULL-0110 | SO/C/DW/3C | 531039FULL-0110 | Solex Xenon, Deep White Base, Clear Lens, 3C | 732 | cerere oferta | N | 1 | 0 | 1 | 0.1 | KG | NA | NA |  | Solex Xenon, Solex 3, Clear Lens | Fulleon | 1
531042FULL-0070 | SO/C/SW/10C SOLEX10 CLEAR/WHITE SHALL | 531042FULL-0070 | Solex beacon, Clear lens, White Shallow base, 10C | 732 | cerere oferta | N | 1 | 0 | 1 | 0.1 | KG | NA | NA |  | Solex Xenon, Solex 10, Clear Lens | Fulleon | 1
531047FULL-1020 | SO/C/SW/10C/AT (ANTI TAMPER) | 531047FULL-1020 | Solex beacon Clear Lens, White Shallow Base, 10Cd Anti-tamper | 732 | cerere oferta | N | 1 | 0 | 1 | 0.1 | KG | NA | NA |  | Solex AT Xenon, Solex 10, Clear Lens | Fulleon | 1
531036FULL-0073 | SO/C/SW/15C SHALLOW WHITE BASE | 531036FULL-0073 | Solex Xenon, Shallow Base, White Base, Clear Lens, 15C | 732 | cerere oferta | N | 1 | 0 | 1 | 0.1 | KG | NA | NA |  | Solex Xenon, Solex 15, Clear Lens | Fulleon | 1
531039FULL-0067 | SO/C/SW/3C (SHALLOW WHITE BASE) | 531039FULL-0067 | Solex Xenon, Shallow Base, White Base, Clear Lens, 3C | 732 | cerere oferta | N | 1 | 0 | 1 | 0.1 | KG | NA | NA |  | Solex Xenon, Solex 3, Clear Lens | Fulleon | 1
531042FULL-0124 | SO/C/UW/10C (U WHITE BASE) | 531042FULL-0124 | Solex 10C White U Base | 732 | cerere oferta | N | 1 | 0 | 1 | 0.1 | KG | NA | NA |  | Solex Xenon, Solex 10, Clear Lens | Fulleon | 1
531035FULL-0091 | SO/G/DW/10C (DEEP WHITE BASE) | 531035FULL-0091 | Solex Xenon, Deep Base, White Base, Green Lens, 10C | 732 | cerere oferta | N | 1 | 0 | 1 | 0.1 | KG | NA | NA |  | Solex Xenon, Solex 10, Green Lens | Fulleon | 1
531038FULL-0115 | SO/G/DW/15C DEEP WHITE BASE | 531038FULL-0115 | Solex Xenon, Deep White Base, Green lens | 732 | cerere oferta | N | 1 | 0 | 1 | 0.1 | KG | NA | NA |  | Solex Xenon, Solex 15, Green Lens | Fulleon | 1
531041FULL-0092 | SO/G/DW/3C (DEEP WHITE BASE) | 531041FULL-0092 | Solex Xenon, Deep Base, White Base, Green Lens, 3C | 732 | cerere oferta | N | 1 | 0 | 1 | 0.1 | KG | NA | NA |  | Solex Xenon, Solex 3, Green Lens | Fulleon | 1
531035FULL-0072 | SO/G/SW/10C SOLEX 10 BEACON GREEN LNS | 531035FULL-0072 | Solex Xenon, Shallow Base, White Base, Green Lens, 10C | 732 | cerere oferta | N | 1 | 0 | 1 | 0.1 | KG | NA | NA |  | Solex Xenon, Solex 10, Green Lens | Fulleon | 1
531049FULL-0141 | SO/G/SW/10C/AT (ANTI TAMPER) | 531049FULL-0141 | Solex 10C White Shallow Base (Anti Tamper) | 732 | cerere oferta | N | 1 | 0 | 1 | 0.1 | KG | NA | NA |  | Solex Xenon, Solex 10, Green Lens | Fulleon | 1
531038FULL-0075 | SO/G/SW/15C SHALLOW WHITE BASE | 531038FULL-0075 | Solex Xenon, Shallow Base, White Base, Green Lens, 15C | 732 | cerere oferta | N | 1 | 0 | 1 | 0.1 | KG | NA | NA |  | Solex Xenon, Solex 15, Green Lens | Fulleon | 1
531041FULL-0069 | SO/G/SW/3C (SHALLOW WHITE BASE) | 531041FULL-0069 | Solex Xenon, Shallow Base, White Base Green Lens 3C | 732 | cerere oferta | N | 1 | 0 | 1 | 0.1 | KG | NA | NA |  | Solex Xenon, Solex 3, Green Lens | Fulleon | 1
531924MED-1081 | SO/R/DR/10C MARINE (DEEP RED BASE) | 531924MED-1081 | Solex Xenon, Deep Red Base, Red Lens, 10C | 732 | cerere oferta | N | 1 | 0 | 1 | 0.1 | KG | NA | NA |  | Solex Xenon, Solex 10, Red Lens, Marine | Fulleon | 1
531024FULL-0088 | SO/R/DR/10C (DEEP RED BASE) | 531024FULL-0088 | Solex Xenon, Deep Base, Red Base, Red Lens, 10C | 732 | cerere oferta | N | 1 | 0 | 1 | 0.1 | KG | NA | NA |  | Solex Xenon, Solex 10, Red Lens | Fulleon | 1
531024FULL-1049 | SO/R/DR/10C SOLEX10 MAINS MODULE RED | 531024FULL-1049 | Solex Xenon, Deep Base, Red Base, Red Lens, 10C | 732 | cerere oferta | N | 1 | 0 | 1 | 0.1 | KG | NA | NA |  | Solex Xenon, Solex 10, Red Lens | Fulleon | 1
531024FULL-0088E | SO/R/DR/10C XPRS | 531024FULL-0088E | Solex Beacon, Red Lens, Red Deep Base, 10Cd | 732 | cerere oferta | N | 1 | 0 | 1 | 0.1 | KG | NA | NA |  | Solex Xenon, Solex 10, Red Lens | Fulleon | 1
531028FULL-0111 | SO/R/DR/15C | 531028FULL-0111 | Solex Beacon, Red Lens, Red Deep Base, 15Cd | 732 | cerere oferta | N | 1 | 0 | 1 | 0.1 | KG | NA | NA |  | Solex Xenon, Solex 15, Red Lens | Fulleon | 1
531028MED-1082 | SO/R/DR/15C MARINE (DEEP RED BASE) | 531028MED-1082 | Solex Xenon, Deep Red Base, Red Lens, 15C | 732 | cerere oferta | N | 1 | 0 | 1 | 0.1 | KG | NA | NA |  | Solex Xenon, Solex 15, Red Lens | Fulleon | 1
531025FULL-0087 | SO/R/DR/3C (DEEP RED BASE) | 531025FULL-0087 | Solex beacon, Red lens, Red deep base, 3Cd | 732 | cerere oferta | N | 1 | 0 | 1 | 0.1 | KG | NA | NA |  | Solex Xenon, Solex 3, Red Lens | Fulleon | 1
531025FULL-1052 | SO/R/NB/3C | 531025FULL-1052 | Solex Xenon, No Base, Red Base, Red Lens, 3C | 732 | cerere oferta | N | 1 | 0 | 1 | 0.1 | KG | NA | NA |  | Solex Xenon, Solex 3, Red Lens | Fulleon | 1
531024FULL-0060E | SO/R/SR/10C XPRS | 531024FULL-0060E | Solex Xenon, Shallow Base, Red Base, Red Lens, 10C | 732 | cerere oferta | N | 1 | 0 | 1 | 0.1 | KG | NA | NA |  | Solex Xenon, Solex 10, Red Lens | Fulleon | 1
531028FULL-0064 | SO/R/SR/15C SHALLOW RED BASE | 531028FULL-0064 | Solex Beacon, Red Lens, Red Shallow Base, 15Cd | 732 | cerere oferta | N | 1 | 0 | 1 | 0.1 | KG | NA | NA |  | Solex Xenon, Solex 10, Red Lens | Fulleon | 1
531025FULL-0061E | SO/R/SR/3C XPRS | 531025FULL-0061E | Solex Xenon, Shallow Base, Red Base, Red Lens, 3C | 732 | cerere oferta | N | 1 | 0 | 1 | 0.1 | KG | NA | NA |  | Solex Xenon, Solex 3, Red Lens | Fulleon | 1
531024FULL-0008 | SO/R/SW/10C SOLEX10 RED/WHITE SHALLOW | 531024FULL-0008 | Solex Xenon, Shallow White Base, Red Flash, 10C | 732 | cerere oferta | N | 1 | 0 | 1 | 0.1 | KG | NA | NA |  | Solex Xenon, Solex 10, Red Lens | Fulleon | 1
531024FULL-0083 | SO/R/UR/10C (U RED BASE) | 531024FULL-0083 | Solex Xenon, U Base, Red Base, Red Lens, 10C | 732 | cerere oferta | N | 1 | 0 | 1 | 0.1 | KG | NA | NA |  | Solex Xenon, Solex 10, Red Lens | Fulleon | 1
531028FULL-0131 | SO/R/UR/15C U RED BASE | 531028FULL-0131 | Solex Xenon, U Base, Red Base, Red Lens, 15C | 732 | cerere oferta | N | 1 | 0 | 1 | 0.1 | KG | NA | NA |  | Solex Xenon, Solex 15, Red Lens | Fulleon | 1
531025FULL-0084 | SO/R/UR/3C (WITH RED U BASE) | 531025FULL-0084 | Solex Xenon, 'U' Red Base, Red Lens, 3C | 732 | cerere oferta | N | 1 | 0 | 1 | 0.1 | KG | NA | NA |  | Solex Xenon, Solex 3, Red Lens | Fulleon | 1
531043FULL-0076 | SO/RL/SR/10C/AT (ANTI TAMPER) | 531043FULL-0076 | Solex Beacon Red Lens, Red Shallow Base, 10Cd Anti-tamper | 732 | cerere oferta | N | 1 | 0 | 1 | 0.1 | KG | NA | NA |  | Solex AT Xenon, Solex 10, Red Lens | Fulleon | 1
267143 | SOHO-12HE/MO/LEI | 267143 | Rigleta 10" cabluri 12U | 87 | cerere oferta | N | 1 | 0 | 1 | 0.2 | KG | 14X36,50X386,30 | 4015082671433 |  | 275 | PDC | 1
267121 | SOHO-209/KAS/10/C | 267121 | Sina profil C rigidizare cabluri | 87 | cerere oferta | N | 1 | 0 | 1 | 0.35 | KG | 22X209X40 | 4015082671211 |  | 275 | PDC | 1
267120 | SOHO-2A12/GL/ZS | 267120 | Rack 10", cu montaj pe perete, cu broasc | 87 | cerere oferta | N | 1 | 0 | 1 | 10.9 | KG | 282,50X320X625,30 | 4015082671204 |  | 275 | PDC | 1
267076 | SOHO-2A4/GL/ZS | 267076 | Rack 10", montaj pe perete, 2 parti, usa | 87 | cerere oferta | N | 1 | 0 | 1 | 7 | KG | 0 001X0 001X0 001 | 4015082670764 |  | 275 | PDC | 1
267078 | SOHO-2A6/GL/ZS | 267078 | Rack 10", cu montaj pe perete, cu broasc | 87 | cerere oferta | N | 1 | 0 | 1 | 7.4 | KG | 282,50X320X358,65 | 4015082670788 |  | 275 | PDC | 1
267079 | SOHO-2A9/GL/ZS | 267079 | Rack 10", cu montaj pe perete, cu broasc | 87 | cerere oferta | N | 1 | 0 | 1 | 9 | KG | 282,50X320X492,00 | 4015082670795 |  | 275 | PDC | 1
267140 | SOHO-4HE/MO/LEI | 267140 | Rigleta 10" cabluri 4U | 87 | cerere oferta | N | 1 | 1 | 1 | 0.04 | KG | 14X36,50X90 | 4015082671402 |  | 275 | PDC | 1
267141 | SOHO-6HE/MO/LEI | 267141 | Rigleta 10" cabluri 6U | 87 | cerere oferta | N | 1 | 1 | 1 | 0.07 | KG | 14X36,50X144 | 4015082671419 |  | 275 | PDC | 1
267142 | SOHO-9HE/MO/LEI | 267142 | Rigleta 10" cabluri 9U | 87 | cerere oferta | N | 1 | 0 | 1 | 0.13 | KG | 14X36,50X253 | 4015082671426 |  | 275 | PDC | 1
267139 | SOHO-ADA/10/19 | 267139 | Adaptor pentru combinare sisteme 10" cu | 87 | cerere oferta | N | 1 | 0 | 1 | 0.6 | KG | 10X560X268 | 4015082671396 |  | 275 | PDC | 1
267144 | SOHO-ERDS/10 | 267144 | Bara impamantare 10" | 87 | cerere oferta | N | 1 | 0 | 1 | 0.2 | KG | 34,50X252X44 | 4015082671440 |  | 275 | PDC | 1
267125 | SOHO-FFE/10/1HE/T160 | 267125 | Rafturi fixe 10" cu prindere frontala 16 | 87 | cerere oferta | N | 1 | 0 | 1 | 0.5 | KG | 159,50X254X44 | 4015082671259 |  | 275 | PDC | 1
267126 | SOHO-FP/KFB/M/1HE | 267126 | Placa frontala 10" cu ghidaj cabluri, me | 87 | cerere oferta | N | 1 | 0 | 1 | 0.35 | KG | 75X254X43,60 | 4015082671266 |  | 275 | PDC | 1
267122 | SOHO-FPB/10/1HE | 267122 | Placa frontala 10" obturatoare | 87 | cerere oferta | N | 1 | 1 | 1 | 0.25 | KG | 10X254X43,60 | 4015082671228 |  | 275 | PDC | 1
267123 | SOHO-FPD/10/1HE | 267123 | Placa frontala 10", trecere cabluri | 87 | cerere oferta | N | 1 | 0 | 1 | 0.2 | KG | 10X254X43,60 | 4015082671235 |  | 275 | PDC | 1
267124 | SOHO-KBL/B10 | 267124 | Rigleta fixare cabluri, 10" | 87 | cerere oferta | N | 1 | 0 | 1 | 0.4 | KG | 14X255X82 | 4015082671242 |  | 275 | PDC | 1
267138 | SOHO-STL/10/3F | 267138 | Placa multiprize 10" 3 prize | 87 | cerere oferta | N | 1 | 0 | 1 | 0.6 | KG | 47X254X43,80 | 4015082671389 |  | 275 | PDC | 1
811062FULL-0094 | SOL/RF/CL/R/S | 811062FULL-0094 | SOL/RF/CL/R/S | 732 | cerere oferta | N | 1 | 0 | 1 | 0.1 | KG | NA | NA |  | Solista, Solista Red Flash | Fulleon | 1
811013MED-0075 | SOL/RL/R/D MARINE | 811013MED-0075 | Solex LED, Red Lens, Red Deep Base | 732 | cerere oferta | N | 1 | 0 | 1 | 0.1 | KG | NA | NA |  | Solista LED, Solista Red Lens, Marine | Fulleon | 1
811013FULL-0007 | SOL/RL/R/D SOLISTA LED BCN RED DEEP BASE | 811013FULL-0007 | Solista Red Lens, Red, Deep base | 732 | cerere oferta | N | 1 | 0 | 1 | 0.1 | KG | NA | NA |  | Solista LED, Solista Red Lens | Fulleon | 1
811011FULL-0005 | SOL/RL/R/NB CONVENTIONAL LED BEACON | 811011FULL-0005 | Solista LED, No Base, Beacon, Red Base, Red Lens | 732 | cerere oferta | N | 1 | 0 | 1 | 0.1 | KG | NA | NA |  | Solista LED, Solista Red Lens | Fulleon | 1
811012FULL-0006 | SOL/RL/R/S LED BCN RED LENS 576.501.230 | 811012FULL-0006 | Solista Red lens, Red Shallow Base | 732 | cerere oferta | N | 1 | 0 | 1 | 0.1 | KG | NA | NA |  | Solista LED, Solista Red Lens | Fulleon | 1
811012MED-0074 | SOL/RL/R/S MARINE | 811012MED-0074 | Solista LED, Red Lens, Red Shallow Base | 732 | cerere oferta | N | 1 | 0 | 1 | 0.1 | KG | NA | NA |  | Solista LED, Solista Red Lens, Marine | Fulleon | 1
811017FULL-0025 | SOL/RL/W/NB | 811017FULL-0025 | Solista Red Flash, White. No Base | 732 | cerere oferta | N | 1 | 0 | 1 | 0.1 | KG | NA | NA |  | Solista LED, Solista Red Lens | Fulleon | 1
811016FULL-0010 | SOL/RL/W/S CONVENTIONAL LED BEACON | 811016FULL-0010 | Solista LED, Beacon, Red Lens, White Body, Shallow Base | 732 | cerere oferta | N | 1 | 0 | 1 | 0.1 | KG | NA | NA |  | Solista LED, Solista Red Lens | Fulleon | 1
590201FULL-0301 | SOLEX LENS PACK OF 5 AMBER | 590201FULL-0301 | Pack of 5 Amber Solex lenses | 732 | cerere oferta | N | 1 | 0 | 1 | 0.1 | KG | NA | NA |  | Solex Xenon, Lens Pack | Fulleon | 1
590203FULL-0303 | SOLEX LENS PACK OF 5 BLUE | 590203FULL-0303 | Pack of 5 Blue Solex lenses | 732 | cerere oferta | N | 1 | 0 | 1 | 0.1 | KG | NA | NA |  | Solex Xenon, Lens Pack | Fulleon | 1
590202FULL-0302 | SOLEX LENS PACK OF 5 CLEAR | 590202FULL-0302 | Pack of 5 Clear Solex lenses | 732 | cerere oferta | N | 1 | 0 | 1 | 0.1 | KG | NA | NA |  | Solex Xenon, Lens Pack | Fulleon | 1
590204FULL-0304 | SOLEX LENS PACK OF 5 GREEN | 590204FULL-0304 | Pack of 5 Green Solex lenses | 732 | cerere oferta | N | 1 | 0 | 1 | 0.1 | KG | NA | NA |  | Solex Xenon, Lens Pack | Fulleon | 1
590200FULL-0300 | SOLEX LENS PACK OF 5 RED | 590200FULL-0300 | Pack of 5 Red Solex lenses | 732 | cerere oferta | N | 1 | 0 | 1 | 0.1 | KG | NA | NA |  | Solex Xenon, Lens Pack | Fulleon | 1
812009FULL-0110X | SOL-LX-W/WF/R1/U | 812009FULL-0110X | Solista LX, Red Base, White Flash, U | 732 | cerere oferta | N | 1 | 0 | 1 | 0.1 | KG | NA | NA |  | Solista LX, White Flash | Fulleon | 1
8310111FULL-0001 | SOLSQM/RL/R BEACON ONLY | 8310111FULL-0001 | Solista LED Beacon for Squashni Micro Fitting. Red Lens Red | 732 | cerere oferta | N | 1 | 0 | 1 | 0.1 | KG | NA | NA |  | Base Sounder, SQM Base sndr | Fulleon | 1
811057FULL-0082 | SOLX/AF/CL/R/D 240V + MAINS MODULE | 811057FULL-0082 | Solista Maxi LED, Deep Base, White Base, Clear Lens, Red Flash | 732 | cerere oferta | N | 1 | 0 | 1 | 0.1 | KG | NA | NA |  | Solista Maxi LED, Amber Flash | Fulleon | 1
811042FULL-0007 | SOLX/AF/CL/R/S | 811042FULL-0007 | Solista Maxi, Red Body, Amber Flash (clear lens) | 732 | cerere oferta | N | 1 | 0 | 1 | 0.1 | KG | NA | NA |  | Solista Maxi LED, Amber Flash | Fulleon | 1
811027FULL-0044 | SOLX/AF/CL/W/D AMBER FLASH | 811027FULL-0044 | Solista Maxi, White Body, Amber Flash, Deep Base (clear lens) | 732 | cerere oferta | N | 1 | 0 | 1 | 0.1 | KG | NA | NA |  | Solista Maxi LED, Amber Flash | Fulleon | 1
811026FULL-0043 | SOLX/AF/CL/W/S AMBER FLASH | 811026FULL-0043 | Solista Maxi, White Body, Amber Flash (clear lens), Shallow Base | 732 | cerere oferta | N | 1 | 0 | 1 | 0.1 | KG | NA | NA |  | Solista Maxi LED, Amber Flash | Fulleon | 1
811045FULL-0010 | SOLX/BF/CL/R/S | 811045FULL-0010 | Solista Maxi, Red Body, Blue Flash (clear lens) | 732 | cerere oferta | N | 1 | 0 | 1 | 0.1 | KG | NA | NA |  | Solista Maxi LED, Amber Flash | Fulleon | 1
811036FULL-0053 | SOLX/BF/CL/W/D BLUE FLASH | 811036FULL-0053 | Solista Maxi, White Body, Blue Flash, Deep Base (clear lens) | 732 | cerere oferta | N | 1 | 0 | 1 | 0.1 | KG | NA | NA |  | Solista Maxi LED, Amber Flash | Fulleon | 1
811035FULL-0052 | SOLX/BF/CL/W/S BLUE FLASH | 811035FULL-0052 | Solista Maxi, White Body, Blue Flash, Shallow Base (clear lens) | 732 | cerere oferta | N | 1 | 0 | 1 | 0.1 | KG | NA | NA |  | Solista Maxi LED, Amber Flash | Fulleon | 1
811043FULL-0008 | SOLX/GF/CL/R/S | 811043FULL-0008 | Solista Maxi, Red Body, Green Flash (clear lens) | 732 | cerere oferta | N | 1 | 0 | 1 | 0.1 | KG | NA | NA |  | Solista Maxi LED, Amber Flash | Fulleon | 1
811030FULL-0047 | SOLX/GF/CL/W/D GREEN FLASH | 811030FULL-0047 | Solista Maxi, White Body, Green Flash, Deep Base (clear lens) | 732 | cerere oferta | N | 1 | 0 | 1 | 0.1 | KG | NA | NA |  | Solista Maxi LED, Amber Flash | Fulleon | 1
811029FULL-0046 | SOLX/GF/CL/W/S GREEN FLASH | 811029FULL-0046 | Solista Maxi, White Body, Green Flash (clear lens), Shallow Base | 732 | cerere oferta | N | 1 | 0 | 1 | 0.1 | KG | NA | NA |  | Solista Maxi LED, Amber Flash | Fulleon | 1
811041FULL-0006 | SOLX/RF/CL/R/S | 811041FULL-0006 | Solista Maxi, Red Body, Clear Lens, Red, Shallow Base | 732 | cerere oferta | N | 1 | 0 | 1 | 0.1 | KG | NA | NA |  | Solista Maxi LED, Red Flash | Fulleon | 1
811051FULL-0069 | SOLX/RF/CL/W/D RED FLASH | 811051FULL-0069 | Solista Maxi LED, Deep Base, White Base, Clear Lens, Red Flash | 732 | cerere oferta | N | 1 | 0 | 1 | 0.1 | KG | NA | NA |  | Solista Maxi LED, Red Flash | Fulleon | 1
811023FULL-0039 | SOLX/RF/CL/W/S RED FLASH (white resist) | 811023FULL-0039 | Solista Maxi, White Body, Red Flash (clear lens), Shallow Base | 732 | cerere oferta | N | 1 | 0 | 1 | 0.1 | KG | NA | NA |  | Solista Maxi LED, Red Flash | Fulleon | 1
811032FULL-0049 | SOLX/WF/CL/W/S WHITE FLASH | 811032FULL-0049 | Solista Maxi, White Body, White Flash (clear lens), Shallow Base | 732 | cerere oferta | N | 1 | 0 | 1 | 0.1 | KG | NA | NA |  | Solista Maxi LED, White Flash | Fulleon | 1
208655 | SP-32/45-PKZ0 | 208655 | accesorii -PKZ0 | 33 | cerere oferta | S | 2 | 2.5 | 1 | 0.105 | KG | 50X45X130 | 4015082086558 |  | 701 | ICD | 1
267489 | SP-B+C/3 | 267489 | desc comb tens atm cl B+C, 3P | 81 | cerere oferta | S | 1 | 6.3 | 1 | 0.94 | KG | 112X110X64 | 4015082674892 |  | 659 | PDC | 1
267510 | SP-B+C/3+1 | 267510 | desc comb tens atm cl B+C, 3+1 | 81 | cerere oferta | S | 1 | 9.2 | 1 | 1.41 | KG | 112X160,20X64 | 4015082675103 |  | 659 | PDC | 1
248145 | SPB-D-125 | 248145 | descarcator tens atm cl B D-125 | 81 | cerere oferta | S | 2 | 1 | 60 | 0.08 | KG | 90X17,5X64 | 4015082481452 |  | 659 | PDC | 1
158306 | SPBT12-280/1 | 158306 | Surge protective device | 81 | cerere oferta | N | 12 | 1 | 120 | 0.137 | KG | 80X17,5X65 | 4015081548842 |  | 659 | PDC | 1
158309 | SPBT12-280/2 | 158309 | Surge protective device | 81 | cerere oferta | N | 1 | 2 | 60 | 0.285 | KG | 86X35X69 | 4015081548873 |  | 659 | PDC | 1
158330 | SPBT12-280/3 | 158330 | Surge protective device | 81 | cerere oferta | N | 1 | 3 | 40 | 0.429 | KG | 86X52,5X69 | 4015081548880 |  | 659 | PDC | 1
158331 | SPBT12-280/4 | 158331 | Surge protective device | 81 | cerere oferta | N | 1 | 4 | 30 | 0.574 | KG | 86X70X69 | 4015081548897 |  | 659 | PDC | 1
158334 | SPBT12-280-1+NPE-AX | 158334 | SPBT12-280-1+NPE-AX | 81 | cerere oferta | N | 1 |  | 1 | 0.424 | KG |  | 4015081549221 |  | 659 | PDC | 1
158332 | SPBT12-280-3+NPE | 158332 | Surge protective device | 81 | cerere oferta | N | 1 | 5 | 20 | 0.668 | KG | 90X87,5X69 | 4015081549207 |  | 659 | PDC | 1
5741 | SP-CI-RAL7032 | 5741 | ACC.INS.ENCLOSURE CI3-CI49 | 94 | cerere oferta | S | 1 | 0 | 1 | 0.42 | KG | 100X50X50 | 4015080057413 |  | 277 | PDC | 1
167577 | SPCT2-075 | 167577 | Surge protective device | 81 | cerere oferta | S | 2 | 1 | 120 | 0.036 | KG | 52X17,5X60 | 4015081640690 |  | 659 | PDC | 1
167578 | SPCT2-075/1 | 167578 | Surge protective device | 81 | cerere oferta | S | 2 | 1 | 120 | 0.09 | KG | 80X17,5X68 | 4015081640706 |  | 659 | PDC | 1
167579 | SPCT2-075/2 | 167579 | Surge protective device | 81 | cerere oferta | S | 1 | 2 | 60 | 0.193 | KG | 80X35X68 | 4015081640713 |  | 659 | PDC | 1
167580 | SPCT2-075/3 | 167580 | Surge protective device | 81 | cerere oferta | S | 1 | 3 | 40 | 0.287 | KG | 80X52,5X68 | 4015081640720 |  | 659 | PDC | 1
167581 | SPCT2-075/4 | 167581 | Surge protective device | 81 | cerere oferta | S | 1 | 4 | 30 | 0.381 | KG | 80X70X68 | 4015081640737 |  | 659 | PDC | 1
167582 | SPCT2-135 | 167582 | Surge protective device | 81 | cerere oferta | S | 2 | 1 | 120 | 0.041 | KG | 52X17,5X60 | 4015081640744 |  | 659 | PDC | 1
167583 | SPCT2-135/1 | 167583 | Surge protective device | 81 | cerere oferta | S | 2 | 1 | 120 | 0.095 | KG | 80X17,5X68 | 4015081640751 |  | 659 | PDC | 1
167584 | SPCT2-135/2 | 167584 | Surge protective device | 81 | cerere oferta | S | 1 | 2 | 60 | 0.203 | KG | 80X35X68 | 4015081640768 |  | 659 | PDC | 1
167585 | SPCT2-135/3 | 167585 | Surge protective device | 81 | cerere oferta | S | 1 | 3 | 40 | 0.302 | KG | 80X52,5X68 | 4015081640775 |  | 659 | PDC | 1
167586 | SPCT2-135/4 | 167586 | Surge protective device | 81 | cerere oferta | S | 1 | 4 | 30 | 0.401 | KG | 80X70X68 | 4015081640782 |  | 659 | PDC | 1
167587 | SPCT2-175 | 167587 | Surge protective device | 81 | cerere oferta | S | 2 | 1 | 120 | 0.043 | KG | 52X17,5X60 | 4015081640799 |  | 659 | PDC | 1
167588 | SPCT2-175/1 | 167588 | Surge protective device | 81 | cerere oferta | S | 2 | 1 | 120 | 0.097 | KG | 80X17,5X68 | 4015081640805 |  | 659 | PDC | 1
167589 | SPCT2-175/2 | 167589 | Surge protective device | 81 | cerere oferta | S | 1 | 2 | 60 | 0.207 | KG | 80X35X68 | 4015081640812 |  | 659 | PDC | 1
167590 | SPCT2-175/3 | 167590 | Surge protective device | 81 | cerere oferta | S | 1 | 3 | 40 | 0.308 | KG | 80X52,5X68 | 4015081640829 |  | 659 | PDC | 1
167591 | SPCT2-175/4 | 167591 | Surge protective device | 81 | cerere oferta | S | 1 | 4 | 30 | 0.409 | KG | 80X70X68 | 4015081640836 |  | 659 | PDC | 1
167592 | SPCT2-280 | 167592 | Surge protective device | 81 | cerere oferta | S | 2 | 1 | 120 | 0.044 | KG | 52X17,5X60 | 4015081640843 |  | 659 | PDC | 1
167593 | SPCT2-280/1 | 167593 | Surge protective device | 81 | cerere oferta | S | 2 | 1 | 120 | 0.098 | KG | 80X17,5X68 | 4015081640850 |  | 659 | PDC | 1
167594 | SPCT2-280/2 | 167594 | Surge protective device | 81 | cerere oferta | S | 1 | 2 | 60 | 0.209 | KG | 80X35X68 | 4015081640867 |  | 659 | PDC | 1
167595 | SPCT2-280/3 | 167595 | Surge protective device | 81 | cerere oferta | S | 1 | 3 | 40 | 0.311 | KG | 80X52,5X68 | 4015081640669 |  | 659 | PDC | 1
167596 | SPCT2-280/4 | 167596 | Surge protective device | 81 | cerere oferta | S | 1 | 4 | 30 | 0.413 | KG | 80X70X68 | 4015081640874 |  | 659 | PDC | 1
167619 | SPCT2-280-1+NPE | 167619 | Surge protective device | 81 | cerere oferta | S | 1 | 2 | 60 | 0.21 | KG | 80X35X68 | 4015081641093 |  | 659 | PDC | 1
167620 | SPCT2-280-3+NPE | 167620 | Surge protective device | 81 | cerere oferta | S | 1 | 4 | 30 | 0.399 | KG | 80X70X68 | 4015081640683 |  | 659 | PDC | 1
167629 | SPCT2-280-3+NPE/BB | 167629 | Surge protective device | 81 | cerere oferta | S | 1 | 9.1 | 30 | 0.556 | KG | 103X159X68 | 4015081641185 |  | 659 | PDC | 1
167597 | SPCT2-335 | 167597 | Surge protective device | 81 | cerere oferta | S | 2 | 1 | 120 | 0.047 | KG | 52X17,5X60 | 4015081640881 |  | 659 | PDC | 1
167598 | SPCT2-335/1 | 167598 | Surge protective device | 81 | cerere oferta | S | 2 | 1 | 120 | 0.101 | KG | 80X17,5X68 | 4015081640898 |  | 659 | PDC | 1
167599 | SPCT2-335/2 | 167599 | Surge protective device | 81 | cerere oferta | S | 1 | 2 | 60 | 0.215 | KG | 80X35X68 | 4015081640904 |  | 659 | PDC | 1
167600 | SPCT2-335/3 | 167600 | Surge protective device | 81 | cerere oferta | S | 1 | 3 | 40 | 0.32 | KG | 80X52,5X68 | 4015081640911 |  | 659 | PDC | 1
167601 | SPCT2-335/4 | 167601 | Surge protective device | 81 | cerere oferta | S | 1 | 4 | 30 | 0.425 | KG | 80X70X68 | 4015081640928 |  | 659 | PDC | 1
167621 | SPCT2-335-1+NPE | 167621 | Surge protective device | 81 | cerere oferta | S | 1 | 2 | 60 | 0.198 | KG | 80X35X68 | 4015081641109 |  | 659 | PDC | 1
167622 | SPCT2-335-3+NPE | 167622 | Surge protective device | 81 | cerere oferta | S | 1 | 4 | 30 | 0.408 | KG | 80X70X68 | 4015081641116 |  | 659 | PDC | 1
167630 | SPCT2-335-3+NPE/BB | 167630 | Surge protective device | 81 | cerere oferta | S | 1 | 9.1 | 30 | 0.565 | KG | 103X159X68 | 4015081641192 |  | 659 | PDC | 1
167602 | SPCT2-385 | 167602 | Surge protective device | 81 | cerere oferta | S | 2 | 1 | 120 | 0.048 | KG | 52X17,5X60 | 4015081640935 |  | 659 | PDC | 1
167603 | SPCT2-385/1 | 167603 | Surge protective device | 81 | cerere oferta | S | 2 | 1 | 120 | 0.102 | KG | 80X17,5X68 | 4015081640942 |  | 659 | PDC | 1
167604 | SPCT2-385/2 | 167604 | Surge protective device | 81 | cerere oferta | S | 1 | 2 | 60 | 0.217 | KG | 80X35X68 | 4015081640959 |  | 659 | PDC | 1
167605 | SPCT2-385/3 | 167605 | Surge protective device | 81 | cerere oferta | S | 1 | 3 | 40 | 0.323 | KG | 80X52,5X68 | 4015081640966 |  | 659 | PDC | 1
167606 | SPCT2-385/4 | 167606 | Surge protective device | 81 | cerere oferta | S | 1 | 4 | 30 | 0.429 | KG | 80X70X68 | 4015081640973 |  | 659 | PDC | 1
167623 | SPCT2-385-1+NPE | 167623 | Surge protective device | 81 | cerere oferta | S | 1 | 2 | 60 | 0.199 | KG | 80X35X68 | 4015081641123 |  | 659 | PDC | 1
167624 | SPCT2-385-3+NPE | 167624 | Surge protective device | 81 | cerere oferta | S | 1 | 4 | 30 | 0.411 | KG | 80X70X68 | 4015081641130 |  | 659 | PDC | 1
167631 | SPCT2-385-3+NPE/BB | 167631 | Surge protective device | 81 | cerere oferta | S | 1 | 9.1 | 30 | 0.568 | KG | 103X159X68 | 4015081641208 |  | 659 | PDC | 1
167607 | SPCT2-460 | 167607 | Surge protective device | 81 | cerere oferta | S | 2 | 1 | 120 | 0.049 | KG | 52X17,5X60 | 4015081640980 |  | 659 | PDC | 1
167608 | SPCT2-460/1 | 167608 | Surge protective device | 81 | cerere oferta | S | 2 | 1 | 120 | 0.103 | KG | 80X17,5X68 | 4015081640676 |  | 659 | PDC | 1
167609 | SPCT2-460/2 | 167609 | Surge protective device | 81 | cerere oferta | S | 1 | 2 | 60 | 0.219 | KG | 80X35X68 | 4015081640997 |  | 659 | PDC | 1
167610 | SPCT2-460/3 | 167610 | Surge protective device | 81 | cerere oferta | S | 1 | 3 | 40 | 0.326 | KG | 80X52,5X68 | 4015081641000 |  | 659 | PDC | 1
167611 | SPCT2-460/4 | 167611 | Surge protective device | 81 | cerere oferta | S | 1 | 4 | 30 | 0.433 | KG | 80X70X68 | 4015081641017 |  | 659 | PDC | 1
167625 | SPCT2-460-1+NPE | 167625 | Surge protective device | 81 | cerere oferta | S | 1 | 2 | 60 | 0.2 | KG | 80X35X68 | 4015081641147 |  | 659 | PDC | 1
167626 | SPCT2-460-3+NPE | 167626 | Surge protective device | 81 | cerere oferta | S | 1 | 4 | 30 | 0.414 | KG | 80X70X68 | 4015081641154 |  | 659 | PDC | 1
167632 | SPCT2-460-3+NPE/BB | 167632 | Surge protective device | 81 | cerere oferta | S | 1 | 9.1 | 30 | 0.571 | KG | 103X159X68 | 4015081641215 |  | 659 | PDC | 1
167612 | SPCT2-580 | 167612 | Surge protective device | 81 | cerere oferta | S | 2 | 1 | 120 | 0.054 | KG | 52X17,5X60 | 4015081641024 |  | 659 | PDC | 1
167613 | SPCT2-580/1 | 167613 | Surge protective device | 81 | cerere oferta | S | 2 | 1 | 120 | 0.108 | KG | 80X17,5X68 | 4015081641031 |  | 659 | PDC | 1
167614 | SPCT2-580/2 | 167614 | Surge protective device | 81 | cerere oferta | S | 1 | 2 | 60 | 0.229 | KG | 80X35X68 | 4015081641048 |  | 659 | PDC | 1
167615 | SPCT2-580/3 | 167615 | Surge protective device | 81 | cerere oferta | S | 1 | 3 | 40 | 0.341 | KG | 80X52,5X68 | 4015081641055 |  | 659 | PDC | 1
167616 | SPCT2-580/4 | 167616 | Surge protective device | 81 | cerere oferta | S | 1 | 4 | 30 | 0.453 | KG | 80X70X68 | 4015081641062 |  | 659 | PDC | 1
167627 | SPCT2-580-1+NPE | 167627 | Surge protective device | 81 | cerere oferta | S | 1 | 2 | 60 | 0.205 | KG | 80X35X68 | 4015081641161 |  | 659 | PDC | 1
167628 | SPCT2-580-3+NPE | 167628 | Surge protective device | 81 | cerere oferta | S | 1 | 4 | 30 | 0.429 | KG | 80X70X68 | 4015081641178 |  | 659 | PDC | 1
167617 | SPCT2-NPE60 | 167617 | Surge protective device | 81 | cerere oferta | S | 2 | 1 | 120 | 0.03 | KG | 52X17,5X60 | 4015081641079 |  | 659 | PDC | 1
167618 | SPCT2-NPE60/1 | 167618 | Surge protective device | 81 | cerere oferta | S | 2 | 1 | 120 | 0.084 | KG | 80X17,5X68 | 4015081641086 |  | 659 | PDC | 1
283449 | SPD-STL/19/7F-S/BL | 283449 | Placa multipriza cu intrerupator si prot | 87 | cerere oferta | N | 1 | 0 | 1 | 0.9 | KG | 438,5X44X54 | 4015082834494 |  | 275 | PDC | 1
290032 | SPD-STL/19/7F-S/BL/UTE | 290032 | 19" Multiple outlet strip | 87 | cerere oferta | N | 1 | 0 | 1 | 1 | KG | 54X438,5X44,45 | 4015082900328 |  | 275 | PDC | 1
170484 | SPDT3-280 | 170484 | Surge prot. Insert | 81 | cerere oferta | N | 2 | 1 | 120 | 0.044 | KG | 0 001X0 001X0 001 | 4015081669820 |  | 659 | PDC | 1
170485 | SPDT3-280/2 | 170485 | Surge protctive device | 81 | cerere oferta | N | 1 | 1 | 60 | 0.209 | KG | 0 001X0 001X0 001 | 4015081669837 |  | 659 | PDC | 1
170486 | SPDT3-335 | 170486 | Surge prot. Insert | 81 | cerere oferta | N | 2 | 1 | 120 | 0.047 | KG | 0 001X0 001X0 001 | 4015081669844 |  | 659 | PDC | 1
170487 | SPDT3-335-1+NPE | 170487 | Surge protective device | 81 | cerere oferta | N | 1 | 1 | 60 | 0.198 | KG | 0 001X0 001X0 001 | 4015081669851 |  | 659 | PDC | 1
168740 | SPET2-280 | 168740 | Surge protective device | 81 | cerere oferta | N | 2 | 1 | 120 | 0.032 | KG | 0 001X0 001X0 001 | 4015081652303 |  | 659 | PDC | 1
168741 | SPET2-280/1 | 168741 | Surge protective device | 81 | cerere oferta | N | 2 | 1 | 120 | 0.086 | KG | 0 001X0 001X0 001 | 4015081651948 |  | 659 | PDC | 1
168699 | SPET2-280/1+NPE | 168699 | Surge protective device | 81 | cerere oferta | N | 1 | 1 | 60 | 0.183 | KG | 0 001X0 001X0 001 | 4015081651887 |  | 659 | PDC | 1
168742 | SPET2-280/2 | 168742 | Surge protective device | 81 | cerere oferta | N | 1 | 1 | 60 | 0.185 | KG | 0 001X0 001X0 001 | 4015081652310 |  | 659 | PDC | 1
168692 | SPET2-280/3 | 168692 | Surge protective device | 81 | cerere oferta | N | 1 | 0 | 40 | 0.275 | KG | 0 001X0 001X0 001 | 4015081651818 |  | 659 | PDC | 1
168700 | SPET2-280/3+NPE | 168700 | Surge protective device | 81 | cerere oferta | N | 1 | 0 | 30 | 0.363 | KG | 0 001X0 001X0 001 | 4015081651894 |  | 659 | PDC | 1
168693 | SPET2-280/4 | 168693 | Surge protective device | 81 | cerere oferta | N | 1 | 0 | 30 | 0.365 | KG | 0 001X0 001X0 001 | 4015081651825 |  | 659 | PDC | 1
168694 | SPET2-335 | 168694 | Surge protective device | 81 | cerere oferta | N | 2 | 1 | 120 | 0.033 | KG | 0 001X0 001X0 001 | 4015081651832 |  | 659 | PDC | 1
168695 | SPET2-335/1 | 168695 | Surge protective device | 81 | cerere oferta | N | 2 | 1 | 120 | 0.087 | KG | 0 001X0 001X0 001 | 4015081651849 |  | 659 | PDC | 1
168701 | SPET2-335/1+NPE | 168701 | Surge protective device | 81 | cerere oferta | N | 1 | 1 | 60 | 0.184 | KG | 0 001X0 001X0 001 | 4015081651900 |  | 659 | PDC | 1
168696 | SPET2-335/2 | 168696 | Surge protective device | 81 | cerere oferta | N | 1 | 1 | 60 | 0.186 | KG | 0 001X0 001X0 001 | 4015081651856 |  | 659 | PDC | 1
168697 | SPET2-335/3 | 168697 | Surge protective device | 81 | cerere oferta | N | 1 | 0 | 40 | 0.276 | KG | 0 001X0 001X0 001 | 4015081651863 |  | 659 | PDC | 1
168702 | SPET2-335/3+NPE | 168702 | Surge protective device | 81 | cerere oferta | N | 1 | 0 | 30 | 0.364 | KG | 0 001X0 001X0 001 | 4015081651917 |  | 659 | PDC | 1
168698 | SPET2-335/4 | 168698 | Surge protective device | 81 | cerere oferta | N | 1 | 0 | 30 | 0.366 | KG | 0 001X0 001X0 001 | 4015081651870 |  | 659 | PDC | 1
141198 | SPI003A1-4A3N1 | 141198 | IP21 SPI9000 DC-Fed Inverter Unit 380V-5 | 50 | cerere oferta | N | 1 | 0 | 1 | 5 | KG | 190X128X292 | 4015081379903 |  | 696 | ICD | 1
141199 | SPI003A1-5A3N1 | 141199 | IP21 SPI9000 DC-Fed Inverter Unit 525V-6 | 50 | cerere oferta | N | 1 | 0 | 1 | 16 | KG | 237X195X519 | 4015081379910 |  | 696 | ICD | 1
141200 | SPI004A1-5A3N1 | 141200 | IP21 SPI9000 DC-Fed Inverter Unit 525V-6 | 50 | cerere oferta | N | 1 | 0 | 1 | 16 | KG | 237X195X519 | 4015081379927 |  | 696 | ICD | 1
141201 | SPI005A1-5A3N1 | 141201 | IP21 SPI9000 DC-Fed Inverter Unit 525V-6 | 50 | cerere oferta | N | 1 | 0 | 1 | 16 | KG | 237X195X519 | 4015081379934 |  | 696 | ICD | 1
141202 | SPI007A1-4A3N1 | 141202 | IP21 SPI9000 DC-Fed Inverter Unit 380V-5 | 50 | cerere oferta | N | 1 | 0 | 1 | 5 | KG | 190X128X292 | 4015081379941 |  | 696 | ICD | 1
141203 | SPI007A1-5A3N1 | 141203 | IP21 SPI9000 DC-Fed Inverter Unit 525V-6 | 50 | cerere oferta | N | 1 | 0 | 1 | 16 | KG | 237X195X519 | 4015081379958 |  | 696 | ICD | 1
141204 | SPI009A1-4A3N1 | 141204 | IP21 SPI9000 DC-Fed Inverter Unit 380V-5 | 50 | cerere oferta | N | 1 | 0 | 1 | 5 | KG | 190X128X292 | 4015081379965 |  | 696 | ICD | 1
141205 | SPI010A1-5A3N1 | 141205 | IP21 SPI9000 DC-Fed Inverter Unit 525V-6 | 50 | cerere oferta | N | 1 | 0 | 1 | 16 | KG | 237X195X519 | 4015081379972 |  | 696 | ICD | 1
141206 | SPI012A1-4A3N1 | 141206 | IP21 SPI9000 DC-Fed Inverter Unit 380V-5 | 50 | cerere oferta | N | 1 | 0 | 1 | 16 | KG | 237X195X519 | 4015081379989 |  | 696 | ICD | 1
141207 | SPI013A1-5A3N1 | 141207 | IP21 SPI9000 DC-Fed Inverter Unit 525V-6 | 50 | cerere oferta | N | 1 | 0 | 1 | 16 | KG | 237X195X519 | 4015081379996 |  | 696 | ICD | 1
141208 | SPI016A1-4A3N1 | 141208 | IP21 SPI9000 DC-Fed Inverter Unit 380V-5 | 50 | cerere oferta | N | 1 | 0 | 1 | 16 | KG | 237X195X519 | 4015081380008 |  | 696 | ICD | 1
141209 | SPI018A1-5A3N1 | 141209 | IP21 SPI9000 DC-Fed Inverter Unit 525V-6 | 50 | cerere oferta | N | 1 | 0 | 1 | 16 | KG | 237X195X519 | 4015081380015 |  | 696 | ICD | 1
141210 | SPI022A1-5A3N1 | 141210 | IP21 SPI9000 DC-Fed Inverter Unit 525V-6 | 50 | cerere oferta | N | 1 | 0 | 1 | 16 | KG | 237X195X519 | 4015081380022 |  | 696 | ICD | 1
141211 | SPI023A1-4A3N1 | 141211 | IP21 SPI9000 DC-Fed Inverter Unit 380V-5 | 50 | cerere oferta | N | 1 | 0 | 1 | 16 | KG | 237X195X519 | 4015081380039 |  | 696 | ICD | 1
141212 | SPI027A1-5A3N1 | 141212 | IP21 SPI9000 DC-Fed Inverter Unit 525V-6 | 50 | cerere oferta | N | 1 | 0 | 1 | 16 | KG | 237X195X519 | 4015081380046 |  | 696 | ICD | 1
141213 | SPI031A1-4A3N1 | 141213 | IP21 SPI9000 DC-Fed Inverter Unit 380V-5 | 50 | cerere oferta | N | 1 | 0 | 1 | 16 | KG | 237X195X519 | 4015081380053 |  | 696 | ICD | 1
141214 | SPI034A1-5A3N1 | 141214 | IP21 SPI9000 DC-Fed Inverter Unit 525V-6 | 50 | cerere oferta | N | 1 | 0 | 1 | 29 | KG | 257X237X591 | 4015081380060 |  | 696 | ICD | 1
141215 | SPI038A1-4A3N1 | 141215 | IP21 SPI9000 DC-Fed Inverter Unit 380V-5 | 50 | cerere oferta | N | 1 | 0 | 1 | 16 | KG | 237X195X519 | 4015081380077 |  | 696 | ICD | 1
141216 | SPI041A1-5A3N1 | 141216 | IP21 SPI9000 DC-Fed Inverter Unit 525V-6 | 50 | cerere oferta | N | 1 | 0 | 1 | 29 | KG | 257X237X591 | 4015081380084 |  | 696 | ICD | 1
141217 | SPI052A0-5A3N1 | 141217 | IP00 SPI9000 DC-Fed Inverter Unit 525V-6 | 50 | cerere oferta | N | 1 | 0 | 1 | 48 | KG | 344X289X758 | 4015081380091 |  | 696 | ICD | 1
141218 | SPI061A1-4A3N1 | 141218 | IP21 SPI9000 DC-Fed Inverter Unit 380V-5 | 50 | cerere oferta | N | 1 | 0 | 1 | 29 | KG | 257X237X591 | 4015081380107 |  | 696 | ICD | 1
141219 | SPI062A0-5A3N1 | 141219 | IP00 SPI9000 DC-Fed Inverter Unit 525V-6 | 50 | cerere oferta | N | 1 | 0 | 1 | 48 | KG | 344X289X758 | 4015081380114 |  | 696 | ICD | 1
141220 | SPI072A1-4A3N1 | 141220 | IP21 SPI9000 DC-Fed Inverter Unit 380V-5 | 50 | cerere oferta | N | 1 | 0 | 1 | 29 | KG | 257X237X591 | 4015081380121 |  | 696 | ICD | 1
141221 | SPI080A0-5A3N1 | 141221 | IP00 SPI9000 DC-Fed Inverter Unit 525V-6 | 50 | cerere oferta | N | 1 | 0 | 1 | 48 | KG | 344X289X758 | 4015081380138 |  | 696 | ICD | 1
141222 | SPI087A1-4A3N1 | 141222 | IP21 SPI9000 DC-Fed Inverter Unit 380V-5 | 50 | cerere oferta | N | 1 | 0 | 1 | 29 | KG | 257X237X591 | 4015081380145 |  | 696 | ICD | 1
263139 | SPI-100/NPE | 263139 | desc tens atm cl B,100 kA,N/PE | 81 | cerere oferta | S | 1 | 2 | 60 | 0.315 | KG | 90X36X65 | 4015082631390 |  | 659 | PDC | 1
141223 | SPI100A0-5A3N1 | 141223 | IP00 SPI9000 DC-Fed Inverter Unit 525V-6 | 50 | cerere oferta | N | 1 | 0 | 1 | 67 | KG | 372X239X1030 | 4015081380152 |  | 696 | ICD | 1
126937 | SPI105A0-4A3N1 | 126937 | IP00 SPI9000 DC-Fed Inverter Unit 380V-5 | 50 | cerere oferta | N | 1 | 0 | 1 | 48 | KG | 344X289X758 | 4015081245055 |  | 696 | ICD | 1
141224 | SPI125A0-5A3N1 | 141224 | IP00 SPI9000 DC-Fed Inverter Unit 525V-6 | 50 | cerere oferta | N | 1 | 0 | 1 | 67 | KG | 372X239X1030 | 4015081380169 |  | 696 | ICD | 1
126938 | SPI140A0-4A3N1 | 126938 | IP00 SPI9000 DC-Fed Inverter Unit 380V-5 | 50 | cerere oferta | N | 1 | 0 | 1 | 67 | KG | 372X239X1030 | 4015081245062 |  | 696 | ICD | 1
141225 | SPI144A0-5A3N1 | 141225 | IP00 SPI9000 DC-Fed Inverter Unit 525V-6 | 50 | cerere oferta | N | 1 | 0 | 1 | 67 | KG | 372X239X1030 | 4015081380176 |  | 696 | ICD | 1
141226 | SPI170A0-4A3N1 | 141226 | IP00 SPI9000 DC-Fed Inverter Unit 380V-5 | 50 | cerere oferta | N | 1 | 0 | 1 | 67 | KG | 372X239X1030 | 4015081380183 |  | 696 | ICD | 1
141227 | SPI170A0-5A3N1 | 141227 | IP00 SPI9000 DC-Fed Inverter Unit 525V-6 | 50 | cerere oferta | N | 1 | 0 | 1 | 67 | KG | 372X239X1030 | 4015081380190 |  | 696 | ICD | 1
126939 | SPI205A0-4A3N1 | 126939 | IP00 SPI9000 DC-Fed Inverter Unit 380V-5 | 50 | cerere oferta | N | 1 | 0 | 1 | 67 | KG | 372X239X1030 | 4015081245079 |  | 696 | ICD | 1
141228 | SPI208A0-5A3N1 | 141228 | IP00 SPI9000 DC-Fed Inverter Unit 525V-6 | 50 | cerere oferta | N | 1 | 0 | 1 | 100 | KG | 552X239X1032 | 4015081380206 |  | 696 | ICD | 1
127550 | SPI245A0-4A3N1 | 127550 | IP00 SPI9000 DC-Fed Inverter Unit 380V-5 | 50 | cerere oferta | N | 1 | 0 | 1 | 67 | KG | 372X239X1030 | 4015081245086 |  | 696 | ICD | 1
141229 | SPI261A0-5A3N1 | 141229 | IP00 SPI9000 DC-Fed Inverter Unit 525V-6 | 50 | cerere oferta | N | 1 | 0 | 1 | 100 | KG | 552X239X1032 | 4015081380213 |  | 696 | ICD | 1
267488 | SPI-3+1 | 267488 | desc tens atm cl B,complet, pt sist TN-S | 81 | cerere oferta | S | 1 | 6 | 20 | 0.89 | KG | 94X106,80X64 | 4015082674885 |  | 659 | PDC | 1
127551 | SPI300A0-4A3N1 | 127551 | IP00 SPI9000 DC-Fed Inverter Unit 380V-5 | 50 | cerere oferta | N | 1 | 0 | 1 | 100 | KG | 372X239X1030 | 4015081245093 |  | 696 | ICD | 1
141230 | SPI325A0-5A3N1 | 141230 | IP00 SPI9000 DC-Fed Inverter Unit 525V-6 | 50 | cerere oferta | N | 1 | 0 | 1 | 100 | KG | 552X239X1032 | 4015081380220 |  | 696 | ICD | 1
263137 | SPI-35/440 | 263137 | desc tens atm cl B,35kA,L-(PE)N | 81 | cerere oferta | S | 6 | 1 | 120 | 0.171 | KG | 90X18X65 | 4015082631376 |  | 659 | PDC | 1
267487 | SPI-35/440/3 | 267487 | SPI-35/440/3 | 81 | cerere oferta | S | 1 | 3 | 40 | 0.513 | KG | 94X53,40X64 | 4015082674878 |  | 659 | PDC | 1
141231 | SPI385A0-4A3N1 | 141231 | IP00 SPI9000 DC-Fed Inverter Unit 380V-5 | 50 | cerere oferta | N | 1 | 0 | 1 | 100 | KG | 552X239X1032 | 4015081380237 |  | 696 | ICD | 1
141232 | SPI385A0-5A3N1 | 141232 | IP00 SPI9000 DC-Fed Inverter Unit 525V-6 | 50 | cerere oferta | N | 1 | 0 | 1 | 200 | KG | 552X478X1032 | 4015081380244 |  | 696 | ICD | 1
141233 | SPI460A0-4A3N1 | 141233 | IP00 SPI9000 DC-Fed Inverter Unit 380V-5 | 50 | cerere oferta | N | 1 | 0 | 1 | 100 | KG | 552X239X1032 | 4015081380251 |  | 696 | ICD | 1
141234 | SPI460A0-5A3N1 | 141234 | IP00 SPI9000 DC-Fed Inverter Unit 525V-6 | 50 | cerere oferta | N | 1 | 0 | 1 | 200 | KG | 552X478X1032 | 4015081380268 |  | 696 | ICD | 1
263138 | SPI-50/NPE | 263138 | desc tens atm cl B,50kA,N-PE | 81 | cerere oferta | S | 2 | 1 | 120 | 0.176 | KG | 90X18X65 | 4015082631383 |  | 659 | PDC | 1
141235 | SPI502A0-5A3N1 | 141235 | IP00 SPI9000 DC-Fed Inverter Unit 525V-6 | 50 | cerere oferta | N | 1 | 0 | 1 | 200 | KG | 552X478X1032 | 4015081380275 |  | 696 | ICD | 1
141236 | SPI520A0-4A3N1 | 141236 | IP00 SPI9000 DC-Fed Inverter Unit 380V-5 | 50 | cerere oferta | N | 1 | 0 | 1 | 200 | KG | 552X478X1032 | 4015081380282 |  | 696 | ICD | 1
141237 | SPI590A0-4A3N1 | 141237 | IP00 SPI9000 DC-Fed Inverter Unit 380V-5 | 50 | cerere oferta | N | 1 | 0 | 1 | 200 | KG | 552X478X1032 | 4015081380299 |  | 696 | ICD | 1
141238 | SPI590A0-5A3N1 | 141238 | IP00 SPI9000 DC-Fed Inverter Unit 525V-6 | 50 | cerere oferta | N | 1 | 0 | 1 | 200 | KG | 552X478X1032 | 4015081380305 |  | 696 | ICD | 1
141239 | SPI650A0-4A3N1 | 141239 | IP00 SPI9000 DC-Fed Inverter Unit 380V-5 | 50 | cerere oferta | N | 1 | 0 | 1 | 200 | KG | 552X478X1032 | 4015081380312 |  | 696 | ICD | 1
141240 | SPI650A0-5A3N1 | 141240 | IP00 SPI9000 DC-Fed Inverter Unit 525V-6 | 50 | cerere oferta | N | 1 | 0 | 1 | 200 | KG | 552X478X1032 | 4015081380329 |  | 696 | ICD | 1
141241 | SPI730A0-4A3N1 | 141241 | IP00 SPI9000 DC-Fed Inverter Unit 380V-5 | 50 | cerere oferta | N | 1 | 0 | 1 | 200 | KG | 552X478X1032 | 4015081380336 |  | 696 | ICD | 1
141242 | SPI820A0-4A3N1 | 141242 | IP00 SPI9000 DC-Fed Inverter Unit 380V-5 | 50 | cerere oferta | N | 1 | 0 | 1 | 200 | KG | 552X478X1032 | 4015081380343 |  | 696 | ICD | 1
141243 | SPI820A0-5A3N1 | 141243 | IP00 SPI9000 DC-Fed Inverter Unit 525V-6 | 50 | cerere oferta | N | 1 | 0 | 1 | 306 | KG | 553X708X1032 | 4015081380350 |  | 696 | ICD | 1
141244 | SPI920A0-4A3N1 | 141244 | IP00 SPI9000 DC-Fed Inverter Unit 380V-5 | 50 | cerere oferta | N | 1 | 0 | 1 | 200 | KG | 552X478X1032 | 4015081380367 |  | 696 | ICD | 1
141245 | SPI920A0-5A3N1 | 141245 | IP00 SPI9000 DC-Fed Inverter Unit 525V-6 | 50 | cerere oferta | N | 1 | 0 | 1 | 306 | KG | 553X708X1032 | 4015081380374 |  | 696 | ICD | 1
141246 | SPIH10A0-4A3N1 | 141246 | IP00 SPI9000 DC-Fed Inverter Unit 380V-5 | 50 | cerere oferta | N | 1 | 0 | 1 | 306 | KG | 553X708X1032 | 4015081380381 |  | 696 | ICD | 1
141247 | SPIH10A0-5A3N1 | 141247 | IP00 SPI9000 DC-Fed Inverter Unit 525V-6 | 50 | cerere oferta | N | 1 | 0 | 1 | 306 | KG | 553X708X1032 | 4015081380398 |  | 696 | ICD | 1
141248 | SPIH11A0-4A3N1 | 141248 | IP00 SPI9000 DC-Fed Inverter Unit 380V-5 | 50 | cerere oferta | N | 1 | 0 | 1 | 306 | KG | 553X708X1032 | 4015081380404 |  | 696 | ICD | 1
141249 | SPIH13A0-4A3N1 | 141249 | IP00 SPI9000 DC-Fed Inverter Unit 380V-5 | 50 | cerere oferta | N | 1 | 0 | 1 | 306 | KG | 553X708X1032 | 4015081380411 |  | 696 | ICD | 1
141250 | SPIH13A0-5A3N1 | 141250 | IP00 SPI9000 DC-Fed Inverter Unit 525V-6 | 50 | cerere oferta | N | 1 | 0 | 1 | 612 | KG | 553X1416X1032 | 4015081380428 |  | 696 | ICD | 1
141251 | SPIH15A0-5A3N1 | 141251 | IP00 SPI9000 DC-Fed Inverter Unit 525V-6 | 50 | cerere oferta | N | 1 | 0 | 1 | 612 | KG | 553X1416X1032 | 4015081380435 |  | 696 | ICD | 1
141252 | SPIH16A0-4A3N1 | 141252 | IP00 SPI9000 DC-Fed Inverter Unit 380V-5 | 50 | cerere oferta | N | 1 | 0 | 1 | 612 | KG | 553X1416X1032 | 4015081380442 |  | 696 | ICD | 1
141253 | SPIH19A0-4A3N1 | 141253 | IP00 SPI9000 DC-Fed Inverter Unit 380V-5 | 50 | cerere oferta | N | 1 | 0 | 1 | 612 | KG | 553X1416X1032 | 4015081380459 |  | 696 | ICD | 1
141254 | SPIH19A0-5A3N1 | 141254 | IP00 SPI9000 DC-Fed Inverter Unit 525V-6 | 50 | cerere oferta | N | 1 | 0 | 1 | 612 | KG | 553X1416X1032 | 4015081380466 |  | 696 | ICD | 1
141255 | SPIH23A0-4A3N1 | 141255 | IP00 SPI9000 DC-Fed Inverter Unit 380V-5 | 50 | cerere oferta | N | 1 | 0 | 1 | 612 | KG | 553X1416X1032 | 4015081380473 |  | 696 | ICD | 1
127552 | SPN510A0-5A3N1 | 127552 | SPN9000 Non-Region Front End (NFE) Unit | 50 | cerere oferta | N | 1 | 0 | 1 | 80 | KG | 1327X351X489 | 4015081249602 |  | 696 | ICD | 1
202354 | SP-PKZ0 | 202354 | accesorii -PKZ0 | 33 | cerere oferta | S | 2 | 3 | 1 | 0.105 | KG | 20X54X200 | 4015082023546 |  | 701 | ICD | 1
2275 | SPT4 | 2275 | buzunar documentatie | 73 | cerere oferta | N | 10 | 0 | 1 | 0.216 | KG | 30X10X10 | 4015080022756 |  | 279 | PDC | 1
2276 | SPT5 | 2276 | buzunar documentatie | 73 | cerere oferta | N | 10 | 0 | 1 | 0.153 | KG | 30X10X10 | 4015080022763 |  | 279 | PDC | 1
2277 | SPT6 | 2277 | buzunar documentatie | 73 | cerere oferta | N | 10 | 0 | 1 | 0.079 | KG | 30X10X10 | 4015080022770 |  | 279 | PDC | 1
125201 | SPX001A1-2A1B1 | 125201 | SPX FreqD 0.75kW 230V IP21 | 50 | cerere oferta | N | 1 | 0 | 1 | 5 | KG | 190X128X292 | 4015081228072 |  | 696 | ICD | 1
125203 | SPX001A1-4A1B1 | 125203 | SPX FreqD 0.75kW 480V IP21 | 50 | cerere oferta | N | 1 | 0 | 1 | 5 | KG | 190X128X292 | 4015081228096 |  | 696 | ICD | 1
125205 | SPX001A2-2A1B1 | 125205 | SPX FreqD 0.75kW 230V IP54 | 50 | cerere oferta | N | 1 | 0 | 1 | 5 | KG | 190X128X292 | 4015081228119 |  | 696 | ICD | 1
125207 | SPX001A2-4A1B1 | 125207 | SPX FreqD 0.75kW 480V IP54 | 50 | cerere oferta | N | 1 | 0 | 1 | 5 | KG | 190X128X292 | 4015081228133 |  | 696 | ICD | 1
125209 | SPX002A1-2A1B1 | 125209 | SPX FreqD 1.5kW 230V IP21 | 50 | cerere oferta | N | 1 | 0 | 1 | 5 | KG | 190X128X292 | 4015081228157 |  | 696 | ICD | 1
125657 | SPX002A1-4A1B1 | 125657 | SPX FreqD 1.5kW 480V IP21 | 50 | cerere oferta | N | 1 | 0 | 1 | 5 | KG | 190X128X292 | 4015081232673 |  | 696 | ICD | 1
138638 | SPX002A1-5A4B1 | 138638 | SPX FreqD 2.2kW 690V IP21 w/Br Chop | 50 | cerere oferta | N | 1 | 0 | 1 | 18.5 | KG | 237X195X519 | 4015081354184 |  | 696 | ICD | 1
125212 | SPX002A1-5A4N1 | 125212 | SPX FreqD 2.2kW 690V IP21 | 50 | cerere oferta | N | 1 | 0 | 1 | 18.5 | KG | 237X195X519 | 4015081228188 |  | 696 | ICD | 1
125214 | SPX002A2-2A1B1 | 125214 | SPX FreqD 1.5kW 230V IP54 | 50 | cerere oferta | N | 1 | 0 | 1 | 5 | KG | 190X128X292 | 4015081228201 |  | 696 | ICD | 1
125216 | SPX002A2-4A1B1 | 125216 | SPX FreqD 1.5kW 480V IP54 | 50 | cerere oferta | N | 1 | 0 | 1 | 5 | KG | 190X128X292 | 4015081228225 |  | 696 | ICD | 1
129582 | SPX002A2-5A4B1 | 129582 | SPX FreqD 2.2kW 690V IP54 w/Br Chop | 50 | cerere oferta | N | 1 | 0 | 1 | 18.5 | KG | 237X195X519 | 4015081263899 |  | 696 | ICD | 1
125218 | SPX002A2-5A4N1 | 125218 | SPX FreqD 2.2kW 690V IP54 | 50 | cerere oferta | N | 1 | 0 | 1 | 18.5 | KG | 237X195X519 | 4015081228249 |  | 696 | ICD | 1
125709 | SPX003A1-2A1B1 | 125709 | SPX FreqD 2.2kW 230V IP21 w/Br Chop | 50 | cerere oferta | N | 1 | 0 | 1 | 5 | KG | 190X128X292 | 4015081233199 |  | 696 | ICD | 1
125658 | SPX003A1-4A1B1 | 125658 | SPX FreqD 2.2kW 480V IP21 | 50 | cerere oferta | N | 1 | 0 | 1 | 5 | KG | 190X128X292 | 4015081232680 |  | 696 | ICD | 1
138639 | SPX003A1-5A4B1 | 138639 | SPX FreqD 3kW 690V IP21 w/Br Chop | 50 | cerere oferta | N | 1 | 0 | 1 | 18.5 | KG | 237X195X519 | 4015081354191 |  | 696 | ICD | 1
125222 | SPX003A1-5A4N1 | 125222 | SPX FreqD 3kW 690V IP21 | 50 | cerere oferta | N | 1 | 0 | 1 | 18.5 | KG | 237X195X519 | 4015081228287 |  | 696 | ICD | 1
125224 | SPX003A2-2A1B1 | 125224 | SPX FreqD 2.2kW 230V IP54 | 50 | cerere oferta | N | 1 | 0 | 1 | 5 | KG | 190X128X292 | 4015081228300 |  | 696 | ICD | 1
125226 | SPX003A2-4A1B1 | 125226 | SPX FreqD 2.2kW 480V IP54 | 50 | cerere oferta | N | 1 | 0 | 1 | 5 | KG | 190X128X292 | 4015081228324 |  | 696 | ICD | 1
129583 | SPX003A2-5A4B1 | 129583 | SPX FreqD 3kW 690V IP54 w/Br Chop | 50 | cerere oferta | N | 1 | 0 | 1 | 18.5 | KG | 237X195X519 | 4015081269105 |  | 696 | ICD | 1
125228 | SPX003A2-5A4N1 | 125228 | SPX FreqD 3kW 690V IP54 | 50 | cerere oferta | N | 1 | 0 | 1 | 18.5 | KG | 237X195X519 | 4015081228348 |  | 696 | ICD | 1
125230 | SPX004A1-2A1B1 | 125230 | SPX FreqD 3kW 230V IP21 | 50 | cerere oferta | N | 1 | 0 | 1 | 8.1 | KG | 214X144X391 | 4015081228362 |  | 696 | ICD | 1
138640 | SPX004A1-5A4B1 | 138640 | SPX FreqD 4kW 690V IP21 w/Br Chop | 50 | cerere oferta | N | 1 | 0 | 1 | 18.5 | KG | 237X195X519 | 4015081354207 |  | 696 | ICD | 1
125232 | SPX004A1-5A4N1 | 125232 | SPX FreqD 4kW 690V IP21 | 50 | cerere oferta | N | 1 | 0 | 1 | 18.5 | KG | 237X195X519 | 4015081228386 |  | 696 | ICD | 1
125234 | SPX004A2-2A1B1 | 125234 | SPX FreqD 3kW 230V IP54 | 50 | cerere oferta | N | 1 | 0 | 1 | 8.1 | KG | 214X144X391 | 4015081228409 |  | 696 | ICD | 1
129584 | SPX004A2-5A4B1 | 129584 | SPX FreqD 4kW 690V IP54 w/Br Chop | 50 | cerere oferta | N | 1 | 0 | 1 | 18.5 | KG | 237X195X519 | 4015081269112 |  | 696 | ICD | 1
125236 | SPX004A2-5A4N1 | 125236 | SPX FreqD 4kW 690V IP54 | 50 | cerere oferta | N | 1 | 0 | 1 | 18.5 | KG | 237X195X519 | 4015081228423 |  | 696 | ICD | 1
125238 | SPX005A1-2A1B1 | 125238 | SPX FreqD 4kW 230V IP21 | 50 | cerere oferta | N | 1 | 0 | 1 | 8.1 | KG | 214X144X391 | 4015081228447 |  | 696 | ICD | 1
125659 | SPX005A1-4A1B1 | 125659 | SPX FreqD 3kW 480V IP21 | 50 | cerere oferta | N | 1 | 0 | 1 | 5 | KG | 190X128X292 | 4015081232697 |  | 696 | ICD | 1
138641 | SPX005A1-5A4B1 | 138641 | SPX FreqD 5.5kW 690V IP21 w/Br Chop | 50 | cerere oferta | N | 1 | 0 | 1 | 18.5 | KG | 237X195X519 | 4015081354214 |  | 696 | ICD | 1
125241 | SPX005A1-5A4N1 | 125241 | SPX FreqD 5.5kW 690V IP21 | 50 | cerere oferta | N | 1 | 0 | 1 | 18.5 | KG | 237X195X519 | 4015081228478 |  | 696 | ICD | 1
125243 | SPX005A2-2A1B1 | 125243 | SPX FreqD 4kW 230V IP54 | 50 | cerere oferta | N | 1 | 0 | 1 | 8.1 | KG | 214X144X391 | 4015081228492 |  | 696 | ICD | 1
125245 | SPX005A2-4A1B1 | 125245 | SPX FreqD 3kW 480V IP54 | 50 | cerere oferta | N | 1 | 0 | 1 | 5 | KG | 190X128X292 | 4015081228515 |  | 696 | ICD | 1
129585 | SPX005A2-5A4B1 | 129585 | SPX FreqD 5.5kW 690V IP54 w/Br Chop | 50 | cerere oferta | N | 1 | 0 | 1 | 18.5 | KG | 237X195X519 | 4015081269129 |  | 696 | ICD | 1
125247 | SPX005A2-5A4N1 | 125247 | SPX FreqD 5.5kW 690V IP54 | 50 | cerere oferta | N | 1 | 0 | 1 | 18.5 | KG | 237X195X519 | 4015081228539 |  | 696 | ICD | 1
125249 | SPX006A1-4A1B1 | 125249 | SPX FreqD 4kW 480V IP21 | 50 | cerere oferta | N | 1 | 0 | 1 | 5 | KG | 190X128X292 | 4015081228553 |  | 696 | ICD | 1
125251 | SPX006A2-4A1B1 | 125251 | SPX FreqD 4kW 480V IP54 | 50 | cerere oferta | N | 1 | 0 | 1 | 5 | KG | 190X128X292 | 4015081228577 |  | 696 | ICD | 1
125253 | SPX007A1-2A1B1 | 125253 | SPX FreqD 5.5kW 230V IP21 | 50 | cerere oferta | N | 1 | 0 | 1 | 8.1 | KG | 214X144X391 | 4015081228591 |  | 696 | ICD | 1
125660 | SPX007A1-4A1B1 | 125660 | SPX FreqD 5.5kW 480V IP21 | 50 | cerere oferta | N | 1 | 0 | 1 | 8.1 | KG | 214X144X391 | 4015081232703 |  | 696 | ICD | 1
138642 | SPX007A1-5A4B1 | 138642 | SPX FreqD 7.5kW 690V IP21 w/Br Chop | 50 | cerere oferta | N | 1 | 0 | 1 | 18.5 | KG | 237X195X519 | 4015081354221 |  | 696 | ICD | 1
125256 | SPX007A1-5A4N1 | 125256 | SPX FreqD 7.5kW 690V IP21 | 50 | cerere oferta | N | 1 | 0 | 1 | 18.5 | KG | 237X195X519 | 4015081228621 |  | 696 | ICD | 1
125258 | SPX007A2-2A1B1 | 125258 | SPX FreqD 5.5kW 230V IP54 | 50 | cerere oferta | N | 1 | 0 | 1 | 8.1 | KG | 214X144X391 | 4015081228645 |  | 696 | ICD | 1
125260 | SPX007A2-4A1B1 | 125260 | SPX FreqD 5.5kW 480V IP54 | 50 | cerere oferta | N | 1 | 0 | 1 | 8.1 | KG | 214X144X391 | 4015081228669 |  | 696 | ICD | 1
129586 | SPX007A2-5A4B1 | 129586 | SPX FreqD 7.5kW 690V IP54 w/Br Chop | 50 | cerere oferta | N | 1 | 0 | 1 | 18.5 | KG | 237X195X519 | 4015081269136 |  | 696 | ICD | 1
125262 | SPX007A2-5A4N1 | 125262 | SPX FreqD 7.5kW 690V IP54 | 50 | cerere oferta | N | 1 | 0 | 1 | 18.5 | KG | 237X195X519 | 4015081228683 |  | 696 | ICD | 1
125264 | SPX010A1-2A1B1 | 125264 | SPX FreqD 7.5kW 230V IP21 | 50 | cerere oferta | N | 1 | 0 | 1 | 18.5 | KG | 237X195X519 | 4015081228706 |  | 696 | ICD | 1
125661 | SPX010A1-4A1B1 | 125661 | SPX FreqD 7.5kW 480V IP21 | 50 | cerere oferta | N | 1 | 0 | 1 | 8.1 | KG | 214X144X391 | 4015081232710 |  | 696 | ICD | 1
138643 | SPX010A1-5A4B1 | 138643 | SPX FreqD 11kW 690V IP21 w/Br Chop | 50 | cerere oferta | N | 1 | 0 | 1 | 18.5 | KG | 237X195X519 | 4015081354238 |  | 696 | ICD | 1
125267 | SPX010A1-5A4N1 | 125267 | SPX FreqD 11kW 690V IP21 | 50 | cerere oferta | N | 1 | 0 | 1 | 18.5 | KG | 237X195X519 | 4015081228737 |  | 696 | ICD | 1
125269 | SPX010A2-2A1B1 | 125269 | SPX FreqD 7.5kW 230V IP54 | 50 | cerere oferta | N | 1 | 0 | 1 | 18.5 | KG | 237X195X519 | 4015081228751 |  | 696 | ICD | 1
125662 | SPX010A2-4A1B1 | 125662 | SPX FreqD 7.5kW 480V IP54 | 50 | cerere oferta | N | 1 | 0 | 1 | 8.1 | KG | 214X144X391 | 4015081232727 |  | 696 | ICD | 1
129587 | SPX010A2-5A4B1 | 129587 | SPX FreqD 11kW 690V IP54 w/Br Chop | 50 | cerere oferta | N | 1 | 0 | 1 | 18.5 | KG | 237X195X519 | 4015081269143 |  | 696 | ICD | 1
125272 | SPX010A2-5A4N1 | 125272 | SPX FreqD 11kW 690V IP54 | 50 | cerere oferta | N | 1 | 0 | 1 | 18.5 | KG | 237X195X519 | 4015081228782 |  | 696 | ICD | 1
125274 | SPX015A1-2A1B1 | 125274 | SPX FreqD 11kW 230V IP21 | 50 | cerere oferta | N | 1 | 0 | 1 | 18.5 | KG | 237X195X519 | 4015081228805 |  | 696 | ICD | 1
125663 | SPX015A1-4A1B1 | 125663 | SPX FreqD 11kW 480V IP21 | 50 | cerere oferta | N | 1 | 0 | 1 | 8.1 | KG | 214X144X391 | 4015081232734 |  | 696 | ICD | 1
138644 | SPX015A1-5A4B1 | 138644 | SPX FreqD 15kW 690V IP21 w/Br Chop | 50 | cerere oferta | N | 1 | 0 | 1 | 18.5 | KG | 237X195X519 | 4015081354245 |  | 696 | ICD | 1
125277 | SPX015A1-5A4N1 | 125277 | SPX FreqD 15kW 690V IP21 | 50 | cerere oferta | N | 1 | 0 | 1 | 18.5 | KG | 237X195X519 | 4015081228836 |  | 696 | ICD | 1
125279 | SPX015A2-2A1B1 | 125279 | SPX FreqD 11kW 230V IP54 | 50 | cerere oferta | N | 1 | 0 | 1 | 18.5 | KG | 237X195X519 | 4015081228850 |  | 696 | ICD | 1
125664 | SPX015A2-4A1B1 | 125664 | SPX FreqD 11kW 480V IP54 | 50 | cerere oferta | N | 1 | 0 | 1 | 8.1 | KG | 214X144X391 | 4015081232741 |  | 696 | ICD | 1
129588 | SPX015A2-5A4B1 | 129588 | SPX FreqD 15kW 690V IP54 w/Br Chop | 50 | cerere oferta | N | 1 | 0 | 1 | 18.5 | KG | 237X195X519 | 4015081269150 |  | 696 | ICD | 1
125282 | SPX015A2-5A4N1 | 125282 | SPX FreqD 15kW 690V IP54 | 50 | cerere oferta | N | 1 | 0 | 1 | 18.5 | KG | 237X195X519 | 4015081228881 |  | 696 | ICD | 1
138590 | SPX020A1-2A1B1 | 138590 | SPX FreqD 15kW 230V IP21 w/Br Chop w/Br | 50 | cerere oferta | N | 1 | 0 | 1 | 35 | KG | 257X237X591 | 4015081353705 |  | 696 | ICD | 1
125284 | SPX020A1-2A1N1 | 125284 | SPX FreqD 15kW 230V IP21 | 50 | cerere oferta | N | 1 | 0 | 1 | 35 | KG | 257X237X591 | 4015081228904 |  | 696 | ICD | 1
125665 | SPX020A1-4A1B1 | 125665 | SPX FreqD 15kW 480V IP21 | 50 | cerere oferta | N | 1 | 0 | 1 | 18.5 | KG | 237X195X519 | 4015081232758 |  | 696 | ICD | 1
138645 | SPX020A1-5A4B1 | 138645 | SPX FreqD 18.5kW 690V IP21 w/Br Chop | 50 | cerere oferta | N | 1 | 0 | 1 | 18.5 | KG | 237X195X519 | 4015081354252 |  | 696 | ICD | 1
125287 | SPX020A1-5A4N1 | 125287 | SPX FreqD 18.5kW 690V IP21 | 50 | cerere oferta | N | 1 | 0 | 1 | 18.5 | KG | 237X195X519 | 4015081228935 |  | 696 | ICD | 1
138598 | SPX020A2-2A1B1 | 138598 | SPX FreqD 15kW 230V IP54 w/Br Chop | 50 | cerere oferta | N | 1 | 0 | 1 | 35 | KG | 257X237X591 | 4015081353781 |  | 696 | ICD | 1
125289 | SPX020A2-2A1N1 | 125289 | SPX FreqD 15kW 230V IP54 | 50 | cerere oferta | N | 1 | 0 | 1 | 35 | KG | 257X237X591 | 4015081228959 |  | 696 | ICD | 1
125291 | SPX020A2-4A1B1 | 125291 | SPX FreqD 15kW 480V IP54 | 50 | cerere oferta | N | 1 | 0 | 1 | 18.5 | KG | 237X195X519 | 4015081228973 |  | 696 | ICD | 1
129589 | SPX020A2-5A4B1 | 129589 | SPX FreqD 18.5kW 690V IP54 w/Br Chop | 50 | cerere oferta | N | 1 | 0 | 1 | 18.5 | KG | 237X195X519 | 4015081269167 |  | 696 | ICD | 1
125293 | SPX020A2-5A4N1 | 125293 | SPX FreqD 18.5kW 690V IP54 | 50 | cerere oferta | N | 1 | 0 | 1 | 18.5 | KG | 237X195X519 | 4015081228997 |  | 696 | ICD | 1
138591 | SPX025A1-2A1B1 | 138591 | SPX FreqD 18.5kW 230V IP21 w/Br Chop w/B | 50 | cerere oferta | N | 1 | 0 | 1 | 35 | KG | 257X237X591 | 4015081353712 |  | 696 | ICD | 1
125295 | SPX025A1-2A1N1 | 125295 | SPX FreqD 18.5kW 230V IP21 | 50 | cerere oferta | N | 1 | 0 | 1 | 35 | KG | 257X237X591 | 4015081229017 |  | 696 | ICD | 1
125666 | SPX025A1-4A1B1 | 125666 | SPX FreqD 18.5kW 480V IP21 | 50 | cerere oferta | N | 1 | 0 | 1 | 18.5 | KG | 237X195X519 | 4015081232765 |  | 696 | ICD | 1
138646 | SPX025A1-5A4B1 | 138646 | SPX FreqD 22kW 690V IP21 w/Br Chop | 50 | cerere oferta | N | 1 | 0 | 1 | 18.5 | KG | 237X195X519 | 4015081354269 |  | 696 | ICD | 1
125298 | SPX025A1-5A4N1 | 125298 | SPX FreqD 22kW 690V IP21 | 50 | cerere oferta | N | 1 | 0 | 1 | 18.5 | KG | 237X195X519 | 4015081229048 |  | 696 | ICD | 1
138599 | SPX025A2-2A1B1 | 138599 | SPX FreqD 18.5kW 230V IP54 w/Br Chop | 50 | cerere oferta | N | 1 | 0 | 1 | 35 | KG | 257X237X591 | 4015081353798 |  | 696 | ICD | 1
125300 | SPX025A2-2A1N1 | 125300 | SPX FreqD 18.5kW 230V IP54 | 50 | cerere oferta | N | 1 | 0 | 1 | 35 | KG | 257X237X591 | 4015081229062 |  | 696 | ICD | 1
125302 | SPX025A2-4A1B1 | 125302 | SPX FreqD 18.5kW 480V IP54 | 50 | cerere oferta | N | 1 | 0 | 1 | 18.5 | KG | 237X195X519 | 4015081229086 |  | 696 | ICD | 1
129590 | SPX025A2-5A4B1 | 129590 | SPX FreqD 22kW 690V IP54 w/Br Chop | 50 | cerere oferta | N | 1 | 0 | 1 | 18.5 | KG | 237X195X519 | 4015081269174 |  | 696 | ICD | 1
125304 | SPX025A2-5A4N1 | 125304 | SPX FreqD 22kW 690V IP54 | 50 | cerere oferta | N | 1 | 0 | 1 | 18.5 | KG | 237X195X519 | 4015081229109 |  | 696 | ICD | 1
138592 | SPX030A1-2A1B1 | 138592 | SPX FreqD 22kW 230V IP21 w/Br Chop w/Br | 50 | cerere oferta | N | 1 | 0 | 1 | 35 | KG | 257X237X591 | 4015081353729 |  | 696 | ICD | 1
125306 | SPX030A1-2A1N1 | 125306 | SPX FreqD 22kW 230V IP21 | 50 | cerere oferta | N | 1 | 0 | 1 | 35 | KG | 257X237X591 | 4015081229123 |  | 696 | ICD | 1
125667 | SPX030A1-4A1B1 | 125667 | SPX FreqD 22kW 480V IP21 | 50 | cerere oferta | N | 1 | 0 | 1 | 18.5 | KG | 237X195X519 | 4015081232772 |  | 696 | ICD | 1
138647 | SPX030A1-5A4B1 | 138647 | SPX FreqD 30kW 690V IP21 w/Br Chop | 50 | cerere oferta | N | 1 | 0 | 1 | 35 | KG | 257X237X591 | 4015081354276 |  | 696 | ICD | 1
125309 | SPX030A1-5A4N1 | 125309 | SPX FreqD 30kW 690V IP21 | 50 | cerere oferta | N | 1 | 0 | 1 | 35 | KG | 257X237X591 | 4015081229154 |  | 696 | ICD | 1
138600 | SPX030A2-2A1B1 | 138600 | SPX FreqD 22kW 230V IP54 w/Br Chop | 50 | cerere oferta | N | 1 | 0 | 1 | 35 | KG | 257X237X591 | 4015081353804 |  | 696 | ICD | 1
125311 | SPX030A2-2A1N1 | 125311 | SPX FreqD 22kW 230V IP54 | 50 | cerere oferta | N | 1 | 0 | 1 | 35 | KG | 257X237X591 | 4015081229178 |  | 696 | ICD | 1
125313 | SPX030A2-4A1B1 | 125313 | SPX FreqD 22kW 480V IP54 | 50 | cerere oferta | N | 1 | 0 | 1 | 18.5 | KG | 237X195X519 | 4015081229192 |  | 696 | ICD | 1
129591 | SPX030A2-5A4B1 | 129591 | SPX FreqD 30kW 690V IP54 w/Br Chop | 50 | cerere oferta | N | 1 | 0 | 1 | 35 | KG | 257X237X591 | 4015081269181 |  | 696 | ICD | 1
125315 | SPX030A2-5A4N1 | 125315 | SPX FreqD 30kW 690V IP54 | 50 | cerere oferta | N | 1 | 0 | 1 | 35 | KG | 257X237X591 | 4015081229215 |  | 696 | ICD | 1
138593 | SPX040A1-2A1B1 | 138593 | SPX FreqD 30kW 230V IP21 w/Br Chop w/Br | 50 | cerere oferta | N | 1 | 0 | 1 | 58 | KG | 344X291X758 | 4015081353736 |  | 696 | ICD | 1
125317 | SPX040A1-2A1N1 | 125317 | SPX FreqD 30kW 230V IP21 | 50 | cerere oferta | N | 1 | 0 | 1 | 58 | KG | 344X291X758 | 4015081229239 |  | 696 | ICD | 1
134844 | SPX040A1-4A1B1 | 134844 | SPX FreqD 30kW 480V IP21 w/Br Chop | 50 | cerere oferta | N | 1 | 0 | 1 | 35 | KG | 257X237X591 | 4015081313396 |  | 696 | ICD | 1
125319 | SPX040A1-4A1N1 | 125319 | SPX FreqD 30kW 480V IP21 | 50 | cerere oferta | N | 1 | 0 | 1 | 35 | KG | 257X237X591 | 4015081229253 |  | 696 | ICD | 1
138648 | SPX040A1-5A4B1 | 138648 | SPX FreqD 37kW 690V IP21 w/Br Chop | 50 | cerere oferta | N | 1 | 0 | 1 | 35 | KG | 257X237X591 | 4015081354283 |  | 696 | ICD | 1
125321 | SPX040A1-5A4N1 | 125321 | SPX FreqD 37kW 690V IP21 | 50 | cerere oferta | N | 1 | 0 | 1 | 35 | KG | 257X237X591 | 4015081229277 |  | 696 | ICD | 1
138601 | SPX040A2-2A1B1 | 138601 | SPX FreqD 30kW 230V IP54 w/Br Chop | 50 | cerere oferta | N | 1 | 0 | 1 | 58 | KG | 344X291X758 | 4015081353811 |  | 696 | ICD | 1
125323 | SPX040A2-2A1N1 | 125323 | SPX FreqD 30kW 230V IP54 | 50 | cerere oferta | N | 1 | 0 | 1 | 58 | KG | 344X291X758 | 4015081229291 |  | 696 | ICD | 1
138609 | SPX040A2-4A1B1 | 138609 | SPX FreqD 30kW 480V IP54 w/Br Chop | 50 | cerere oferta | N | 1 | 0 | 1 | 35 | KG | 257X237X591 | 4015081353897 |  | 696 | ICD | 1
125325 | SPX040A2-4A1N1 | 125325 | SPX FreqD 30kW 480V IP54 | 50 | cerere oferta | N | 1 | 0 | 1 | 35 | KG | 257X237X591 | 4015081229314 |  | 696 | ICD | 1
129592 | SPX040A2-5A4B1 | 129592 | SPX FreqD 37kW 690V IP54 w/Br Chop | 50 | cerere oferta | N | 1 | 0 | 1 | 35 | KG | 257X237X591 | 4015081269198 |  | 696 | ICD | 1
125327 | SPX040A2-5A4N1 | 125327 | SPX FreqD 37kW 690V IP54 | 50 | cerere oferta | N | 1 | 0 | 1 | 35 | KG | 257X237X591 | 4015081229338 |  | 696 | ICD | 1
138594 | SPX050A1-2A1B1 | 138594 | SPX FreqD 37kW 230V IP21 w/Br Chop w/Br | 50 | cerere oferta | N | 1 | 0 | 1 | 58 | KG | 344X291X758 | 4015081353743 |  | 696 | ICD | 1
125329 | SPX050A1-2A1N1 | 125329 | SPX FreqD 37kW 230V IP21 | 50 | cerere oferta | N | 1 | 0 | 1 | 58 | KG | 344X291X758 | 4015081229352 |  | 696 | ICD | 1
138606 | SPX050A1-4A1B1 | 138606 | SPX FreqD 37kW 480V IP21 w/Br Chop | 50 | cerere oferta | N | 1 | 0 | 1 | 35 | KG | 257X237X591 | 4015081353866 |  | 696 | ICD | 1
125331 | SPX050A1-4A1N1 | 125331 | SPX FreqD 37kW 480V IP21 | 50 | cerere oferta | N | 1 | 0 | 1 | 35 | KG | 257X237X591 | 4015081229376 |  | 696 | ICD | 1
138649 | SPX050A1-5A4B1 | 138649 | SPX FreqD 45kW 690V IP21 w/Br Chop | 50 | cerere oferta | N | 1 | 0 | 1 | 58 | KG | 344X291X758 | 4015081354290 |  | 696 | ICD | 1
125333 | SPX050A1-5A4N1 | 125333 | SPX FreqD 45kW 690V IP21 | 50 | cerere oferta | N | 1 | 0 | 1 | 58 | KG | 344X291X758 | 4015081229390 |  | 696 | ICD | 1
138602 | SPX050A2-2A1B1 | 138602 | SPX FreqD 37kW 230V IP54 w/Br Chop | 50 | cerere oferta | N | 1 | 0 | 1 | 58 | KG | 344X291X758 | 4015081353828 |  | 696 | ICD | 1
125335 | SPX050A2-2A1N1 | 125335 | SPX FreqD 37kW 230V IP54 | 50 | cerere oferta | N | 1 | 0 | 1 | 58 | KG | 344X291X758 | 4015081229413 |  | 696 | ICD | 1
138610 | SPX050A2-4A1B1 | 138610 | SPX FreqD 37kW 480V IP54 w/Br Chop | 50 | cerere oferta | N | 1 | 0 | 1 | 35 | KG | 257X237X591 | 4015081353903 |  | 696 | ICD | 1
125337 | SPX050A2-4A1N1 | 125337 | SPX FreqD 37kW 480V IP54 | 50 | cerere oferta | N | 1 | 0 | 1 | 35 | KG | 257X237X591 | 4015081229437 |  | 696 | ICD | 1
129593 | SPX050A2-5A4B1 | 129593 | SPX FreqD 45kW 690V IP54 w/Br Chop | 50 | cerere oferta | N | 1 | 0 | 1 | 58 | KG | 344X291X758 | 4015081269204 |  | 696 | ICD | 1
125339 | SPX050A2-5A4N1 | 125339 | SPX FreqD 45kW 690V IP54 | 50 | cerere oferta | N | 1 | 0 | 1 | 58 | KG | 344X291X758 | 4015081229451 |  | 696 | ICD | 1
138595 | SPX060A1-2A1B1 | 138595 | SPX FreqD 45kW 230V IP21 w/Br Chop w/Br | 50 | cerere oferta | N | 1 | 0 | 1 | 58 | KG | 344X291X758 | 4015081353750 |  | 696 | ICD | 1
125341 | SPX060A1-2A1N1 | 125341 | SPX FreqD 45kW 230V IP21 | 50 | cerere oferta | N | 1 | 0 | 1 | 58 | KG | 344X291X758 | 4015081229475 |  | 696 | ICD | 1
138607 | SPX060A1-4A1B1 | 138607 | SPX FreqD 45kW 480V IP21 w/Br Chop | 50 | cerere oferta | N | 1 | 0 | 1 | 35 | KG | 257X237X591 | 4015081353873 |  | 696 | ICD | 1
125668 | SPX060A1-4A1N1 | 125668 | SPX FreqD 45kW 480V IP21 | 50 | cerere oferta | N | 1 | 0 | 1 | 35 | KG | 257X237X591 | 4015081232789 |  | 696 | ICD | 1
138650 | SPX060A1-5A4B1 | 138650 | SPX FreqD 55kW 690V IP21 w/Br Chop | 50 | cerere oferta | N | 1 | 0 | 1 | 58 | KG | 344X291X758 | 4015081354306 |  | 696 | ICD | 1
125344 | SPX060A1-5A4N1 | 125344 | SPX FreqD 55kW 690V IP21 | 50 | cerere oferta | N | 1 | 0 | 1 | 58 | KG | 344X291X758 | 4015081229505 |  | 696 | ICD | 1
138603 | SPX060A2-2A1B1 | 138603 | SPX FreqD 45kW 230V IP54 w/Br Chop | 50 | cerere oferta | N | 1 | 0 | 1 | 58 | KG | 344X291X758 | 4015081353835 |  | 696 | ICD | 1
125346 | SPX060A2-2A1N1 | 125346 | SPX FreqD 45kW 230V IP54 | 50 | cerere oferta | N | 1 | 0 | 1 | 58 | KG | 344X291X758 | 4015081229529 |  | 696 | ICD | 1
138611 | SPX060A2-4A1B1 | 138611 | SPX FreqD 45kW 480V IP54 w/Br Chop | 50 | cerere oferta | N | 1 | 0 | 1 | 35 | KG | 257X237X591 | 4015081353910 |  | 696 | ICD | 1
125348 | SPX060A2-4A1N1 | 125348 | SPX FreqD 45kW 480V IP54 | 50 | cerere oferta | N | 1 | 0 | 1 | 35 | KG | 257X237X591 | 4015081229543 |  | 696 | ICD | 1
129594 | SPX060A2-5A4B1 | 129594 | SPX FreqD 55kW 690V IP54 w/Br Chop | 50 | cerere oferta | N | 1 | 0 | 1 | 58 | KG | 344X291X758 | 4015081269211 |  | 696 | ICD | 1
125350 | SPX060A2-5A4N1 | 125350 | SPX FreqD 55kW 690V IP54 | 50 | cerere oferta | N | 1 | 0 | 1 | 58 | KG | 344X291X758 | 4015081229567 |  | 696 | ICD | 1
138596 | SPX075A1-2A1B1 | 138596 | SPX FreqD 55kW 230V IP21 w/Br Chop w/Br | 50 | cerere oferta | N | 1 | 0 | 1 | 146 | KG | 362X480X1150 | 4015081353767 |  | 696 | ICD | 1
125352 | SPX075A1-2A1N1 | 125352 | SPX FreqD 55kW 230V IP21 | 50 | cerere oferta | N | 1 | 0 | 1 | 146 | KG | 362X480X1150 | 4015081229581 |  | 696 | ICD | 1
138608 | SPX075A1-4A1B1 | 138608 | SPX FreqD 55kW 480V IP21 w/Br Chop | 50 | cerere oferta | N | 1 | 0 | 1 | 58 | KG | 344X291X758 | 4015081353880 |  | 696 | ICD | 1
125354 | SPX075A1-4A1N1 | 125354 | SPX FreqD 55kW 480V IP21 | 50 | cerere oferta | N | 1 | 0 | 1 | 58 | KG | 344X291X758 | 4015081229604 |  | 696 | ICD | 1
138651 | SPX075A1-5A4B1 | 138651 | SPX FreqD 75kW 690V IP21 w/Br Chop | 50 | cerere oferta | N | 1 | 0 | 1 | 58 | KG | 344X291X758 | 4015081354313 |  | 696 | ICD | 1
125356 | SPX075A1-5A4N1 | 125356 | SPX FreqD 75kW 690V IP21 | 50 | cerere oferta | N | 1 | 0 | 1 | 58 | KG | 344X291X758 | 4015081229628 |  | 696 | ICD | 1
138604 | SPX075A2-2A1B1 | 138604 | SPX FreqD 55kW 230V IP54 w/Br Chop | 50 | cerere oferta | N | 1 | 0 | 1 | 146 | KG | 362X480X1150 | 4015081353842 |  | 696 | ICD | 1
125358 | SPX075A2-2A1N1 | 125358 | SPX FreqD 55kW 230V IP54 | 50 | cerere oferta | N | 1 | 0 | 1 | 146 | KG | 362X480X1150 | 4015081229642 |  | 696 | ICD | 1
138612 | SPX075A2-4A1B1 | 138612 | SPX FreqD 55kW 480V IP54 w/Br Chop | 50 | cerere oferta | N | 1 | 0 | 1 | 58 | KG | 344X291X758 | 4015081353927 |  | 696 | ICD | 1
125359 | SPX075A2-4A1N1 | 125359 | SPX FreqD 55kW 480V IP54 | 50 | cerere oferta | N | 1 | 0 | 1 | 58 | KG | 344X291X758 | 4015081229659 |  | 696 | ICD | 1
129595 | SPX075A2-5A4B1 | 129595 | SPX FreqD 75kW 690V IP54 w/Br Chop | 50 | cerere oferta | N | 1 | 0 | 1 | 58 | KG | 344X291X758 | 4015081269228 |  | 696 | ICD | 1
125361 | SPX075A2-5A4N1 | 125361 | SPX FreqD 75kW 690V IP54 | 50 | cerere oferta | N | 1 | 0 | 1 | 58 | KG | 344X291X758 | 4015081229673 |  | 696 | ICD | 1
138597 | SPX100A1-2A1B1 | 138597 | SPX FreqD 75kW 230V IP21 w/Br Chop w/Br | 50 | cerere oferta | N | 1 | 0 | 1 | 146 | KG | 362X480X1150 | 4015081353774 |  | 696 | ICD | 1
125363 | SPX100A1-2A1N1 | 125363 | SPX FreqD 75kW 230V IP21 | 50 | cerere oferta | N | 1 | 0 | 1 | 146 | KG | 362X480X1150 | 4015081229697 |  | 696 | ICD | 1
131744 | SPX100A1-4A1B1 | 131744 | SPX FreqD 75kW 480V IP21_w/Br Chop | 50 | cerere oferta | N | 1 | 0 | 1 | 58 | KG | 344X291X758 | 4015081287130 |  | 696 | ICD | 1
125365 | SPX100A1-4A1N1 | 125365 | SPX FreqD 75kW 480V IP21 | 50 | cerere oferta | N | 1 | 0 | 1 | 58 | KG | 344X291X758 | 4015081229710 |  | 696 | ICD | 1
138652 | SPX100A1-5A4B1 | 138652 | SPX FreqD 90kW 690V IP21 w/Br Chop | 50 | cerere oferta | N | 1 | 0 | 1 | 146 | KG | 362X480X1150 | 4015081354320 |  | 696 | ICD | 1
125367 | SPX100A1-5A4N1 | 125367 | SPX FreqD 90kW 690V IP21 | 50 | cerere oferta | N | 1 | 0 | 1 | 146 | KG | 362X480X1150 | 4015081229734 |  | 696 | ICD | 1
138605 | SPX100A2-2A1B1 | 138605 | SPX FreqD 75kW 230V IP54 w/Br Chop | 50 | cerere oferta | N | 1 | 0 | 1 | 146 | KG | 362X480X1150 | 4015081353859 |  | 696 | ICD | 1
125369 | SPX100A2-2A1N1 | 125369 | SPX FreqD 75kW 230V IP54 | 50 | cerere oferta | N | 1 | 0 | 1 | 146 | KG | 362X480X1150 | 4015081229758 |  | 696 | ICD | 1
138613 | SPX100A2-4A1B1 | 138613 | SPX FreqD 75kW 480V IP54 w/Br Chop | 50 | cerere oferta | N | 1 | 0 | 1 | 58 | KG | 344X291X758 | 4015081353934 |  | 696 | ICD | 1
125370 | SPX100A2-4A1N1 | 125370 | SPX FreqD 75kW 480V IP54 | 50 | cerere oferta | N | 1 | 0 | 1 | 58 | KG | 344X291X758 | 4015081229765 |  | 696 | ICD | 1
129596 | SPX100A2-5A4B1 | 129596 | SPX FreqD 90kW 690V IP54 w/Br Chop | 50 | cerere oferta | N | 1 | 0 | 1 | 146 | KG | 362X480X1150 | 4015081269235 |  | 696 | ICD | 1
125372 | SPX100A2-5A4N1 | 125372 | SPX FreqD 90kW 690V IP54 | 50 | cerere oferta | N | 1 | 0 | 1 | 146 | KG | 362X480X1150 | 4015081229789 |  | 696 | ICD | 1
134489 | SPX125A1-4A1B1 | 134489 | SPX FreqD 90kW 480V IP21 w/Br Chop | 50 | cerere oferta | N | 1 | 0 | 1 | 58 | KG | 344X291X758 | 4015081313389 |  | 696 | ICD | 1
125669 | SPX125A1-4A1N1 | 125669 | SPX FreqD 90kW 480V IP21 | 50 | cerere oferta | N | 1 | 0 | 1 | 58 | KG | 344X291X758 | 4015081232796 |  | 696 | ICD | 1
138653 | SPX125A1-5A4B1 | 138653 | SPX FreqD 110kW 690V IP21 w/Br Chop | 50 | cerere oferta | N | 1 | 0 | 1 | 146 | KG | 362X480X1150 | 4015081354337 |  | 696 | ICD | 1
125375 | SPX125A1-5A4N1 | 125375 | SPX FreqD 110kW 690V IP21 | 50 | cerere oferta | N | 1 | 0 | 1 | 146 | KG | 362X480X1150 | 4015081229819 |  | 696 | ICD | 1
138614 | SPX125A2-4A1B1 | 138614 | SPX FreqD 90kW 480V IP54 w/Br Chop | 50 | cerere oferta | N | 1 | 0 | 1 | 58 | KG | 344X291X758 | 4015081353941 |  | 696 | ICD | 1
125377 | SPX125A2-4A1N1 | 125377 | SPX FreqD 90kW 480V IP54 | 50 | cerere oferta | N | 1 | 0 | 1 | 58 | KG | 344X291X758 | 4015081229833 |  | 696 | ICD | 1
129597 | SPX125A2-5A4B1 | 129597 | SPX FreqD 110kW 690V IP54 w/Br Chop | 50 | cerere oferta | N | 1 | 0 | 1 | 146 | KG | 362X480X1150 | 4015081269242 |  | 696 | ICD | 1
125379 | SPX125A2-5A4N1 | 125379 | SPX FreqD 110kW 690V IP54 | 50 | cerere oferta | N | 1 | 0 | 1 | 146 | KG | 362X480X1150 | 4015081229857 |  | 696 | ICD | 1
129701 | SPX150A1-4A1B1 | 129701 | SPX9000 150HP 480V NEMA1 w/Br Chop Alfa | 50 | cerere oferta | N | 1 | 0 | 1 | 200 | KG | 1600X813X675 | 4015081270521 |  | 696 | ICD | 1
125381 | SPX150A1-4A1N1 | 125381 | SPX FreqD 110kW 480V IP21 | 50 | cerere oferta | N | 1 | 0 | 1 | 146 | KG | 362X480X1150 | 4015081229871 |  | 696 | ICD | 1
138654 | SPX150A1-5A4B1 | 138654 | SPX FreqD 132kW 690V IP21 w/Br Chop | 50 | cerere oferta | N | 1 | 0 | 1 | 146 | KG | 362X480X1150 | 4015081354344 |  | 696 | ICD | 1
125383 | SPX150A1-5A4N1 | 125383 | SPX FreqD 132kW 690V IP21 | 50 | cerere oferta | N | 1 | 0 | 1 | 146 | KG | 362X480X1150 | 4015081229895 |  | 696 | ICD | 1
138615 | SPX150A2-4A1B1 | 138615 | SPX FreqD 110kW 480V IP54 w/Br Chop | 50 | cerere oferta | N | 1 | 0 | 1 | 146 | KG | 362X480X1150 | 4015081353958 |  | 696 | ICD | 1
125385 | SPX150A2-4A1N1 | 125385 | SPX FreqD 110kW 480V IP54 | 50 | cerere oferta | N | 1 | 0 | 1 | 146 | KG | 362X480X1150 | 4015081229918 |  | 696 | ICD | 1
129598 | SPX150A2-5A4B1 | 129598 | SPX FreqD 132kW 690V IP54 w/Br Chop | 50 | cerere oferta | N | 1 | 0 | 1 | 146 | KG | 362X480X1150 | 4015081269259 |  | 696 | ICD | 1
125387 | SPX150A2-5A4N1 | 125387 | SPX FreqD 132kW 690V IP54 | 50 | cerere oferta | N | 1 | 0 | 1 | 146 | KG | 362X480X1150 | 4015081229932 |  | 696 | ICD | 1
138655 | SPX175A1-5A4B1 | 138655 | SPX FreqD 160kW 690V IP21 w/Br Chop | 50 | cerere oferta | N | 1 | 0 | 1 | 146 | KG | 362X480X1150 | 4015081354351 |  | 696 | ICD | 1
125389 | SPX175A1-5A4N1 | 125389 | SPX FreqD 160kW 690V IP21 | 50 | cerere oferta | N | 1 | 0 | 1 | 146 | KG | 362X480X1150 | 4015081229956 |  | 696 | ICD | 1
129599 | SPX175A2-5A4B1 | 129599 | SPX FreqD 160kW 690V IP54 w/Br Chop | 50 | cerere oferta | N | 1 | 0 | 1 | 146 | KG | 362X480X1150 | 4015081269266 |  | 696 | ICD | 1
125391 | SPX175A2-5A4N1 | 125391 | SPX FreqD 160kW 690V IP54 | 50 | cerere oferta | N | 1 | 0 | 1 | 146 | KG | 362X480X1150 | 4015081229970 |  | 696 | ICD | 1
129600 | SPX200A0-5A2N1 | 129600 | SPX FreqD 200kW 690V IP00 6p | 50 | cerere oferta | N | 1 | 0 | 1 | 176 | KG | 506X500X1165 | 4015081269273 |  | 696 | ICD | 1
134845 | SPX200A1-4A1B1 | 134845 | SPX FreqD 132kW 480V IP21 w/Br Chop | 50 | cerere oferta | N | 1 | 0 | 1 | 146 | KG | 362X480X1150 | 4015081316908 |  | 696 | ICD | 1
125670 | SPX200A1-4A1N1 | 125670 | SPX FreqD 132kW 480V IP21 | 50 | cerere oferta | N | 1 | 0 | 1 | 146 | KG | 362X480X1150 | 4015081232802 |  | 696 | ICD | 1
125396 | SPX200A1-5A4N1 | 125396 | SPX FreqD 200kW 690V IP21 w/Br Chop (Inc | 50 | cerere oferta | N | 1 | 0 | 1 | 340 | KG | 602X595X2020 | 4015081230020 |  | 696 | ICD | 1
138616 | SPX200A2-4A1B1 | 138616 | SPX FreqD 132kW 480V IP54 w/Br Chop | 50 | cerere oferta | N | 1 | 0 | 1 | 146 | KG | 362X480X1150 | 4015081353965 |  | 696 | ICD | 1
125398 | SPX200A2-4A1N1 | 125398 | SPX FreqD 132kW 480V IP54 | 50 | cerere oferta | N | 1 | 0 | 1 | 146 | KG | 362X480X1150 | 4015081230044 |  | 696 | ICD | 1
125400 | SPX200A2-5A4N1 | 125400 | SPX FreqD 200kW 690V IP54 (Incl Input fu | 50 | cerere oferta | N | 1 | 0 | 1 | 340 | KG | 602X595X2020 | 4015081230068 |  | 696 | ICD | 1
133130 | SPX250A0-4A2B1 | 133130 | SPX FreqD 160kW 480V IP00 6p w/Br Chop | 50 | cerere oferta | N | 1 | 0 | 1 | 261 | KG | 506X500X1165 | 4015081299881 |  | 696 | ICD | 1
138630 | SPX250A0-4A2B2 | 138630 | SPX FreqD 160kW 480V IP00 6p w/Br Chop & | 50 | cerere oferta | N | 1 | 0 | 1 | 207 | KG | 506X500X1165 | 4015081354108 |  | 696 | ICD | 1
125402 | SPX250A0-4A2N1 | 125402 | SPX FreqD 160kW 480V IP00 6p | 50 | cerere oferta | N | 1 | 0 | 1 | 207 | KG | 506X500X1165 | 4015081230082 |  | 696 | ICD | 1
129601 | SPX250A0-4A2N1U | 129601 | SPX FreqD 160kW 480V IP00 12p (Excl AC I | 50 | cerere oferta | N | 1 | 0 | 1 | 207 | KG | 2010X737X787 | 4015081269280 |  | 696 | ICD | 1
138621 | SPX250A0-4A2N2 | 138621 | SPX FreqD 160kW 480V IP00 6p w/Conf Coat | 50 | cerere oferta | N | 1 | 0 | 1 | 207 | KG | 506X500X1165 | 4015081354016 |  | 696 | ICD | 1
129602 | SPX250A0-5A2N1 | 129602 | SPX FreqD 250kW 690V IP00 6p | 50 | cerere oferta | N | 1 | 0 | 1 | 207 | KG | 506X500X1165 | 4015081269297 |  | 696 | ICD | 1
133131 | SPX250A1-4A4B1 | 133131 | SPX FreqD 160kW 480V IP21 w/Br Chop | 50 | cerere oferta | N | 1 | 0 | 1 | 340 | KG | 602X595X2018 | 4015081299898 |  | 696 | ICD | 1
125671 | SPX250A1-4A4N1 | 125671 | SPX FreqD 160kW 480V IP21 Stand-Alone (I | 50 | cerere oferta | N | 1 | 0 | 1 | 340 | KG | 602X595X2018 | 4015081232819 |  | 696 | ICD | 1
125407 | SPX250A1-5A4N1 | 125407 | SPX FreqD 250kW 690V IP21 w/Br Chop (Inc | 50 | cerere oferta | N | 1 | 0 | 1 | 340 | KG | 602X595X2020 | 4015081230136 |  | 696 | ICD | 1
125672 | SPX250A2-4A4N1 | 125672 | SPX FreqD 160kW 480V IP54 (Incl Input fu | 50 | cerere oferta | N | 1 | 0 | 1 | 340 | KG | 602X595X2018 | 4015081232826 |  | 696 | ICD | 1
125410 | SPX250A2-5A4N1 | 125410 | SPX FreqD 250kW 690V IP54 (Incl Input fu | 50 | cerere oferta | N | 1 | 0 | 1 | 340 | KG | 602X595X2020 | 4015081230167 |  | 696 | ICD | 1
138617 | SPX300A0-4A2B1 | 138617 | SPX FreqD 200kW 480V IP00 6p w/Br Chop | 50 | cerere oferta | N | 1 | 0 | 1 | 238 | KG | 506X500X1165 | 4015081353972 |  | 696 | ICD | 1
138631 | SPX300A0-4A2B2 | 138631 | SPX FreqD 200kW 480V IP00 6p w/Br Chop & | 50 | cerere oferta | N | 1 | 0 | 1 | 238 | KG | 506X500X1165 | 4015081354115 |  | 696 | ICD | 1
125412 | SPX300A0-4A2N1 | 125412 | SPX FreqD 200kW 480V IP00 6p | 50 | cerere oferta | N | 1 | 0 | 1 | 238 | KG | 500X1165X506 | 4015081230181 |  | 696 | ICD | 1
129603 | SPX300A0-4A2N1U | 129603 | SPX FreqD 200kW 480V IP00 12p (Excl AC I | 50 | cerere oferta | N | 1 | 0 | 1 | 238 | KG | 2010X737X787 | 4015081269303 |  | 696 | ICD | 1
138622 | SPX300A0-4A2N2 | 138622 | SPX FreqD 200kW 480V IP00 6p w/Conf Coat | 50 | cerere oferta | N | 1 | 0 | 1 | 238 | KG | 506X500X1165 | 4015081354023 |  | 696 | ICD | 1
129604 | SPX300A0-5A2N1 | 129604 | SPX FreqD 315kW 690V IP00 6p | 50 | cerere oferta | N | 1 | 0 | 1 | 207 | KG | 506X500X1165 | 4015081269310 |  | 696 | ICD | 1
125673 | SPX300A1-4A4N1 | 125673 | SPX FreqD 200kW 480V IP21 Stand-Alone (I | 50 | cerere oferta | N | 1 | 0 | 1 | 340 | KG | 602X595X2018 | 4015081232833 |  | 696 | ICD | 1
125417 | SPX300A1-5A4N1 | 125417 | SPX FreqD 315kW 690V IP21 w/Br Chop (Inc | 50 | cerere oferta | N | 1 | 0 | 1 | 340 | KG | 602X595X2020 | 4015081230235 |  | 696 | ICD | 1
125419 | SPX300A2-4A4N1 | 125419 | SPX FreqD 200kW 480V IP54 (Incl Input fu | 50 | cerere oferta | N | 1 | 0 | 1 | 340 | KG | 602X595X2018 | 4015081230259 |  | 696 | ICD | 1
125421 | SPX300A2-5A4N1 | 125421 | SPX FreqD 315kW 690V IP54 (Incl Input fu | 50 | cerere oferta | N | 1 | 0 | 1 | 340 | KG | 602X595X2020 | 4015081230273 |  | 696 | ICD | 1
129686 | SPX350A0-4A2B1 | 129686 | SPX FreqD 250kW 480V IP00 6p | 50 | cerere oferta | N | 1 | 0 | 1 | 238 | KG | 506X500X1165 | 4015081270132 |  | 696 | ICD | 1
138632 | SPX350A0-4A2B2 | 138632 | SPX FreqD 250kW 480V IP00 6p w/Br Chop & | 50 | cerere oferta | N | 1 | 0 | 1 | 238 | KG | 506X500X1165 | 4015081354122 |  | 696 | ICD | 1
125711 | SPX350A0-4A2N1 | 125711 | SPX FreqD 250kW 480V IP00 6p | 50 | cerere oferta | N | 1 | 0 | 1 | 238 | KG | 500X1165X506 | 4015081233212 |  | 696 | ICD | 1
129605 | SPX350A0-4A2N1U | 129605 | SPX FreqD 250kW 480V IP00 12p (Excl AC I | 50 | cerere oferta | N | 1 | 0 | 1 | 238 | KG | 2362X787X762 | 4015081269327 |  | 696 | ICD | 1
138623 | SPX350A0-4A2N2 | 138623 | SPX FreqD 250kW 480V IP00 6p w/Conf Coat | 50 | cerere oferta | N | 1 | 0 | 1 | 238 | KG | 506X500X1165 | 4015081354030 |  | 696 | ICD | 1
125424 | SPX350A1-4A4N1 | 125424 | SPX FreqD 250kW 480V IP21 Stand-Alone (I | 50 | cerere oferta | N | 1 | 0 | 1 | 340 | KG | 602X595X2018 | 4015081230303 |  | 696 | ICD | 1
125426 | SPX350A2-4A4N1 | 125426 | SPX FreqD 250kW 480V IP54 (Incl Input fu | 50 | cerere oferta | N | 1 | 0 | 1 | 340 | KG | 602X595X2018 | 4015081230327 |  | 696 | ICD | 1
126869 | SPX350A2-4A4N2 | 126869 | SPX FreqD 250kW 480V IP54 (Incl Input fu | 50 | cerere oferta | N | 1 | 0 | 1 | 340 | KG | 602X595X2018 | 4015081244539 |  | 696 | ICD | 1
138618 | SPX400A0-4A2B1 | 138618 | SPX FreqD 250kW 480V IP00 6p w/Br Chop | 50 | cerere oferta | N | 1 | 0 | 1 | 378 | KG | 503X709X1206 | 4015081353989 |  | 696 | ICD | 1
138633 | SPX400A0-4A2B2 | 138633 | SPX FreqD 250kW 480V IP00 6p w/Br Chop & | 50 | cerere oferta | N | 1 | 0 | 1 | 378 | KG | 503X709X1206 | 4015081354139 |  | 696 | ICD | 1
125428 | SPX400A0-4A2N1 | 125428 | SPX FreqD 250kW 480V IP00 6p | 50 | cerere oferta | N | 1 | 0 | 1 | 378 | KG | 503X709X1206 | 4015081230341 |  | 696 | ICD | 1
129606 | SPX400A0-4A2N1V | 129606 | SPX FreqD 250kW 480V IP00 12p (Excl AC I | 50 | cerere oferta | N | 1 | 0 | 1 | 378 | KG | 503X709X1206 | 4015081269334 |  | 696 | ICD | 1
138624 | SPX400A0-4A2N2 | 138624 | SPX FreqD 250kW 480V IP00 6p w/Conf Coat | 50 | cerere oferta | N | 1 | 0 | 1 | 378 | KG | 503X709X1206 | 4015081354047 |  | 696 | ICD | 1
129607 | SPX400A0-5A2N1 | 129607 | SPX FreqD 355kW 690V IP00 6p | 50 | cerere oferta | N | 1 | 0 | 1 | 207 | KG | 503X709X1206 | 4015081269341 |  | 696 | ICD | 1
125432 | SPX400A1-4A4N1 | 125432 | SPX FreqD 250kW 480V IP21 Stand-Alone (I | 50 | cerere oferta | N | 1 | 0 | 1 | 470 | KG | 602X794X2018 | 4015081230389 |  | 696 | ICD | 1
125434 | SPX400A1-5A4N1 | 125434 | SPX FreqD 355kW 690V IP21 w/Br Chop (Inc | 50 | cerere oferta | N | 1 | 0 | 1 | 400 | KG | 602X794X2018 | 4015081230402 |  | 696 | ICD | 1
129608 | SPX450A0-5A2N1 | 129608 | SPX FreqD 450kW 690V IP00 6p | 50 | cerere oferta | N | 1 | 0 | 1 | 325 | KG | 503X709X1206 | 4015081269358 |  | 696 | ICD | 1
125438 | SPX450A1-5A4N1 | 125438 | SPX FreqD 450kW 690V IP21 w/Br Chop (Inc | 50 | cerere oferta | N | 1 | 0 | 1 | 400 | KG | 602X794X2018 | 4015081230440 |  | 696 | ICD | 1
138619 | SPX500A0-4A2B1 | 138619 | SPX FreqD 315kW 480V IP00 6p w/Br Chop | 50 | cerere oferta | N | 1 | 0 | 1 | 378 | KG | 503X709X1206 | 4015081353996 |  | 696 | ICD | 1
138634 | SPX500A0-4A2B2 | 138634 | SPX FreqD 315kW 480V IP00 6p w/Br Chop & | 50 | cerere oferta | N | 1 | 0 | 1 | 378 | KG | 503X709X1206 | 4015081354146 |  | 696 | ICD | 1
125440 | SPX500A0-4A2N1 | 125440 | SPX FreqD 315kW 480V IP00 6p | 50 | cerere oferta | N | 1 | 0 | 1 | 378 | KG | 503X709X1206 | 4015081230464 |  | 696 | ICD | 1
129609 | SPX500A0-4A2N1V | 129609 | SPX FreqD 315kW 480V IP00 12p (Excl AC I | 50 | cerere oferta | N | 1 | 0 | 1 | 378 | KG | 503X709X1206 | 4015081269365 |  | 696 | ICD | 1
138625 | SPX500A0-4A2N2 | 138625 | SPX FreqD 315kW 480V IP00 6p w/Conf Coat | 50 | cerere oferta | N | 1 | 0 | 1 | 378 | KG | 503X709X1206 | 4015081354054 |  | 696 | ICD | 1
129610 | SPX500A0-5A2N1 | 129610 | SPX FreqD 500kW 690V IP00 6p | 50 | cerere oferta | N | 1 | 0 | 1 | 325 | KG | 503X709X1206 | 4015081269372 |  | 696 | ICD | 1
125444 | SPX500A1-4A4N1 | 125444 | SPX FreqD 315kW 480V IP21 Stand-Alone (I | 50 | cerere oferta | N | 1 | 0 | 1 | 470 | KG | 602X794X2018 | 4015081230501 |  | 696 | ICD | 1
125446 | SPX500A1-5A4N1 | 125446 | SPX FreqD 500kW 690V IP21 w/Br Chop (Inc | 50 | cerere oferta | N | 1 | 0 | 1 | 470 | KG | 602X794X2018 | 4015081230525 |  | 696 | ICD | 1
138620 | SPX550A0-4A2B1 | 138620 | SPX FreqD 355kW 480V IP00 6p w/Br Chop | 50 | cerere oferta | N | 1 | 0 | 1 | 378 | KG | 503X709X1206 | 4015081354009 |  | 696 | ICD | 1
138635 | SPX550A0-4A2B2 | 138635 | SPX FreqD 355kW 480V IP00 6p w/Br Chop & | 50 | cerere oferta | N | 1 | 0 | 1 | 378 | KG | 503X709X1206 | 4015081354153 |  | 696 | ICD | 1
125674 | SPX550A0-4A2N1 | 125674 | SPX FreqD 355kW 480V IP00 6p | 50 | cerere oferta | N | 1 | 0 | 1 | 378 | KG | 503X709X1206 | 4015081232840 |  | 696 | ICD | 1
129611 | SPX550A0-4A2N1V | 129611 | SPX FreqD 355kW 480V IP00 12p (Excl AC I | 50 | cerere oferta | N | 1 | 0 | 1 | 378 | KG | 503X709X1206 | 4015081269389 |  | 696 | ICD | 1
138626 | SPX550A0-4A2N2 | 138626 | SPX FreqD 355kW 480V IP00 6p w/Conf Coat | 50 | cerere oferta | N | 1 | 0 | 1 | 378 | KG | 503X709X1206 | 4015081354061 |  | 696 | ICD | 1
129612 | SPX550A0-5A2N1 | 129612 | SPX FreqD 560kW 690V IP00 6p | 50 | cerere oferta | N | 1 | 0 | 1 | 378 | KG | 1012X1000X2330 | 4015081269396 |  | 696 | ICD | 1
125451 | SPX550A1-4A4N1 | 125451 | SPX FreqD 355kW 480V IP21 Stand-Alone (I | 50 | cerere oferta | N | 1 | 0 | 1 | 470 | KG | 602X794X2018 | 4015081230570 |  | 696 | ICD | 1
129687 | SPX600A0-4A2B1 | 129687 | SPX FreqD 400kW 480V IP00 6p | 50 | cerere oferta | N | 1 | 0 | 1 | 414 | KG | 1600X813X1575 | 4015081270149 |  | 696 | ICD | 1
138636 | SPX600A0-4A2B2 | 138636 | SPX FreqD 400kW 480V IP00 6p w/Br Chop & | 50 | cerere oferta | N | 1 | 0 | 1 | 414 | KG | 1600X813X1575 | 4015081354160 |  | 696 | ICD | 1
125453 | SPX600A0-4A2N1 | 125453 | SPX FreqD 400kW 480V IP00 6p | 50 | cerere oferta | N | 1 | 0 | 1 | 414 | KG | 1600X813X1575 | 4015081230594 |  | 696 | ICD | 1
129613 | SPX600A0-4A2N1U | 129613 | SPX FreqD 400kW 480V IP00 12p (Excl AC I | 50 | cerere oferta | N | 1 | 0 | 1 | 414 | KG | 2362X1575X762 | 4015081269402 |  | 696 | ICD | 1
138627 | SPX600A0-4A2N2 | 138627 | SPX FreqD 400kW 480V IP00 6p w/Conf Coat | 50 | cerere oferta | N | 1 | 0 | 1 | 414 | KG | 1600X813X1575 | 4015081354078 |  | 696 | ICD | 1
129614 | SPX600A0-5A2N1 | 129614 | SPX FreqD 630kW 690V IP00 6p | 50 | cerere oferta | N | 1 | 0 | 1 | 414 | KG | 2362X1575X762 | 4015081269419 |  | 696 | ICD | 1
138637 | SPX650A0-4A2B2 | 138637 | SPX FreqD 450kW 480V IP00 6p w/Br Chop & | 50 | cerere oferta | N | 1 | 0 | 1 | 476 | KG | 1600X812X610 | 4015081354177 |  | 696 | ICD | 1
125457 | SPX650A0-4A2N1 | 125457 | SPX FreqD 450kW 480V IP00 6p | 50 | cerere oferta | N | 1 | 0 | 1 | 476 | KG | 1600X812X610 | 4015081230631 |  | 696 | ICD | 1
129615 | SPX650A0-4A2N1U | 129615 | SPX FreqD 450kW 480V IP00 12p (Excl AC I | 50 | cerere oferta | N | 1 | 0 | 1 | 476 | KG | 2362X1575X762 | 4015081269426 |  | 696 | ICD | 1
138628 | SPX650A0-4A2N2 | 138628 | SPX FreqD 450kW 480V IP00 6p w/Conf Coat | 50 | cerere oferta | N | 1 | 0 | 1 | 476 | KG | 1600X812X610 | 4015081354085 |  | 696 | ICD | 1
134970 | SPX700A0-4A2B2 | 134970 | SPX FreqD 500kW 480V IP00 6p w/Br Chop a | 50 | cerere oferta | N | 1 | 0 | 1 | 476 | KG | 1600X812X610 | 4015081317240 |  | 696 | ICD | 1
125459 | SPX700A0-4A2N1 | 125459 | SPX FreqD 500kW 480V IP00 6p | 50 | cerere oferta | N | 1 | 0 | 1 | 476 | KG | 1600X812X610 | 4015081230655 |  | 696 | ICD | 1
129616 | SPX700A0-4A2N1U | 129616 | SPX FreqD 500kW 480V IP00 12p (Excl AC I | 50 | cerere oferta | N | 1 | 0 | 1 | 476 | KG | 2362X1575X762 | 4015081269433 |  | 696 | ICD | 1
138629 | SPX700A0-4A2N2 | 138629 | SPX FreqD 500kW 480V IP00 6p w/Conf Coat | 50 | cerere oferta | N | 1 | 0 | 1 | 476 | KG | 1600X812X610 | 4015081354092 |  | 696 | ICD | 1
129617 | SPX700A0-5A2N1 | 129617 | SPX FreqD 710kW 690V IP00 6p | 50 | cerere oferta | N | 1 | 0 | 1 | 414 | KG | 1012X1000X2330 | 4015081269440 |  | 696 | ICD | 1
125463 | SPX800A0-4A2N1 | 125463 | SPX FreqD 560kW 480V IP00 6p | 50 | cerere oferta | N | 1 | 0 | 1 | 700 | KG | 2363X1524X762 | 4015081230693 |  | 696 | ICD | 1
129618 | SPX800A0-5A2N1 | 129618 | SPX FreqD 800kW 690V IP00 6p | 50 | cerere oferta | N | 1 | 0 | 1 | 670 | KG | 2362X1524X762 | 4015081269457 |  | 696 | ICD | 1
125467 | SPX900A0-4A2N1 | 125467 | SPX FreqD 630kW 480V IP00 6p | 50 | cerere oferta | N | 1 | 0 | 1 | 852 | KG | 2363X1524X762 | 4015081230730 |  | 696 | ICD | 1
129619 | SPX900A0-5A2N1 | 129619 | SPX FreqD 900kW 690V IP00 6p | 50 | cerere oferta | N | 1 | 0 | 1 | 670 | KG | 2362X1524X762 | 4015081269464 |  | 696 | ICD | 1
125471 | SPXF07A1-2A1B1 | 125471 | SPX FreqD 0.55kW 230V IP21 | 50 | cerere oferta | N | 1 | 0 | 1 | 5 | KG | 190X128X292 | 4015081230778 |  | 696 | ICD | 1
125473 | SPXF07A2-2A1B1 | 125473 | SPX FreqD 0.55kW 230V IP54 | 50 | cerere oferta | N | 1 | 0 | 1 | 5 | KG | 190X128X292 | 4015081230792 |  | 696 | ICD | 1
125475 | SPXF15A1-2A1B1 | 125475 | SPX FreqD 1.1kW 230V IP21 | 50 | cerere oferta | N | 1 | 0 | 1 | 5 | KG | 190X128X292 | 4015081230815 |  | 696 | ICD | 1
125675 | SPXF15A1-4A1B1 | 125675 | SPX FreqD 1.1kW 480V IP21 | 50 | cerere oferta | N | 1 | 0 | 1 | 5 | KG | 190X128X292 | 4015081232857 |  | 696 | ICD | 1
125478 | SPXF15A2-2A1B1 | 125478 | SPX FreqD 1.1kW 230V IP54 | 50 | cerere oferta | N | 1 | 0 | 1 | 5 | KG | 190X128X292 | 4015081230846 |  | 696 | ICD | 1
125480 | SPXF15A2-4A1B1 | 125480 | SPX FreqD 1.1kW 480V IP54 | 50 | cerere oferta | N | 1 | 0 | 1 | 5 | KG | 190X128X292 | 4015081230860 |  | 696 | ICD | 1
125482 | SPXH10A0-4A2N1 | 125482 | SPX FreqD 710kW 480V IP00 6p | 50 | cerere oferta | N | 1 | 0 | 1 | 852 | KG | 1600X813X610 | 4015081230884 |  | 696 | ICD | 1
129620 | SPXH10A0-5A2N1 | 129620 | SPX FreqD 1000kW 690V IP00 6p | 50 | cerere oferta | N | 1 | 0 | 1 | 700 | KG | 2362X1524X762 | 4015081269471 |  | 696 | ICD | 1
125486 | SPXH12A0-4A2N1 | 125486 | SPX FreqD 900kW 480V IP00 6p | 50 | cerere oferta | N | 1 | 0 | 1 | 995 | KG | 2363X1220X3048 | 4015081230921 |  | 696 | ICD | 1
129621 | SPXH13A0-5A2N1 | 129621 | SPX FreqD 1300kW 690V IP00 6p | 50 | cerere oferta | N | 1 | 0 | 1 | 925 | KG | 2362X1524X762 | 4015081269488 |  | 696 | ICD | 1
129622 | SPXH15A0-5A2N1 | 129622 | SPX FreqD 1500kW 690V IP00 6p | 50 | cerere oferta | N | 1 | 0 | 1 | 995 | KG | 2362X1524X762 | 4015081269495 |  | 696 | ICD | 1
125492 | SPXH16A0-4A2N1 | 125492 | SPX FreqD 1100kW 480V IP00 6p | 50 | cerere oferta | N | 1 | 0 | 1 | 1010 | KG | 2363X1524X762 | 4015081230983 |  | 696 | ICD | 1
129623 | SPXH20A0-5A2N1 | 129623 | SPX FreqD 1800kW 690V IP00 6p | 50 | cerere oferta | N | 1 | 0 | 1 | 1010 | KG | 2362X1524X762 | 4015081269501 |  | 696 | ICD | 1
580004FULL-0005X | SQ/03/H/NC NO CAP | 580004FULL-0005X | Standard Squashni Sounder, Cream | 732 | cerere oferta | N | 1 | 0 | 1 | 0.1 | KG | NA | NA |  | Base Sounder, Squashni Base sndr | Fulleon | 1
580003FULL-0006 | SQ/03/R | 580003FULL-0006 | Standard Squashni Sounder, Red | 732 | cerere oferta | N | 1 | 0 | 1 | 0.1 | KG | NA | NA |  | Base Sounder, Squashni Base sndr | Fulleon | 1
580002FULL-0001X | SQ/03/W SQUASHNI WT TONE 3 | 580002FULL-0001X | Squashni White, Tone 3 | 732 | cerere oferta | N | 1 | 0 | 1 | 0.1 | KG | NA | NA |  | Base Sounder, SQ | Fulleon | 1
590037FULL-0305 | SQ/G3/CAP BOX 5 CAPS SQUASHNI G3 WHITE | 590037FULL-0305 | G3 Cap White (Pack of 5) | 732 | cerere oferta | N | 1 | 0 | 1 | 0.1 | KG | NA | NA |  | Base Sounder, SQG3 Base sounder | Fulleon | 1
580038FULL-0101X | SQ/SV/03/W/S/C WITH CAP | 580038FULL-0101X | Squashni Base sndr | 732 | cerere oferta | N | 1 | 0 | 1 | 0.1 | KG | NA | NA |  | Base Sounder, SQ | Fulleon | 1
580085FULL-0235 | SQ/SV/H/C/VC/SWT SQUASHNI SOUNDER | 580085FULL-0235 | Squashni Base Sounder | 732 | cerere oferta | N | 1 | 0 | 1 | 0.1 | KG | NA | NA |  | Base Sounder, Squashni Base sndr | Fulleon | 1
580035FULL-0027 | SQ/SV/S/R | 580035FULL-0027 | Squashni Sounder Red | 732 | cerere oferta | N | 1 | 0 | 1 | 0.1 | KG | NA | NA |  | Base Sounder, SQ | Fulleon | 1
580009FULL-0018X | SQ/SV/S/W NO CAP | 580009FULL-0018X | Standard Squashni Sounder White, tone switch | 732 | cerere oferta | N | 1 | 0 | 1 | 0.1 | KG | NA | NA |  | Base Sounder, Squashni Base sndr | Fulleon | 1
580009FULL-0018XE | SQ/SV/S/W NO CAP XPRS | 580009FULL-0018XE | Squashni White, No Cap | 732 | cerere oferta | N | 1 | 0 | 1 | 0.1 | KG | NA | NA |  | Base Sounder, SQ | Fulleon | 1
580061FULL-0101 | SQ/SV/W/S/C | 580061FULL-0101 | Squashni Base sndr | 732 | cerere oferta | N | 1 | 0 | 1 | 0.1 | KG | NA | NA |  | Base Sounder, SQ | Fulleon | 1
593107FULL-0338 | SQG3 WHITE DEEP BASE QTY 1 pack in 10's | 593107FULL-0338 | G3 Deep Base (for surface laid cable) | 732 | cerere oferta | N | 1 | 0 | 1 | 0.1 | KG | NA | NA |  | Base Sounder, SGG3 | Fulleon | 1
666058FULL-0098X | SQG3/SDR/W | 666058FULL-0098X | SQG3 Base sounder, White Base | 732 | cerere oferta | N | 1 | 0 | 1 | 0.1 | KG | NA | NA |  | Base Sounder, SQG3 Base sounder | Fulleon | 1
666128MED-1063X | SQG3/SDR/W MED APPRVD WITH CAP | 666128MED-1063X | Squashni Base Sounder, White Base | 732 | cerere oferta | N | 1 | 0 | 1 | 0.1 | KG | NA | NA |  | Base Sounder, SQG3 Base sounder | Fulleon | 1
666058FULL-0098XE | SQG3/SDR/W XPRS | 666058FULL-0098XE | SQG3 Base sounder, White Base | 732 | cerere oferta | N | 1 | 0 | 1 | 0.1 | KG | NA | NA |  | Base Sounder, SQG3 Base sounder | Fulleon | 1
63263 | SQ-GE | 63263 | EMERGENCY STOP PLATES 16MM | 67 | cerere oferta | N | 5 | 0 | 1 | 0.006 | KG | 50X50X1 | 4015080632634 |  | 388 | ICD | 1
587002FULL-0109X | SQM/R NO CAP | 587002FULL-0109X | Squashni Micro, Red | 732 | cerere oferta | N | 1 | 0 | 1 | 0.1 | KG | NA | NA |  | Base Sounder, SQM Base sndr | Fulleon | 1
587012FULL-0111X | SQM/R/C/ WITH CAP | 587012FULL-0111X | SQM Base sndr, Red Base | 732 | cerere oferta | N | 1 | 0 | 1 | 0.1 | KG | NA | NA |  | Base Sounder, SQM Base sndr | Fulleon | 1
587001FULL-0108X | SQM/W NO CAP | 587001FULL-0108X | Squashni Micro ,White | 732 | cerere oferta | N | 1 | 0 | 1 | 0.1 | KG | NA | NA |  | Base Sounder, SQM Base sndr | Fulleon | 1
587011FULL-0110X | SQM/W/C WITH CAP | 587011FULL-0110X | SQM Base sndr, White Base | 732 | cerere oferta | N | 1 | 0 | 1 | 0.1 | KG | NA | NA |  | Base Sounder, SQM Base sndr | Fulleon | 1
8310112FULL-0011 | SQMSB/RL/R SQM WITH SOLISTA BCN | 8310112FULL-0011 | Squashni Micro with Solista LED Beacon Red Lens Red Body | 732 | cerere oferta | N | 1 | 0 | 1 | 0.1 | KG | NA | NA |  | Base Sounder, SQM Base sndr | Fulleon | 1
8310113FULL-0012 | SQMSB/RL/W SQM WITH SOLISTA BCN | 8310113FULL-0012 | Squashni Micro with Solista LED Beacon Red Lens White Body | 732 | cerere oferta | N | 1 | 0 | 1 | 0.1 | KG | NA | NA |  | Base Sounder, SQM Base sndr | Fulleon | 1
58874 | SQT1 | 58874 | EMERGENCY STOP PLATES 16MM | 67 | cerere oferta | N | 5 | 0 | 1 | 0.006 | KG | 50X50X1 | 4015080588740 |  | 388 | ICD | 1
28101 | SRA01 | 28101 | Screw adapter IP20 (B) | 67 | cerere oferta | N | 20 | 0 | 1 | 0.003 | KG | 19X8X22 | 4015080281016 |  | 388 | ICD | 1
28100 | SRA10 | 28100 | Screw adapter IP20 (M) | 67 | cerere oferta | N | 20 | 0 | 1 | 0.003 | KG | 19X8X22 | 4015080281009 |  | 388 | ICD | 1
28099 | SRAL | 28099 | Screw adapter IP20 (lamp socket) | 67 | cerere oferta | N | 20 | 0 | 1 | 0.003 | KG | 19X8X22 | 4015080280996 |  | 388 | ICD | 1
167377 | SRCD1CO | 167377 | Sun relay time switch | 82 | cerere oferta | S | 1 | 3 | 1 | 0.443 | KG | 69,2X53,6X128 | 4015081638772 |  | 664 | PDC | 1
63264 | SR-GE | 63264 | Etichete pentru oprire de urgentă, IP65 | 67 | cerere oferta | N | 5 | 0 | 1 | 0.006 | KG | 60X60X1 | 4015080632641 |  | 388 | ICD | 1
167378 | SRSD1COW | 167378 | Sun relay 5000lux | 82 | cerere oferta | S | 1 | 2 | 1 | 0.334 | KG | 69,2X35,7X127 | 4015081638789 |  | 664 | PDC | 1
167375 | SRSD1NO | 167375 | Sun relay 200lux | 82 | cerere oferta | S | 1 | 1 | 1 | 0.171 | KG | 65,5X17,5X128 | 4015081638758 |  | 664 | PDC | 1
167376 | SRSW1NO | 167376 | Sun relay wallmount | 82 | cerere oferta | S | 1 | 4.9 | 1 | 0.255 | KG | 49,4X85X118,4 | 4015081638765 |  | 664 | PDC | 1
58873 | SRT1 | 58873 | EMERGENCY STOP PLATES 16MM | 67 | cerere oferta | N | 5 | 0 | 1 | 0.006 | KG | 60X60X1 | 4015080588733 |  | 388 | ICD | 1
79611 | SS5-ID0375 | 79611 | ACC.INS.ENCLOSURE CI3-CI49 | 94 | cerere oferta | N | 1 | 0 | 1 | 4.129 | KG | 375X300X50 | 4015080796114 |  | 277 | PDC | 1
81984 | SS5-ID0750 | 81984 | ACC.INS.ENCLOSURE CI3-CI49 | 94 | cerere oferta | N | 1 | 0 | 1 | 6.684 | KG | 750X300X50 | 4015080819844 |  | 277 | PDC | 1
84357 | SS5-ID1125 | 84357 | ACC.INS.ENCLOSURE CI3-CI49 | 94 | cerere oferta | N | 1 | 0 | 1 | 9.295 | KG | 1125X300X50 | 4015080843573 |  | 277 | PDC | 1
86730 | SS5-ID1500 | 86730 | ACC.INS.ENCLOSURE CI3-CI49 | 94 | cerere oferta | N | 1 | 0 | 1 | 10.179 | KG | 1500X300X50 | 4015080867302 |  | 277 | PDC | 1
RO000000031841 | SS612-AK | RO000000031841 | SS612-AK | 100 | cerere oferta | N | 1 | 0 | 1 | 1 | KG | 0 001X0 001X0 001 | 9008790160585 |  | 278 | PDC | 1
RO000000034214 | SS614-AK | RO000000034214 | SS614-AK | 100 | cerere oferta | N | 1 | 0 | 1 | 1 | KG | 0 001X0 001X0 001 | 9008790160615 |  | 278 | PDC | 1
280331 | SS-EVN | 280331 | SS-EVN | 85 | cerere oferta | S | 1 | 0 | 1 | 0.05 | KG | 90X60X45 | 4015082803315 |  | 271 | PDC | 1
171990 | SS-IP20-N | 171990 | IP20 Kit S811+ N-Frame | 49 | cerere oferta | N | 1 | 0 | 1 | 0.22 | KG | 100X67 7X100 | 4015081685356 |  | 699 | ICD | 1
171991 | SS-IP20-R | 171991 | IP20 Kit S811+ R-Frame | 49 | cerere oferta | N | 1 | 0 | 1 | 0.33 | KG | 100X111X110 | 4015081685363 |  | 699 | ICD | 1
171992 | SS-IP20-TU | 171992 | IP20 Kit S811+ T- and U-Frame | 49 | cerere oferta | N | 1 | 0 | 1 | 0.42 | KG | 100X194X125 | 4015081685370 |  | 699 | ICD | 1
158650 | SS-IP20-V | 158650 | IP20 KIT FOR V FRAME FOR S801/S811 FAMIL | 49 | cerere oferta | N | 1 | 0 | 1 | 1.5 | KG | 304 8X165 1X254 | 4015081551804 |  | 699 | ICD | 1
275422 | SS-KS-61005 | 275422 | Xboard ProfiPlus SS-KS-61005 | 85 | cerere oferta | S | 1 | 0 | 1 | 0.13 | KG | 0 001X0 001X0 001 | 4015082754228 |  | 273 | PDC | 1
86709 | S-T0 | 86709 | Acc. Cam Switches (UK) | 55 | cerere oferta | S | 1 | 0 | 1 | 0.13 | KG | 70X48X78 | 4015080867098 |  | 292 | ICD | 1
48251 | STB13,5 | 48251 | CABLE-GLAND STB | 94 | cerere oferta | N | 20 | 0 | 1 | 0.013 | KG | 50X20X20 | 4015080482512 |  | 279 | PDC | 1
50624 | STB16 | 50624 | CABLE-GLAND STB | 94 | cerere oferta | N | 20 | 0 | 1 | 0.018 | KG | 50X20X20 | 4015080506249 |  | 279 | PDC | 1
76177 | STB16F | 76177 | CABLE-GLAND STB | 94 | cerere oferta | N | 20 | 0 | 1 | 0.02 | KG | 50X20X20 | 4015080761778 |  | 279 | PDC | 1
55370 | STB21 | 55370 | CABLE-GLAND STB | 94 | cerere oferta | N | 20 | 0 | 1 | 0.03 | KG | 70X30X30 | 4015080553700 |  | 279 | PDC | 1
57743 | STB29 | 57743 | CABLE-GLAND STB | 94 | cerere oferta | N | 10 | 0 | 1 | 0.051 | KG | 70X30X30 | 4015080577430 |  | 279 | PDC | 1
62489 | STB36 | 62489 | CABLE-GLAND STB | 94 | cerere oferta | N | 10 | 0 | 1 | 0.083 | KG | 80X50X50 | 4015080624899 |  | 279 | PDC | 1
219217 | STB3-CI | 219217 | Accessory ISO enclosure CI23-CI43 | 100 | cerere oferta | N | 1 | 0 | 1 | 0.185 | KG | 150X250X50 | 4015082192174 | x | 277 | PDC | 1
64862 | STB42 | 64862 | CABLE-GLAND STB | 94 | cerere oferta | N | 5 | 0 | 1 | 0.135 | KG | 80X50X50 | 4015080648628 |  | 279 | PDC | 1
34223 | STB4-CI | 34223 | ACC.INS.ENCLOSURE CI3-CI49 | 94 | cerere oferta | S | 1 | 0 | 1 | 0.243 | KG | 150X375X50 | 4015080342236 |  | 277 | PDC | 1
224557 | STB-M20F | 224557 | M20 ventilation gland | 94 | cerere oferta | N | 20 | 0 | 1 | 0.014 | KG | 50X20X20 | 4015082245573 |  | 279 | PDC | 1
224558 | STB-M25F | 224558 | M25 ventilation gland | 94 | cerere oferta | N | 20 | 0 | 1 | 0.026 | KG | 50X20X20 | 4015082245580 |  | 279 | PDC | 1
36307 | STBZ13,5 | 36307 | ACC. BOARD BD01 | 94 | cerere oferta | N | 20 | 0 | 1 | 0.015 | KG | 126X126X60 | 4015080363071 |  | 279 | PDC | 1
36308 | STBZ16 | 36308 | ACC. BOARD BD01 | 94 | cerere oferta | N | 20 | 0 | 1 | 0.02 | KG | 45X29X29 | 4015080363088 |  | 279 | PDC | 1
36309 | STBZ21 | 36309 | ACC. BOARD BD01 | 94 | cerere oferta | N | 20 | 0 | 1 | 0.03 | KG | 50X36X36 | 4015080363095 |  | 279 | PDC | 1
36310 | STBZ29 | 36310 | ACC. BOARD BD01 | 94 | cerere oferta | N | 10 | 0 | 1 | 0.056 | KG | 55X46X46 | 4015080363101 |  | 279 | PDC | 1
CN107938 | STH-15SR | CN107938 | SUPERVISED HORN,ADJUSTABLE MOUNTING,15W,25/70V,RD | 732 | cerere oferta | N | 1 | 0 | 1 | 0.1 | KG | NA | NA |  | Wheelock , UL Range | Fulleon | 1
29968 | STI0,06(230/230) | 29968 | CONTROL TRANSFORMERS STI | 32 | cerere oferta | N | 1 | 0 | 1 | 1.443 | KG | 75X85X91 | 4015080299684 |  | 306 | ICD | 1
29977 | STI0,06(230/24) | 29977 | CONTROL TRANSFORMERS STI | 32 | cerere oferta | N | 1 | 0 | 1 | 1.44 | KG | 75X85X91 | 4015080299776 |  | 306 | ICD | 1
29975 | STI0,06(400/230) | 29975 | CONTROL TRANSFORMERS STI | 32 | cerere oferta | N | 1 | 0 | 1 | 1.447 | KG | 75X85X91 | 4015080299752 |  | 306 | ICD | 1
29971 | STI0,06(400/24) | 29971 | CONTROL TRANSFORMERS STI | 32 | cerere oferta | N | 1 | 0 | 1 | 1.421 | KG | 75X85X91 | 4015080299714 |  | 306 | ICD | 1
29976 | STI0,1(230/230) | 29976 | CONTROL TRANSFORMERS STI | 32 | cerere oferta | N | 1 | 0 | 1 | 1.966 | KG | 88X85X91 | 4015080299769 |  | 306 | ICD | 1
46629 | STI0,1(230/24) | 46629 | CONTROL TRANSFORMERS STI | 32 | cerere oferta | N | 1 | 0 | 1 | 1.966 | KG | 89X85X91 | 4015080466291 |  | 306 | ICD | 1
46630 | STI0,1(400/230) | 46630 | CONTROL TRANSFORMERS STI | 32 | cerere oferta | N | 1 | 0 | 1 | 2.006 | KG | 89X85X91 | 4015080466307 |  | 306 | ICD | 1
46631 | STI0,1(400/24) | 46631 | CONTROL TRANSFORMERS STI | 32 | cerere oferta | N | 1 | 0 | 1 | 1.991 | KG | 89X85X91 | 4015080466314 |  | 306 | ICD | 1
35247 | STI0,16(230/230) | 35247 | CONTROL TRANSFORMERS STI | 32 | cerere oferta | N | 1 | 0 | 1 | 2.431 | KG | 97X85X91 | 4015080352471 |  | 306 | ICD | 1
46632 | STI0,16(230/24) | 46632 | CONTROL TRANSFORMERS STI | 32 | cerere oferta | N | 1 | 0 | 1 | 2.459 | KG | 97X85X91 | 4015080466321 |  | 306 | ICD | 1
46633 | STI0,16(400/230) | 46633 | CONTROL TRANSFORMERS STI | 32 | cerere oferta | N | 1 | 0 | 1 | 2.459 | KG | 97X85X91 | 4015080466338 |  | 306 | ICD | 1
46634 | STI0,16(400/24) | 46634 | CONTROL TRANSFORMERS STI | 32 | cerere oferta | N | 1 | 0 | 1 | 2.446 | KG | 97X85X91 | 4015080466345 |  | 306 | ICD | 1
35248 | STI0,2(230/230) | 35248 | CONTROL TRANSFORMERS STI | 32 | cerere oferta | N | 1 | 0 | 1 | 2.977 | KG | 83X106X112 | 4015080352488 |  | 306 | ICD | 1
46635 | STI0,2(230/24) | 46635 | CONTROL TRANSFORMERS STI | 32 | cerere oferta | N | 1 | 0 | 1 | 3.036 | KG | 83X106X112 | 4015080466352 |  | 306 | ICD | 1
46636 | STI0,2(400/230) | 46636 | CONTROL TRANSFORMERS STI | 32 | cerere oferta | N | 1 | 0 | 1 | 2.95 | KG | 83X106X112 | 4015080466369 |  | 306 | ICD | 1
46637 | STI0,2(400/24) | 46637 | CONTROL TRANSFORMERS STI | 32 | cerere oferta | N | 1 | 0 | 1 | 2.968 | KG | 83X106X112 | 4015080466376 |  | 306 | ICD | 1
36400 | STI0,25(230/230) | 36400 | CONTROL TRANSFORMERS STI | 32 | cerere oferta | N | 1 | 0 | 1 | 3.567 | KG | 91X106X112 | 4015080364009 |  | 306 | ICD | 1
35262 | STI0,25(230/24) | 35262 | CONTROL TRANSFORMERS STI | 32 | cerere oferta | N | 1 | 0 | 1 | 3.625 | KG | 91X106X112 | 4015080352624 |  | 306 | ICD | 1
46638 | STI0,25(400/230) | 46638 | CONTROL TRANSFORMERS STI | 32 | cerere oferta | N | 1 | 0 | 1 | 3.565 | KG | 91X106X112 | 4015080466383 |  | 306 | ICD | 1
35249 | STI0,25(400/24) | 35249 | CONTROL TRANSFORMERS STI | 32 | cerere oferta | N | 1 | 0 | 1 | 3.612 | KG | 91X106X112 | 4015080352495 |  | 306 | ICD | 1
40641 | STI0,315(230/230) | 40641 | CONTROL TRANSFORMERS STI | 32 | cerere oferta | N | 1 | 0 | 1 | 3.949 | KG | 88X121X119 | 4015080406419 |  | 306 | ICD | 1
36392 | STI0,315(230/24) | 36392 | CONTROL TRANSFORMERS STI | 32 | cerere oferta | N | 1 | 0 | 1 | 4.579 | KG | 88X121X119 | 4015080363927 |  | 306 | ICD | 1
46639 | STI0,315(400/230) | 46639 | CONTROL TRANSFORMERS STI | 32 | cerere oferta | N | 1 | 0 | 1 | 4.615 | KG | 88X121X119 | 4015080466390 |  | 306 | ICD | 1
35250 | STI0,315(400/24) | 35250 | CONTROL TRANSFORMERS STI | 32 | cerere oferta | N | 1 | 0 | 1 | 4.49 | KG | 88X121X119 | 4015080352501 |  | 306 | ICD | 1
40642 | STI0,4(230/230) | 40642 | CONTROL TRANSFORMERS STI | 32 | cerere oferta | N | 1 | 0 | 1 | 5.02 | KG | 100X121X119 | 4015080406426 |  | 306 | ICD | 1
36393 | STI0,4(230/24) | 36393 | CONTROL TRANSFORMERS STI | 32 | cerere oferta | N | 1 | 0 | 1 | 5.054 | KG | 100X121X119 | 4015080363934 |  | 306 | ICD | 1
46640 | STI0,4(400/230) | 46640 | CONTROL TRANSFORMERS STI | 32 | cerere oferta | N | 1 | 0 | 1 | 5.425 | KG | 100X121X119 | 4015080466406 |  | 306 | ICD | 1
35251 | STI0,4(400/24) | 35251 | CONTROL TRANSFORMERS STI | 32 | cerere oferta | N | 1 | 0 | 1 | 5.49 | KG | 100X121X119 | 4015080352518 |  | 306 | ICD | 1
40643 | STI0,5(230/230) | 40643 | CONTROL TRANSFORMERS STI | 32 | cerere oferta | N | 1 | 0 | 1 | 6.589 | KG | 120X121X119 | 4015080406433 |  | 306 | ICD | 1
36394 | STI0,5(230/24) | 36394 | CONTROL TRANSFORMERS STI | 32 | cerere oferta | N | 1 | 0 | 1 | 6.638 | KG | 140X121X131 | 4015080363941 |  | 306 | ICD | 1
46641 | STI0,5(400/230) | 46641 | CONTROL TRANSFORMERS STI | 32 | cerere oferta | N | 1 | 0 | 1 | 6.64 | KG | 120X121X119 | 4015080466413 |  | 306 | ICD | 1
35252 | STI0,5(400/24) | 35252 | CONTROL TRANSFORMERS STI | 32 | cerere oferta | N | 1 | 0 | 1 | 6.767 | KG | 140X121X131 | 4015080352525 |  | 306 | ICD | 1
40644 | STI0,63(230/230) | 40644 | CONTROL TRANSFORMERS STI | 32 | cerere oferta | N | 1 | 0 | 1 | 7.71 | KG | 107X151X145 | 4015080406440 |  | 306 | ICD | 1
36395 | STI0,63(230/24) | 36395 | CONTROL TRANSFORMERS STI | 32 | cerere oferta | N | 1 | 0 | 1 | 7.702 | KG | 121X151X157 | 4015080363958 |  | 306 | ICD | 1
46883 | STI0,63(400/230) | 46883 | CONTROL TRANSFORMERS STI | 32 | cerere oferta | N | 1 | 0 | 1 | 7.449 | KG | 107X151X145 | 4015080468837 |  | 306 | ICD | 1
35253 | STI0,63(400/24) | 35253 | CONTROL TRANSFORMERS STI | 32 | cerere oferta | N | 1 | 0 | 1 | 9.161 | KG | 121X151X157 | 4015080352532 |  | 306 | ICD | 1
26641 | STI0,8(230/230) | 26641 | CONTROL TRANSFORMERS STI | 32 | cerere oferta | N | 1 | 0 | 1 | 10.045 | KG | 124X151X145 | 4015080266419 |  | 306 | ICD | 1
36396 | STI0,8(230/24) | 36396 | CONTROL TRANSFORMERS STI | 32 | cerere oferta | N | 1 | 0 | 1 | 11.637 | KG | 138X151X157 | 4015080363965 |  | 306 | ICD | 1
46889 | STI0,8(400/230) | 46889 | CONTROL TRANSFORMERS STI | 32 | cerere oferta | N | 1 | 0 | 1 | 9.872 | KG | 124X151X145 | 4015080468899 |  | 306 | ICD | 1
35254 | STI0,8(400/24) | 35254 | CONTROL TRANSFORMERS STI | 32 | cerere oferta | N | 1 | 0 | 1 | 9.489 | KG | 138X151X157 | 4015080352549 |  | 306 | ICD | 1
26642 | STI1,0(230/230) | 26642 | CONTROL TRANSFORMERS STI | 32 | cerere oferta | N | 1 | 0 | 1 | 13.289 | KG | 150X151X145 | 4015080266426 |  | 306 | ICD | 1
36397 | STI1,0(230/24) | 36397 | CONTROL TRANSFORMERS STI | 32 | cerere oferta | N | 1 | 0 | 1 | 14.468 | KG | 164X151X157 | 4015080363972 |  | 306 | ICD | 1
46895 | STI1,0(400/230) | 46895 | CONTROL TRANSFORMERS STI | 32 | cerere oferta | N | 1 | 0 | 1 | 13.549 | KG | 150X151X145 | 4015080468950 |  | 306 | ICD | 1
35255 | STI1,0(400/24) | 35255 | CONTROL TRANSFORMERS STI | 32 | cerere oferta | N | 1 | 0 | 1 | 14.527 | KG | 164X151X157 | 4015080352556 |  | 306 | ICD | 1
35256 | STI1,3(230/230) | 35256 | CONTROL TRANSFORMERS STI | 32 | cerere oferta | N | 1 | 0 | 1 | 14.607 | KG | 138X175X157 | 4015080352563 |  | 306 | ICD | 1
46918 | STI1,3(400/230) | 46918 | CONTROL TRANSFORMERS STI | 32 | cerere oferta | N | 1 | 0 | 1 | 14.961 | KG | 138X175X157 | 4015080469186 |  | 306 | ICD | 1
35257 | STI1,6(230/230) | 35257 | CONTROL TRANSFORMERS STI | 32 | cerere oferta | N | 1 | 0 | 1 | 17.43 | KG | 142X195X174 | 4015080352570 |  | 306 | ICD | 1
46952 | STI1,6(400/230) | 46952 | CONTROL TRANSFORMERS STI | 32 | cerere oferta | N | 1 | 0 | 1 | 17.558 | KG | 142X195X174 | 4015080469520 |  | 306 | ICD | 1
36398 | STI2,0(230/230) | 36398 | CONTROL TRANSFORMERS STI | 32 | cerere oferta | N | 1 | 0 | 1 | 19.972 | KG | 154X195X174 | 4015080363989 |  | 306 | ICD | 1
35258 | STI2,0(400/230) | 35258 | CONTROL TRANSFORMERS STI | 32 | cerere oferta | N | 1 | 0 | 1 | 19.908 | KG | 154X195X174 | 4015080352587 |  | 306 | ICD | 1
36399 | STI2,5(230/230) | 36399 | CONTROL TRANSFORMERS STI | 32 | cerere oferta | N | 1 | 0 | 1 | 20.944 | KG | 154X195X174 | 4015080363996 |  | 306 | ICD | 1
35259 | STI2,5(400/230) | 35259 | CONTROL TRANSFORMERS STI | 32 | cerere oferta | N | 1 | 0 | 1 | 20.476 | KG | 154X195X174 | 4015080352594 |  | 306 | ICD | 1
35260 | STI3,0(400/230) | 35260 | CONTROL TRANSFORMERS STI | 32 | cerere oferta | N | 1 | 0 | 1 | 27.588 | KG | 170X230X255 | 4015080352600 |  | 306 | ICD | 1
35261 | STI4,0(400/230) | 35261 | CONTROL TRANSFORMERS STI | 32 | cerere oferta | N | 1 | 0 | 1 | 32.9 | KG | 200X230X255 | 4015080352617 |  | 306 | ICD | 1
ROWD050840 | STIWATERPROOFSCHWARZ-WD | ROWD050840 | CREION INSCRIPTIONARE ETICHETE | 731 | cerere oferta | N | 1 | 0 | 1 | 0.009 | KG | 0 001X0 001X0 001 | 9008790082528 |  | 306 | ICD | 1
275427 | STL-1 | 275427 | Support Plate | 85 | cerere oferta | N | 1 | 1 | 1 | 0.135 | KG | 100X50X10 | 4015082754273 |  | 273 | PDC | 1
275428 | STL-2 | 275428 | Support Plate | 85 | cerere oferta | N | 1 | 1 | 1 | 2.5 | KG | 100X100X10 | 4015082754280 |  | 273 | PDC | 1
204938 | STN0,06(*/*) | 204938 | CONTROL TRANSFORMER STN | 32 | cerere oferta | N | 1 | 0 | 1 | 1.125 | KG | 79X66X78 | 1004241 |  | 306 | ICD | 1
204934 | STN0,06(230/230) | 204934 | CONTROL TRANSFORMER STI | 32 | cerere oferta | S | 1 | 0 | 1 | 1.125 | KG | 79X66X78 | 4015082049348 |  | 306 | ICD | 1
204935 | STN0,06(230/24) | 204935 | CONTROL TRANSFORMER STN | 32 | cerere oferta | S | 1 | 0 | 1 | 1.125 | KG | 79X66X78 | 4015082049355 |  | 306 | ICD | 1
204936 | STN0,06(400/230) | 204936 | CONTROL TRANSFORMER STN | 32 | cerere oferta | S | 1 | 0 | 1 | 1.125 | KG | 79X66X78 | 4015082049362 |  | 306 | ICD | 1
204937 | STN0,06(400/24) | 204937 | CONTROL TRANSFORMER STN | 32 | cerere oferta | S | 1 | 0 | 1 | 1.125 | KG | 79X66X78 | 4015082049379 |  | 306 | ICD | 1
204939 | STN0,1(*/*) | 204939 | CONTROL TRANSFORMER STN | 32 | cerere oferta | N | 1 | 0 | 1 | 1.567 | KG | 75X85X91 | 1004240 |  | 306 | ICD | 1
204940 | STN0,1(230/230) | 204940 | CONTROL TRANSFORMER STN | 32 | cerere oferta | S | 1 | 0 | 1 | 1.567 | KG | 75X85X91 | 4015082049409 |  | 306 | ICD | 1
204941 | STN0,1(230/24) | 204941 | CONTROL TRANSFORMER STN | 32 | cerere oferta | S | 1 | 0 | 1 | 1.567 | KG | 75X85X91 | 4015082049416 |  | 306 | ICD | 1
204942 | STN0,1(400/230) | 204942 | CONTROL TRANSFORMER STN | 32 | cerere oferta | S | 1 | 0 | 1 | 1.567 | KG | 75X85X91 | 4015082049423 |  | 306 | ICD | 1
204943 | STN0,1(400/24) | 204943 | CONTROL TRANSFORMER STN | 32 | cerere oferta | S | 1 | 0 | 1 | 1.567 | KG | 75X85X91 | 4015082049430 |  | 306 | ICD | 1
204944 | STN0,16(*/*) | 204944 | CONTROL TRANSFORMER STN | 32 | cerere oferta | N | 1 | 0 | 1 | 2.358 | KG | 97X85X91 | 1004239 |  | 306 | ICD | 1
204945 | STN0,16(230/230) | 204945 | CONTROL TRANSFORMER STN | 32 | cerere oferta | S | 1 | 0 | 1 | 2.358 | KG | 97X85X91 | 4015082049454 |  | 306 | ICD | 1
204947 | STN0,16(230/24) | 204947 | CONTROL TRANSFORMER STN | 32 | cerere oferta | S | 1 | 0 | 1 | 2.358 | KG | 97X85X91 | 4015082049478 |  | 306 | ICD | 1
204948 | STN0,16(400/230) | 204948 | CONTROL TRANSFORMER STN | 32 | cerere oferta | S | 1 | 0 | 1 | 2.358 | KG | 97X85X91 | 4015082049485 |  | 306 | ICD | 1
204949 | STN0,16(400/24) | 204949 | CONTROL TRANSFORMER STN | 32 | cerere oferta | S | 1 | 0 | 1 | 2.358 | KG | 97X85X91 | 4015082049492 |  | 306 | ICD | 1
204950 | STN0,2(*/*) | 204950 | CONTROL TRANSFORMER STN | 32 | cerere oferta | N | 1 | 0 | 1 | 2.996 | KG | 83X106X112 | 1004238 |  | 306 | ICD | 1
204951 | STN0,2(230/230) | 204951 | CONTROL TRANSFORMER STN | 32 | cerere oferta | S | 1 | 0 | 1 | 2.996 | KG | 83X106X112 | 4015082049515 |  | 306 | ICD | 1
204976 | STN0,2(230/24) | 204976 | CONTROL TRANSFORMER STN | 32 | cerere oferta | S | 1 | 0 | 1 | 2.996 | KG | 83X106X112 | 4015082049768 |  | 306 | ICD | 1
204977 | STN0,2(400/230) | 204977 | CONTROL TRANSFORMER STN | 32 | cerere oferta | S | 1 | 0 | 1 | 2.996 | KG | 83X106X112 | 4015082049775 |  | 306 | ICD | 1
204978 | STN0,2(400/24) | 204978 | CONTROL TRANSFORMER STN | 32 | cerere oferta | S | 1 | 0 | 1 | 2.996 | KG | 83X106X112 | 4015082049782 |  | 306 | ICD | 1
204979 | STN0,25(*/*) | 204979 | CONTROL TRANSFORMER STN | 32 | cerere oferta | N | 1 | 0 | 1 | 5.139 | KG | 103X106X121 | 1004237 |  | 306 | ICD | 1
221508 | STN0,25(230/24) | 221508 | STN control transformer | 32 | cerere oferta | S | 1 | 0 | 1 | 2.996 | KG | 83X106X112 | 4015082215088 |  | 306 | ICD | 1
204980 | STN0,25(400/230) | 204980 | CONTROL TRANSFORMER STN | 32 | cerere oferta | S | 1 | 0 | 1 | 2.996 | KG | 83X106X112 | 4015082049805 |  | 306 | ICD | 1
221509 | STN0,25(400/24) | 221509 | STN control transformer | 32 | cerere oferta | S | 1 | 0 | 1 | 2.996 | KG | 83X106X112 | 4015082215095 |  | 306 | ICD | 1
204981 | STN0,315(*/*) | 204981 | CONTROL TRANSFORMER STN | 32 | cerere oferta | N | 1 | 0 | 1 | 5.139 | KG | 111X106X121 | 1004236 |  | 306 | ICD | 1
221510 | STN0,315(230/24) | 221510 | STN control transformer | 32 | cerere oferta | S | 1 | 0 | 1 | 4.52 | KG | 91X106X112 | 4015082215101 |  | 306 | ICD | 1
204982 | STN0,315(400/230) | 204982 | CONTROL TRANSFORMER STN | 32 | cerere oferta | S | 1 | 0 | 1 | 3.539 | KG | 91X106X112 | 4015082049829 |  | 306 | ICD | 1
221511 | STN0,315(400/24) | 221511 | STN control transformer | 32 | cerere oferta | S | 1 | 0 | 1 | 4.52 | KG | 91X106X112 | 4015082215118 |  | 306 | ICD | 1
204983 | STN0,4(*/*) | 204983 | CONTROL TRANSFORMER STN | 32 | cerere oferta | N | 1 | 0 | 1 | 5.139 | KG | 108X121X133 | 1004235 |  | 306 | ICD | 1
221513 | STN0,4(230/24) | 221513 | STN control transformer | 32 | cerere oferta | S | 1 | 0 | 1 | 5.07 | KG | 88X121X124 | 4015082215132 |  | 306 | ICD | 1
204984 | STN0,4(400/230) | 204984 | CONTROL TRANSFORMER STN | 32 | cerere oferta | S | 1 | 0 | 1 | 5.139 | KG | 88X121X124 | 4015082049843 |  | 306 | ICD | 1
221514 | STN0,4(400/24) | 221514 | STN control transformer | 32 | cerere oferta | S | 1 | 0 | 1 | 5.07 | KG | 88X121X124 | 4015082215149 |  | 306 | ICD | 1
204985 | STN0,5(*/*) | 204985 | CONTROL TRANSFORMER STN | 32 | cerere oferta | N | 1 | 0 | 1 | 5.139 | KG | 120X121X133 | 1004234 |  | 306 | ICD | 1
221515 | STN0,5(230/24) | 221515 | STN control transformer | 32 | cerere oferta | S | 1 | 0 | 1 | 5.139 | KG | 120X121X133 | 4015082215156 |  | 306 | ICD | 1
204986 | STN0,5(400/230) | 204986 | CONTROL TRANSFORMER STN | 32 | cerere oferta | S | 1 | 0 | 1 | 5.349 | KG | 100X121X124 | 4015082049867 |  | 306 | ICD | 1
221516 | STN0,5(400/24) | 221516 | STN control transformer | 32 | cerere oferta | S | 1 | 0 | 1 | 5.139 | KG | 120X121X133 | 4015082215163 |  | 306 | ICD | 1
204987 | STN0,63(*/*) | 204987 | CONTROL TRANSFORMER STN | 32 | cerere oferta | N | 1 | 0 | 1 | 7.31 | KG | 121X151X157 | 1004233 |  | 306 | ICD | 1
221517 | STN0,63(230/24) | 221517 | STN control transformer | 32 | cerere oferta | S | 1 | 0 | 1 | 7.816 | KG | 121X151X157 | 4015082215170 |  | 306 | ICD | 1
204988 | STN0,63(400/230) | 204988 | CONTROL TRANSFORMER STN | 32 | cerere oferta | S | 1 | 0 | 1 | 7.31 | KG | 107X151X145 | 4015082049881 |  | 306 | ICD | 1
221518 | STN0,63(400/24) | 221518 | STN control transformer | 32 | cerere oferta | S | 1 | 0 | 1 | 7.816 | KG | 121X151X157 | 4015082215187 |  | 306 | ICD | 1
204989 | STN0,8(*/*) | 204989 | CONTROL TRANSFORMER STN | 32 | cerere oferta | N | 1 | 0 | 1 | 9.6 | KG | 124X151X196 | 1004232 |  | 306 | ICD | 1
221519 | STN0,8(230/24) | 221519 | STN control transformer | 32 | cerere oferta | S | 1 | 0 | 1 | 9.6 | KG | 138X151X157 | 4015082215194 |  | 306 | ICD | 1
204990 | STN0,8(400/230) | 204990 | CONTROL TRANSFORMER STN | 32 | cerere oferta | S | 1 | 0 | 1 | 7.78 | KG | 124X151X145 | 4015082049904 |  | 306 | ICD | 1
221520 | STN0,8(400/24) | 221520 | STN control transformer | 32 | cerere oferta | S | 1 | 0 | 1 | 9.6 | KG | 138X151X157 | 4015082215200 |  | 306 | ICD | 1
204991 | STN1,0(*/*) | 204991 | CONTROL TRANSFORMER STN | 32 | cerere oferta | N | 1 | 0 | 1 | 9.6 | KG | 150X151X196 | 1004231 |  | 306 | ICD | 1
221521 | STN1,0(230/24) | 221521 | STN control transformer | 32 | cerere oferta | S | 1 | 0 | 1 | 9.6 | KG | 164X151X157 | 4015082215217 |  | 306 | ICD | 1
204992 | STN1,0(400/230) | 204992 | CONTROL TRANSFORMER STN | 32 | cerere oferta | S | 1 | 0 | 1 | 9.6 | KG | 150X151X145 | 4015082049928 |  | 306 | ICD | 1
221522 | STN1,0(400/24) | 221522 | STN control transformer | 32 | cerere oferta | S | 1 | 0 | 1 | 9.6 | KG | 164X151X157 | 4015082215224 |  | 306 | ICD | 1
204993 | STN1,3(*/*) | 204993 | CONTROL TRANSFORMER STN | 32 | cerere oferta | N | 1 | 0 | 1 | 15.748 | KG | 148X175X213 | 1004230 |  | 306 | ICD | 1
221523 | STN1,3(400/230) | 221523 | STN control transformer | 32 | cerere oferta | S | 1 | 0 | 1 | 13.6 | KG | 138X175X157 | 4015082215231 |  | 306 | ICD | 1
204994 | STN1,6(*/*) | 204994 | CONTROL TRANSFORMER STN | 32 | cerere oferta | N | 1 | 0 | 1 | 15.748 | KG | 138X175X170 | 1004229 |  | 306 | ICD | 1
221524 | STN1,6(400/230) | 221524 | STN control transformer | 32 | cerere oferta | S | 1 | 0 | 1 | 15.1 | KG | 138X175X157 | 4015082215248 |  | 306 | ICD | 1
204995 | STN2,0(*/*) | 204995 | CONTROL TRANSFORMER STN | 32 | cerere oferta | N | 1 | 0 | 1 | 19.6 | KG | 168X175X170 | 1004228 |  | 306 | ICD | 1
221525 | STN2,0(400/230) | 221525 | STN control transformer | 32 | cerere oferta | S | 1 | 0 | 1 | 20.2 | KG | 168X175X157 | 4015082215255 |  | 306 | ICD | 1
204996 | STN2,5(*/*) | 204996 | CONTROL TRANSFORMER STN | 32 | cerere oferta | N | 1 | 0 | 1 | 25.029 | KG | 185X230X260 | 1004227 |  | 306 | ICD | 1
221526 | STN2,5(400/230) | 221526 | STN control transformer | 32 | cerere oferta | S | 1 | 0 | 1 | 25 | KG | 145X230X255 | 4015082215262 |  | 306 | ICD | 1
204997 | STN3,0(*/*) | 204997 | CONTROL TRANSFORMER STN | 32 | cerere oferta | N | 1 | 0 | 1 | 30.503 | KG | 210X230X260 | 1004226 |  | 306 | ICD | 1
221527 | STN3,0(400/230) | 221527 | STN control transformer | 32 | cerere oferta | S | 1 | 0 | 1 | 26.614 | KG | 170X230X255 | 4015082215279 |  | 306 | ICD | 1
204998 | STN4,0(*/*) | 204998 | CONTROL TRANSFORMER STN | 32 | cerere oferta | N | 1 | 0 | 1 | 35.114 | KG | 225X230X260 | 1004225 |  | 306 | ICD | 1
221528 | STN4,0(400/230) | 221528 | STN control transformer | 32 | cerere oferta | S | 1 | 0 | 1 | 35.114 | KG | 185X230X255 | 4015082215286 |  | 306 | ICD | 1
69608 | STO-SW | 69608 | Accesoriu SW | 61 | cerere oferta | N | 1 | 0 | 1 | 0.34 | KG | 156X83X200 | 4015080696087 |  | 297 | ICD | 1
280977 | ST-P5-125/160 | 280977 | Control cable terminal P5-125/161 | 54 | cerere oferta | S | 1 | 0 | 1 | 0.007 | KG | 25X5X50 | 4015082809775 |  | 291 | ICD | 1
280978 | ST-P5-250/315 | 280978 | Control cable terminal P5-250/316 | 54 | cerere oferta | S | 1 | 0 | 1 | 0.022 | KG | 25X5X50 | 4015082809782 |  | 291 | ICD | 1
72493 | STR50-ID | 72493 | ACC.INS.ENCLOSURE CI3-CI49 | 94 | cerere oferta | N | 1 | 0 | 1 | 0.471 | KG | 10X20X500 | 4015080724933 |  | 277 | PDC | 1
74866 | STR75-ID | 74866 | ACC.INS.ENCLOSURE CI3-CI49 | 94 | cerere oferta | N | 1 | 0 | 1 | 1.5 | KG | 10X20X750 | 4015080748663 |  | 277 | PDC | 1
914761 | STZ0,06(*/*) | 914761 | CONTROL TRANSFORMERS STZ | 32 | cerere oferta | N | 1 | 0 | 1 | 1.3 | KG | 75X85X91 | 1004060 |  | 306 | ICD | 1
914762 | STZ0,1(*/*) | 914762 | CONTROL TRANSFORMERS STZ | 32 | cerere oferta | N | 1 | 0 | 1 | 1.567 | KG | 89X85X91 | 1004059 |  | 306 | ICD | 1
914763 | STZ0,16(*/*) | 914763 | CONTROL TRANSFORMERS STZ | 32 | cerere oferta | N | 1 | 0 | 1 | 2.458 | KG | 97X85X91 | 1004058 |  | 306 | ICD | 1
914764 | STZ0,2(*/*) | 914764 | CONTROL TRANSFORMERS STZ | 32 | cerere oferta | N | 1 | 0 | 1 | 3.362 | KG | 83X106X112 | 1004057 |  | 306 | ICD | 1
914765 | STZ0,25(*/*) | 914765 | CONTROL TRANSFORMERS STZ | 32 | cerere oferta | N | 1 | 0 | 1 | 3.996 | KG | 91X106X112 | 1004056 |  | 306 | ICD | 1
914766 | STZ0,315(*/*) | 914766 | CONTROL TRANSFORMERS STZ | 32 | cerere oferta | N | 1 | 0 | 1 | 4.431 | KG | 88X121X119 | 1004055 |  | 306 | ICD | 1
914767 | STZ0,4(*/*) | 914767 | CONTROL TRANSFORMERS STZ | 32 | cerere oferta | N | 1 | 0 | 1 | 5.239 | KG | 100X121X119 | 1004054 |  | 306 | ICD | 1
914768 | STZ0,5(*/*) | 914768 | CONTROL TRANSFORMERS STZ | 32 | cerere oferta | N | 1 | 0 | 1 | 6.735 | KG | 120X121X119 | 1004053 |  | 306 | ICD | 1
914769 | STZ0,63(*/*) | 914769 | CONTROL TRANSFORMERS STZ | 32 | cerere oferta | N | 1 | 0 | 1 | 7.31 | KG | 107X151X145 | 1003830 |  | 306 | ICD | 1
914770 | STZ0,8(*/*) | 914770 | CONTROL TRANSFORMERS STZ | 32 | cerere oferta | N | 1 | 0 | 1 | 8.145 | KG | 124X151X145 | 1004052 |  | 306 | ICD | 1
914771 | STZ1,0(*/*) | 914771 | CONTROL TRANSFORMERS STZ | 32 | cerere oferta | N | 1 | 0 | 1 | 12.7 | KG | 150X151X145 | 1004051 |  | 306 | ICD | 1
914772 | STZ1,3(*/*) | 914772 | CONTROL TRANSFORMERS STZ | 32 | cerere oferta | N | 1 | 0 | 1 | 13.9 | KG | 138X175X157 | 1004050 |  | 306 | ICD | 1
914773 | STZ1,6(*/*) | 914773 | CONTROL TRANSFORMERS STZ | 32 | cerere oferta | N | 1 | 0 | 1 | 16.4 | KG | 142X195X174 | 1004049 |  | 306 | ICD | 1
201064 | STZ13,3(*/*) | 201064 | CONTROL TRANSFORMER STZ | 32 | cerere oferta | N | 1 | 0 | 1 | 80 | KG | 270X320X440 | 1004798 |  | 306 | ICD | 1
914774 | STZ2,0(*/*) | 914774 | CONTROL TRANSFORMERS STZ | 32 | cerere oferta | N | 1 | 0 | 1 | 21.5 | KG | 154X195X174 | 1004048 |  | 306 | ICD | 1
914775 | STZ2,5(*/*) | 914775 | CONTROL TRANSFORMERS STZ | 32 | cerere oferta | N | 1 | 0 | 1 | 21.5 | KG | 154X195X174 | 1004047 |  | 306 | ICD | 1
914776 | STZ3,0(*/*) | 914776 | CONTROL TRANSFORMERS STZ | 32 | cerere oferta | N | 1 | 0 | 1 | 26 | KG | 170X230X255 | 1004046 |  | 306 | ICD | 1
914777 | STZ4,0(*/*) | 914777 | CONTROL TRANSFORMERS STZ | 32 | cerere oferta | N | 1 | 0 | 1 | 32 | KG | 200X230X255 | 1004045 |  | 306 | ICD | 1
201060 | STZ5,3(*/*) | 201060 | CONTROL TRANSFORMER STZ | 32 | cerere oferta | N | 1 | 0 | 1 | 40 | KG | 214X260X360 | 1004243 |  | 306 | ICD | 1
201062 | STZ8,3(*/*) | 201062 | CONTROL TRANSFORMER STZ | 32 | cerere oferta | N | 1 | 0 | 1 | 55 | KG | 244X260X374 | 1004242 |  | 306 | ICD | 1
ROSIV000040028 | SUSK 4 5+5/5A 15VA cl.1 | ROSIV000040028 | SUSK 4 5+5/5A 15VA cl.1 | 732 | cerere oferta | N | 1 | 0 | 1 | 1.2 | KG | 0 001X0 001X0 001 | 9008790736469 |  | 306 | ICD | 1
ROSIV000040050 | SUSK 6 5+5/5A 15VA cl.1 | ROSIV000040050 | SUSK 6 5+5/5A 15VA cl.1 | 732 | cerere oferta | N | 1 | 0 | 1 | 1 | KG | 0 001X0 001X0 001 | 9008790736476 |  | 306 | ICD | 1
ROSIV000040062 | SUSK 7 5+5/5A 15VA cl.1 | ROSIV000040062 | SUSK 7 5+5/5A 15VA cl.1 | 732 | cerere oferta | N | 1 | 0 | 1 | 1 | KG | 0 001X0 001X0 001 | 9008790703201 |  | 306 | ICD | 1
ROSIV000040073 | SUSK 8 5+5/5A 15VA cl.1 | ROSIV000040073 | SUSK 8 5+5/5A 15VA cl.1 | 732 | cerere oferta | N | 1 | 0 | 1 | 1 | KG | 0 001X0 001X0 001 | 9008790703218 |  | 306 | ICD | 1
231969 | SVA(*)-SOND-KMS(*)-T3 | 231969 | Cylinder lock SVA | 55 | cerere oferta | N | 1 | 0 | 1 | 0.145 | KG | 45X49X73 | 1002985 |  | 292 | ICD | 1
231971 | SVA(*)-SOND-SA(*)-T3 | 231971 | Cylinder lock SVA | 55 | cerere oferta | N | 1 | 0 | 1 | 0.145 | KG | 45X49X73 | 1002960 |  | 292 | ICD | 1
907745 | SVA(*)-T3 | 907745 | Cylinder lock SVA | 55 | cerere oferta | N | 1 | 0 | 1 | 0.145 | KG | 45X49X73 | 1002978 |  | 292 | ICD | 1
231967 | SVA-SOND-KMS(*)-T3 | 231967 | Cylinder lock SVA | 55 | cerere oferta | N | 1 | 0 | 1 | 0.145 | KG | 45X49X73 | 1002927 |  | 292 | ICD | 1
50974 | SVA-T3 | 50974 | KEY OPERATION S (UK) | 55 | cerere oferta | S | 1 | 0 | 1 | 0.145 | KG | 45X49X73 | 4015080509745 |  | 292 | ICD | 1
52999 | SVB-P3 | 52999 | Acc. Circuit Interrupter (UK) | 54 | cerere oferta | S | 1 | 0 | 1 | 0.12 | KG | 100X65X65 | 4015080529996 |  | 291 | ICD | 1
35129 | SVB-PKZ0-CI | 35129 | accesorii PKZ0 | 33 | cerere oferta | S | 3 | 4.6 | 1 | 0.06 | KG | 33X79X98 | 4015080351290 |  | 701 | ICD | 1
35127 | SVB-PKZ0-E | 35127 | accesorii PKZ0 | 33 | cerere oferta | S | 3 | 4.6 | 1 | 0.059 | KG | 33X79X98 | 4015080351276 |  | 701 | ICD | 1
223066 | SVB-PKZ0-SOND506 | 223066 | accesorii PKZ0 | 33 | cerere oferta | S | 50 | 5 | 1 | 0.14 | KG | 140X86X131 | 4015082230661 |  | 701 | ICD | 1
225526 | SVB-PKZ4-CI | 225526 | modul blocare PKZM4 | 33 | cerere oferta | S | 1 | 5.8 | 1 | 0.08 | KG | 160X100X60 | 4015082255268 |  | 701 | ICD | 1
62491 | SVB-SW-P3 | 62491 | Acc. Circuit Interrupter (UK) | 54 | cerere oferta | S | 1 | 0 | 1 | 0.12 | KG | 100X65X65 | 4015080624912 |  | 291 | ICD | 1
60265 | SVB-SW-T0 | 60265 | Acc. Cam Switches (UK) | 55 | cerere oferta | S | 1 | 0 | 1 | 0.055 | KG | 100X65X65 | 4015080602651 |  | 292 | ICD | 1
207611 | SVB-SW-T6-160 | 207611 | Locking handle for T6-160-6/... | 55 | cerere oferta | S | 1 | 0 | 1 | 0.243 | KG | 89X89X90 | 4015082076115 |  | 292 | ICD | 1
207613 | SVB-SW-T8 | 207613 | Locking handle for T8-3-8342/... | 55 | cerere oferta | S | 1 | 0 | 1 | 0.39 | KG | 130X130X130 | 4015082076139 |  | 292 | ICD | 1
57892 | SVB-T0 | 57892 | Acc. Cam Switches (UK) | 55 | cerere oferta | S | 1 | 0 | 1 | 0.055 | KG | 100X65X65 | 4015080578925 |  | 292 | ICD | 1
260911 | SVB-T0-SOND810-1 | 260911 | Main switch assembly kit, red/yellow | 55 | cerere oferta | S | 1 | 0 | 1 | 0.06 | KG | 100X65X65 | 4015082609115 |  | 292 | ICD | 1
207610 | SVB-T6-160 | 207610 | Locking handle for T6-160-6/... | 55 | cerere oferta | S | 1 | 0 | 1 | 0.237 | KG | 89X89X90 | 4015082076108 |  | 292 | ICD | 1
207612 | SVB-T8 | 207612 | Locking handle for T8-3-8342/... | 55 | cerere oferta | S | 1 | 0 | 1 | 0.65 | KG | 130X130X130 | 4015082076122 |  | 292 | ICD | 1
907748 | SVC(*)-T3 | 907748 | Padlocking feature, set | 55 | cerere oferta | N | 1 | 0 | 1 | 0.08 | KG | 45X49X73 | 1002695 |  | 292 | ICD | 1
50975 | SVC-T3 | 50975 | Padlocking feature | 55 | cerere oferta | S | 1 | 0 | 1 | 0.08 | KG | 45X49X73 | 4015080509752 |  | 292 | ICD | 1
2323 | SVCU20X5 | 2323 | BT ASSEMBLY PARTS | 94 | cerere oferta | N | 10 | 0 | 1 | 0.011 | KG | 10X50X250 | 4015080023234 |  | 279 | PDC | 1
129001 | SVDRIVECABLE | 129001 | 1,5M RS232 PC-cable | 50 | cerere oferta | N | 1 | 0 | 1 | 0.14 | KG | 44X102X146 | 4015081263615 |  | 696 | ICD | 1
125713 | SVX001A1-2A1B1 | 125713 | SVX FreqD 0.75kW 230V IP21 | 50 | cerere oferta | N | 1 | 0 | 1 | 5 | KG | 190X128X292 | 4015081233236 |  | 696 | ICD | 1
138397 | SVX001A1-2A1B2 | 138397 | SVX FreqD 0.75kW 230V IP21 w/Conf Coat | 50 | cerere oferta | N | 1 | 0 | 1 | 5 | KG | 190X128X292 | 4015081351763 |  | 696 | ICD | 1
125676 | SVX001A1-4A1B1 | 125676 | SVX FreqD 0.75kW 480V IP21 | 50 | cerere oferta | N | 1 | 0 | 1 | 5 | KG | 190X128X292 | 4015081232864 |  | 696 | ICD | 1
138433 | SVX001A1-4A1B2 | 138433 | SVX FreqD 0.75kW 480V IP21 w/Conf Coat | 50 | cerere oferta | N | 1 | 0 | 1 | 5 | KG | 190X128X292 | 4015081352128 |  | 696 | ICD | 1
125731 | SVX001A2-2A1B1 | 125731 | SVX FreqD 0.75kW 230V IP54 | 50 | cerere oferta | N | 1 | 0 | 1 | 5 | KG | 190X128X292 | 4015081233410 |  | 696 | ICD | 1
138418 | SVX001A2-2A1B2 | 138418 | SVX FreqD 0.75kW 230V IP54 w/Conf Coat | 50 | cerere oferta | N | 1 | 0 | 1 | 5 | KG | 190X128X292 | 4015081351978 |  | 696 | ICD | 1
125677 | SVX001A2-4A1B1 | 125677 | SVX FreqD 0.75kW 480V IP54 | 50 | cerere oferta | N | 1 | 0 | 1 | 5 | KG | 190X128X292 | 4015081232871 |  | 696 | ICD | 1
138460 | SVX001A2-4A1B2 | 138460 | SVX FreqD 0.75kW 480V IP54 w/Conf Coat | 50 | cerere oferta | N | 1 | 0 | 1 | 5 | KG | 190X128X292 | 4015081352395 |  | 696 | ICD | 1
125715 | SVX002A1-2A1B1 | 125715 | SVX FreqD 1.5kW 230V IP21 | 50 | cerere oferta | N | 1 | 0 | 1 | 5 | KG | 190X128X292 | 4015081233250 |  | 696 | ICD | 1
138399 | SVX002A1-2A1B2 | 138399 | SVX FreqD 1.5kW 230V IP21 w/Conf Coat | 50 | cerere oferta | N | 1 | 0 | 1 | 5 | KG | 190X128X292 | 4015081351787 |  | 696 | ICD | 1
125748 | SVX002A1-4A1B1 | 125748 | SVX Freq.D. 1,5kW 480V IP21 | 50 | cerere oferta | N | 1 | 0 | 1 | 5 | KG | 190X128X292 | 4015081233588 |  | 696 | ICD | 1
138434 | SVX002A1-4A1B2 | 138434 | SVX FreqD 1.5kW 480V IP21 w/Conf Coat | 50 | cerere oferta | N | 1 | 0 | 1 | 5 | KG | 190X128X292 | 4015081352135 |  | 696 | ICD | 1
138480 | SVX002A1-5A4B1 | 138480 | SVX FreqD 2.2kW 690V IP21 w/Br Chop | 50 | cerere oferta | N | 1 | 0 | 1 | 18.5 | KG | 237X195X519 | 4015081352593 |  | 696 | ICD | 1
125756 | SVX002A1-5A4N1 | 125756 | SVX FreqD 2.2kW 690V IP21 | 50 | cerere oferta | N | 1 | 0 | 1 | 18.5 | KG | 237X195X519 | 4015081233663 |  | 696 | ICD | 1
125733 | SVX002A2-2A1B1 | 125733 | SVX FreqD 1.5kW 230V IP54 | 50 | cerere oferta | N | 1 | 0 | 1 | 5 | KG | 190X128X292 | 4015081233434 |  | 696 | ICD | 1
138420 | SVX002A2-2A1B2 | 138420 | SVX FreqD 1.5kW 230V IP54 w/Conf Coat | 50 | cerere oferta | N | 1 | 0 | 1 | 5 | KG | 190X128X292 | 4015081351992 |  | 696 | ICD | 1
125678 | SVX002A2-4A1B1 | 125678 | SVX FreqD 1.5kW 480V IP54 | 50 | cerere oferta | N | 1 | 0 | 1 | 5 | KG | 190X128X292 | 4015081232888 |  | 696 | ICD | 1
138462 | SVX002A2-4A1B2 | 138462 | SVX FreqD 1.5kW 480V IP54 w/Conf Coat | 50 | cerere oferta | N | 1 | 0 | 1 | 5 | KG | 190X128X292 | 4015081352418 |  | 696 | ICD | 1
138498 | SVX002A2-5A4B1 | 138498 | SVX FreqD 2.2kW 690V IP54 w/Br Chop | 50 | cerere oferta | N | 1 | 0 | 1 | 18.5 | KG | 237X195X519 | 4015081352777 |  | 696 | ICD | 1
125774 | SVX002A2-5A4N1 | 125774 | SVX FreqD 2.2kW 690V IP54 | 50 | cerere oferta | N | 1 | 0 | 1 | 18.5 | KG | 237X195X519 | 4015081233847 |  | 696 | ICD | 1
125716 | SVX003A1-2A1B1 | 125716 | SVX FreqD 2.2kW 230V IP21 | 50 | cerere oferta | N | 1 | 0 | 1 | 5 | KG | 190X128X292 | 4015081233267 |  | 696 | ICD | 1
138400 | SVX003A1-2A1B2 | 138400 | SVX FreqD 2.2kW 230V IP21 w/Conf Coat | 50 | cerere oferta | N | 1 | 0 | 1 | 5 | KG | 190X128X292 | 4015081351794 |  | 696 | ICD | 1
125679 | SVX003A1-4A1B1 | 125679 | SVX FreqD 2.2kW 480V IP21 | 50 | cerere oferta | N | 1 | 0 | 1 | 5 | KG | 190X128X292 | 4015081232895 |  | 696 | ICD | 1
138435 | SVX003A1-4A1B2 | 138435 | SVX FreqD 2.2kW 480V IP21 w/Conf Coat | 50 | cerere oferta | N | 1 | 0 | 1 | 5 | KG | 190X128X292 | 4015081352142 |  | 696 | ICD | 1
138481 | SVX003A1-5A4B1 | 138481 | SVX FreqD 3kW 690V IP21 w/Br Chop | 50 | cerere oferta | N | 1 | 0 | 1 | 18.5 | KG | 237X195X519 | 4015081352609 |  | 696 | ICD | 1
125757 | SVX003A1-5A4N1 | 125757 | SVX FreqD 3kW 690V IP21 | 50 | cerere oferta | N | 1 | 0 | 1 | 18.5 | KG | 237X195X519 | 4015081233670 |  | 696 | ICD | 1
125734 | SVX003A2-2A1B1 | 125734 | SVX FreqD 2.2kW 230V IP54 | 50 | cerere oferta | N | 1 | 0 | 1 | 5 | KG | 190X128X292 | 4015081233441 |  | 696 | ICD | 1
138421 | SVX003A2-2A1B2 | 138421 | SVX FreqD 2.2kW 230V IP54 w/Conf Coat | 50 | cerere oferta | N | 1 | 0 | 1 | 5 | KG | 190X128X292 | 4015081352005 |  | 696 | ICD | 1
125680 | SVX003A2-4A1B1 | 125680 | SVX FreqD 2.2kW 480V IP54 | 50 | cerere oferta | N | 1 | 0 | 1 | 5 | KG | 190X128X292 | 4015081232901 |  | 696 | ICD | 1
138463 | SVX003A2-4A1B2 | 138463 | SVX FreqD 2.2kW 480V IP54 w/Conf Coat | 50 | cerere oferta | N | 1 | 0 | 1 | 5 | KG | 190X128X292 | 4015081352425 |  | 696 | ICD | 1
138499 | SVX003A2-5A4B1 | 138499 | SVX FreqD 3kW 690V IP54 w/Br Chop | 50 | cerere oferta | N | 1 | 0 | 1 | 18.5 | KG | 237X195X519 | 4015081352784 |  | 696 | ICD | 1
125775 | SVX003A2-5A4N1 | 125775 | SVX FreqD 3kW 690V IP54 | 50 | cerere oferta | N | 1 | 0 | 1 | 18.5 | KG | 237X195X519 | 4015081233854 |  | 696 | ICD | 1
125681 | SVX004A1-2A1B1 | 125681 | SVX FreqD 3.0kW 230V IP21 | 50 | cerere oferta | N | 1 | 0 | 1 | 8.1 | KG | 214X144X391 | 4015081232918 |  | 696 | ICD | 1
138401 | SVX004A1-2A1B2 | 138401 | SVX FreqD 3.0kW 230V IP21 w/Conf Coat | 50 | cerere oferta | N | 1 | 0 | 1 | 8.1 | KG | 214X144X391 | 4015081351800 |  | 696 | ICD | 1
138482 | SVX004A1-5A4B1 | 138482 | SVX FreqD 4kW 690V IP21 w/Br Chop | 50 | cerere oferta | N | 1 | 0 | 1 | 18.5 | KG | 237X195X519 | 4015081352616 |  | 696 | ICD | 1
125758 | SVX004A1-5A4N1 | 125758 | SVX FreqD 4kW 690V IP21 | 50 | cerere oferta | N | 1 | 0 | 1 | 18.5 | KG | 237X195X519 | 4015081233687 |  | 696 | ICD | 1
125735 | SVX004A2-2A1B1 | 125735 | SVX FreqD 3.0kW 230V IP54 | 50 | cerere oferta | N | 1 | 0 | 1 | 8.1 | KG | 214X144X391 | 4015081233458 |  | 696 | ICD | 1
138422 | SVX004A2-2A1B2 | 138422 | SVX FreqD 3.0kW 230V IP54 w/Conf Coat | 50 | cerere oferta | N | 1 | 0 | 1 | 8.1 | KG | 214X144X391 | 4015081352012 |  | 696 | ICD | 1
138500 | SVX004A2-5A4B1 | 138500 | SVX FreqD 4kW 690V IP54 w/Br Chop | 50 | cerere oferta | N | 1 | 0 | 1 | 18.5 | KG | 237X195X519 | 4015081352791 |  | 696 | ICD | 1
125776 | SVX004A2-5A4N1 | 125776 | SVX FreqD 4kW 690V IP54 | 50 | cerere oferta | N | 1 | 0 | 1 | 18.5 | KG | 237X195X519 | 4015081233861 |  | 696 | ICD | 1
125717 | SVX005A1-2A1B1 | 125717 | SVX FreqD 4kW 230V IP21 | 50 | cerere oferta | N | 1 | 0 | 1 | 8.1 | KG | 214X144X391 | 4015081233274 |  | 696 | ICD | 1
138402 | SVX005A1-2A1B2 | 138402 | SVX FreqD 4kW 230V IP21 w/Conf Coat | 50 | cerere oferta | N | 1 | 0 | 1 | 8.1 | KG | 214X144X391 | 4015081351817 |  | 696 | ICD | 1
125749 | SVX005A1-4A1B1 | 125749 | SVX FreqD 3kW 480V IP21 | 50 | cerere oferta | N | 1 | 0 | 1 | 5 | KG | 190X128X292 | 4015081233595 |  | 696 | ICD | 1
138436 | SVX005A1-4A1B2 | 138436 | SVX FreqD 3kW 480V IP21 w/Conf Coat | 50 | cerere oferta | N | 1 | 0 | 1 | 5 | KG | 190X128X292 | 4015081352159 |  | 696 | ICD | 1
138483 | SVX005A1-5A4B1 | 138483 | SVX FreqD 5.5kW 690V IP21 w/Br Chop | 50 | cerere oferta | N | 1 | 0 | 1 | 18.5 | KG | 237X195X519 | 4015081352623 |  | 696 | ICD | 1
125759 | SVX005A1-5A4N1 | 125759 | SVX FreqD 5.5kW 690V IP21 | 50 | cerere oferta | N | 1 | 0 | 1 | 18.5 | KG | 237X195X519 | 4015081233694 |  | 696 | ICD | 1
125736 | SVX005A2-2A1B1 | 125736 | SVX FreqD 4kW 230V IP54 | 50 | cerere oferta | N | 1 | 0 | 1 | 8.1 | KG | 214X144X391 | 4015081233465 |  | 696 | ICD | 1
138423 | SVX005A2-2A1B2 | 138423 | SVX FreqD 4kW 230V IP54 w/Conf Coat | 50 | cerere oferta | N | 1 | 0 | 1 | 8.1 | KG | 214X144X391 | 4015081352029 |  | 696 | ICD | 1
125753 | SVX005A2-4A1B1 | 125753 | SVX FreqD 3kW 480V IP54 | 50 | cerere oferta | N | 1 | 0 | 1 | 5 | KG | 190X128X292 | 4015081233632 |  | 696 | ICD | 1
138464 | SVX005A2-4A1B2 | 138464 | SVX FreqD 3kW 480V IP54 w/Conf Coat | 50 | cerere oferta | N | 1 | 0 | 1 | 5 | KG | 190X128X292 | 4015081352432 |  | 696 | ICD | 1
138501 | SVX005A2-5A4B1 | 138501 | SVX FreqD 5.5kW 690V IP54 w/Br Chop | 50 | cerere oferta | N | 1 | 0 | 1 | 18.5 | KG | 237X195X519 | 4015081352807 |  | 696 | ICD | 1
125777 | SVX005A2-5A4N1 | 125777 | SVX FreqD 5.5kW 690V IP54 | 50 | cerere oferta | N | 1 | 0 | 1 | 18.5 | KG | 237X195X519 | 4015081233878 |  | 696 | ICD | 1
125682 | SVX006A1-4A1B1 | 125682 | SVX FreqD 4kW 480V IP21 | 50 | cerere oferta | N | 1 | 0 | 1 | 5 | KG | 190X128X292 | 4015081232925 |  | 696 | ICD | 1
138437 | SVX006A1-4A1B2 | 138437 | SVX FreqD 4kW 480V IP21 w/Conf Coat | 50 | cerere oferta | N | 1 | 0 | 1 | 5 | KG | 190X128X292 | 4015081352166 |  | 696 | ICD | 1
125683 | SVX006A2-4A1B1 | 125683 | SVX FreqD 4kW 480V IP54 | 50 | cerere oferta | N | 1 | 0 | 1 | 5 | KG | 190X128X292 | 4015081232932 |  | 696 | ICD | 1
138465 | SVX006A2-4A1B2 | 138465 | SVX FreqD 4kW 480V IP54 w/Conf Coat | 50 | cerere oferta | N | 1 | 0 | 1 | 5 | KG | 190X128X292 | 4015081352449 |  | 696 | ICD | 1
125718 | SVX007A1-2A1B1 | 125718 | SVX FreqD 5.5kW 230V IP21 | 50 | cerere oferta | N | 1 | 0 | 1 | 8.1 | KG | 214X144X391 | 4015081233281 |  | 696 | ICD | 1
138403 | SVX007A1-2A1B2 | 138403 | SVX FreqD 5.5kW 230V IP21 w/Conf Coat | 50 | cerere oferta | N | 1 | 0 | 1 | 8.1 | KG | 214X144X391 | 4015081351824 |  | 696 | ICD | 1
125684 | SVX007A1-4A1B1 | 125684 | SVX FreqD 5.5kW 480V IP21 | 50 | cerere oferta | N | 1 | 0 | 1 | 8.1 | KG | 214X144X391 | 4015081232949 |  | 696 | ICD | 1
138438 | SVX007A1-4A1B2 | 138438 | SVX FreqD 5.5kW 480V IP21 w/Conf Coat | 50 | cerere oferta | N | 1 | 0 | 1 | 8.1 | KG | 214X144X391 | 4015081352173 |  | 696 | ICD | 1
138484 | SVX007A1-5A4B1 | 138484 | SVX FreqD 7.5kW 690V IP21 w/Br Chop | 50 | cerere oferta | N | 1 | 0 | 1 | 18.5 | KG | 237X195X519 | 4015081352630 |  | 696 | ICD | 1
125760 | SVX007A1-5A4N1 | 125760 | SVX FreqD 7.5kW 690V IP21 | 50 | cerere oferta | N | 1 | 0 | 1 | 18.5 | KG | 237X195X519 | 4015081233700 |  | 696 | ICD | 1
125737 | SVX007A2-2A1B1 | 125737 | SVX FreqD 5.5kW 230V IP54 | 50 | cerere oferta | N | 1 | 0 | 1 | 8.1 | KG | 214X144X391 | 4015081233472 |  | 696 | ICD | 1
138424 | SVX007A2-2A1B2 | 138424 | SVX FreqD 5.5kW 230V IP54 w/Conf Coat | 50 | cerere oferta | N | 1 | 0 | 1 | 8.1 | KG | 214X144X391 | 4015081352036 |  | 696 | ICD | 1
125685 | SVX007A2-4A1B1 | 125685 | SVX FreqD 5.5kW 480V IP54 | 50 | cerere oferta | N | 1 | 0 | 1 | 8.1 | KG | 214X144X391 | 4015081232956 |  | 696 | ICD | 1
138466 | SVX007A2-4A1B2 | 138466 | SVX FreqD 5.5kW 480V IP54 w/Conf Coat | 50 | cerere oferta | N | 1 | 0 | 1 | 8.1 | KG | 214X144X391 | 4015081352456 |  | 696 | ICD | 1
138502 | SVX007A2-5A4B1 | 138502 | SVX FreqD 7.5kW 690V IP54 w/Br Chop | 50 | cerere oferta | N | 1 | 0 | 1 | 18.5 | KG | 237X195X519 | 4015081352814 |  | 696 | ICD | 1
125778 | SVX007A2-5A4N1 | 125778 | SVX FreqD 7.5kW 690V IP54 | 50 | cerere oferta | N | 1 | 0 | 1 | 18.5 | KG | 237X195X519 | 4015081233885 |  | 696 | ICD | 1
125719 | SVX010A1-2A1B1 | 125719 | SVX FreqD 7.5kW 230V IP21 | 50 | cerere oferta | N | 1 | 0 | 1 | 18.5 | KG | 237X195X519 | 4015081233298 |  | 696 | ICD | 1
138404 | SVX010A1-2A1B2 | 138404 | SVX FreqD 7.5kW 230V IP21 w/Conf Coat | 50 | cerere oferta | N | 1 | 0 | 1 | 18.5 | KG | 237X195X519 | 4015081351831 |  | 696 | ICD | 1
125686 | SVX010A1-4A1B1 | 125686 | SVX9000 DRIVE 3PH 415V 11KW VT IP21 | 50 | cerere oferta | N | 1 | 0 | 1 | 8.1 | KG | 214X144X391 | 4015081232963 |  | 696 | ICD | 1
138439 | SVX010A1-4A1B2 | 138439 | SVX FreqD 7.5kW 480V IP21 w/Conf Coat | 50 | cerere oferta | N | 1 | 0 | 1 | 8.1 | KG | 214X144X391 | 4015081352180 |  | 696 | ICD | 1
138485 | SVX010A1-5A4B1 | 138485 | SVX FreqD 11kW 690V IP21 w/Br Chop | 50 | cerere oferta | N | 1 | 0 | 1 | 18.5 | KG | 237X195X519 | 4015081352647 |  | 696 | ICD | 1
125761 | SVX010A1-5A4N1 | 125761 | SVX FreqD 11kW 690V IP21 | 50 | cerere oferta | N | 1 | 0 | 1 | 18.5 | KG | 237X195X519 | 4015081233717 |  | 696 | ICD | 1
125738 | SVX010A2-2A1B1 | 125738 | SVX FreqD 7.5kW 230V IP54 | 50 | cerere oferta | N | 1 | 0 | 1 | 18.5 | KG | 237X195X519 | 4015081233489 |  | 696 | ICD | 1
138425 | SVX010A2-2A1B2 | 138425 | SVX FreqD 7.5kW 230V IP54 w/Conf Coat | 50 | cerere oferta | N | 1 | 0 | 1 | 18.5 | KG | 237X195X519 | 4015081352043 |  | 696 | ICD | 1
125687 | SVX010A2-4A1B1 | 125687 | SVX FreqD 7.5kW 480V IP54 | 50 | cerere oferta | N | 1 | 0 | 1 | 8.1 | KG | 214X144X391 | 4015081232970 |  | 696 | ICD | 1
138467 | SVX010A2-4A1B2 | 138467 | SVX FreqD 7.5kW 480V IP54 w/Conf Coat | 50 | cerere oferta | N | 1 | 0 | 1 | 8.1 | KG | 214X144X391 | 4015081352463 |  | 696 | ICD | 1
138503 | SVX010A2-5A4B1 | 138503 | SVX FreqD 11kW 690V IP54 w/Br Chop | 50 | cerere oferta | N | 1 | 0 | 1 | 18.5 | KG | 237X195X519 | 4015081352821 |  | 696 | ICD | 1
125779 | SVX010A2-5A4N1 | 125779 | SVX FreqD 11kW 690V IP54 | 50 | cerere oferta | N | 1 | 0 | 1 | 18.5 | KG | 237X195X519 | 4015081233892 |  | 696 | ICD | 1
125720 | SVX015A1-2A1B1 | 125720 | SVX FreqD 11kW 230V IP21 | 50 | cerere oferta | N | 1 | 0 | 1 | 18.5 | KG | 237X195X519 | 4015081233304 |  | 696 | ICD | 1
138405 | SVX015A1-2A1B2 | 138405 | SVX FreqD 11kW 230V IP21 w/Conf Coat | 50 | cerere oferta | N | 1 | 0 | 1 | 18.5 | KG | 237X195X519 | 4015081351848 |  | 696 | ICD | 1
125688 | SVX015A1-4A1B1 | 125688 | SVX FreqD 11kW 480V IP21 | 50 | cerere oferta | N | 1 | 0 | 1 | 8.1 | KG | 214X144X391 | 4015081232987 |  | 696 | ICD | 1
138440 | SVX015A1-4A1B2 | 138440 | SVX FreqD 11kW 480V IP21 w/Conf Coat | 50 | cerere oferta | N | 1 | 0 | 1 | 8.1 | KG | 214X144X391 | 4015081352197 |  | 696 | ICD | 1
138486 | SVX015A1-5A4B1 | 138486 | SVX FreqD 15kW 690V IP21 w/Br Chop | 50 | cerere oferta | N | 1 | 0 | 1 | 18.5 | KG | 237X195X519 | 4015081352654 |  | 696 | ICD | 1
125762 | SVX015A1-5A4N1 | 125762 | SVX FreqD 15kW 690V IP21 | 50 | cerere oferta | N | 1 | 0 | 1 | 18.5 | KG | 237X195X519 | 4015081233724 |  | 696 | ICD | 1
125739 | SVX015A2-2A1B1 | 125739 | SVX FreqD 11kW 230V IP54 | 50 | cerere oferta | N | 1 | 0 | 1 | 18.5 | KG | 237X195X519 | 4015081233496 |  | 696 | ICD | 1
138426 | SVX015A2-2A1B2 | 138426 | SVX FreqD 11kW 230V IP54 w/Conf Coat | 50 | cerere oferta | N | 1 | 0 | 1 | 18.5 | KG | 237X195X519 | 4015081352050 |  | 696 | ICD | 1
125689 | SVX015A2-4A1B1 | 125689 | SVX FreqD 11kW 480V IP54 | 50 | cerere oferta | N | 1 | 0 | 1 | 8.1 | KG | 214X144X391 | 4015081232994 |  | 696 | ICD | 1
138468 | SVX015A2-4A1B2 | 138468 | SVX FreqD 11kW 480V IP54 w/Conf Coat | 50 | cerere oferta | N | 1 | 0 | 1 | 8.1 | KG | 214X144X391 | 4015081352470 |  | 696 | ICD | 1
138504 | SVX015A2-5A4B1 | 138504 | SVX FreqD 15kW 690V IP54 w/Br Chop | 50 | cerere oferta | N | 1 | 0 | 1 | 18.5 | KG | 237X195X519 | 4015081352838 |  | 696 | ICD | 1
125780 | SVX015A2-5A4N1 | 125780 | SVX FreqD 15kW 690V IP54 | 50 | cerere oferta | N | 1 | 0 | 1 | 18.5 | KG | 237X195X519 | 4015081233908 |  | 696 | ICD | 1
138348 | SVX020A1-2A1B1 | 138348 | SVX FreqD 15kW 230V IP21 w/Br Chop | 50 | cerere oferta | N | 1 | 0 | 1 | 35 | KG | 257X237X591 | 4015081351275 |  | 696 | ICD | 1
125721 | SVX020A1-2A1N1 | 125721 | SVX FreqD 15kW 230V IP21 | 50 | cerere oferta | N | 1 | 0 | 1 | 35 | KG | 257X237X591 | 4015081233311 |  | 696 | ICD | 1
138406 | SVX020A1-2A1N2 | 138406 | SVX FreqD 15kW 230V IP21 w/Conf Coat | 50 | cerere oferta | N | 1 | 0 | 1 | 35 | KG | 257X237X591 | 4015081351855 |  | 696 | ICD | 1
125690 | SVX020A1-4A1B1 | 125690 | SVX FreqD 15kW 480V IP21 | 50 | cerere oferta | N | 1 | 0 | 1 | 18.5 | KG | 237X195X519 | 4015081233007 |  | 696 | ICD | 1
138441 | SVX020A1-4A1B2 | 138441 | SVX FreqD 15kW 480V IP21 w/Conf Coat | 50 | cerere oferta | N | 1 | 0 | 1 | 18.5 | KG | 237X195X519 | 4015081352203 |  | 696 | ICD | 1
138487 | SVX020A1-5A4B1 | 138487 | SVX FreqD 18.5kW 690V IP21 w/Br Chop | 50 | cerere oferta | N | 1 | 0 | 1 | 18.5 | KG | 237X195X519 | 4015081352661 |  | 696 | ICD | 1
125763 | SVX020A1-5A4N1 | 125763 | SVX FreqD 18.5kW 690V IP21 | 50 | cerere oferta | N | 1 | 0 | 1 | 18.5 | KG | 237X195X519 | 4015081233731 |  | 696 | ICD | 1
138409 | SVX020A2-2A1B1 | 138409 | SVX FreqD 15kW 230V IP54 w/Br Chop | 50 | cerere oferta | N | 1 | 0 | 1 | 35 | KG | 257X237X591 | 4015081351886 |  | 696 | ICD | 1
125740 | SVX020A2-2A1N1 | 125740 | SVX FreqD 15kW 230V IP54 | 50 | cerere oferta | N | 1 | 0 | 1 | 35 | KG | 257X237X591 | 4015081233502 |  | 696 | ICD | 1
138427 | SVX020A2-2A1N2 | 138427 | SVX FreqD 15kW 230V IP54 w/Conf Coat | 50 | cerere oferta | N | 1 | 0 | 1 | 35 | KG | 257X237X591 | 4015081352067 |  | 696 | ICD | 1
125754 | SVX020A2-4A1B1 | 125754 | SVX FreqD 15kW 480V IP54 | 50 | cerere oferta | N | 1 | 0 | 1 | 18.5 | KG | 237X195X519 | 4015081233649 |  | 696 | ICD | 1
138469 | SVX020A2-4A1B2 | 138469 | SVX FreqD 15kW 480V IP54 w/Conf Coat | 50 | cerere oferta | N | 1 | 0 | 1 | 18.5 | KG | 237X195X519 | 4015081352487 |  | 696 | ICD | 1
138505 | SVX020A2-5A4B1 | 138505 | SVX FreqD 18.5kW 690V IP54 w/Br Chop | 50 | cerere oferta | N | 1 | 0 | 1 | 18.5 | KG | 237X195X519 | 4015081352845 |  | 696 | ICD | 1
125781 | SVX020A2-5A4N1 | 125781 | SVX FreqD 18.5kW 690V IP54 | 50 | cerere oferta | N | 1 | 0 | 1 | 18.5 | KG | 237X195X519 | 4015081233915 |  | 696 | ICD | 1
138349 | SVX025A1-2A1B1 | 138349 | SVX FreqD 18.5kW 230V IP21 w/Br Chop | 50 | cerere oferta | N | 1 | 0 | 1 | 35 | KG | 257X237X591 | 4015081351282 |  | 696 | ICD | 1
125722 | SVX025A1-2A1N1 | 125722 | SVX FreqD 18.5kW 230V IP21 | 50 | cerere oferta | N | 1 | 0 | 1 | 35 | KG | 257X237X591 | 4015081233328 |  | 696 | ICD | 1
138407 | SVX025A1-2A1N2 | 138407 | SVX FreqD 18.5kW 230V IP21 w/Conf Coat | 50 | cerere oferta | N | 1 | 0 | 1 | 35 | KG | 257X237X591 | 4015081351862 |  | 696 | ICD | 1
125691 | SVX025A1-4A1B1 | 125691 | SVX Freq.D. 18,5kW 480V IP51 | 50 | cerere oferta | N | 1 | 0 | 1 | 18.5 | KG | 237X195X519 | 4015081233014 |  | 696 | ICD | 1
138442 | SVX025A1-4A1B2 | 138442 | SVX FreqD 18.5kW 480V IP21 w/Conf Coat | 50 | cerere oferta | N | 1 | 0 | 1 | 18.5 | KG | 237X195X519 | 4015081352210 |  | 696 | ICD | 1
138488 | SVX025A1-5A4B1 | 138488 | SVX FreqD 22kW 690V IP21 w/Br Chop | 50 | cerere oferta | N | 1 | 0 | 1 | 18.5 | KG | 237X195X519 | 4015081352678 |  | 696 | ICD | 1
125764 | SVX025A1-5A4N1 | 125764 | SVX FreqD 22kW 690V IP21 | 50 | cerere oferta | N | 1 | 0 | 1 | 18.5 | KG | 237X195X519 | 4015081233748 |  | 696 | ICD | 1
138410 | SVX025A2-2A1B1 | 138410 | SVX FreqD 18.5kW 230V IP54 w/Br Chop | 50 | cerere oferta | N | 1 | 0 | 1 | 35 | KG | 257X237X591 | 4015081351893 |  | 696 | ICD | 1
125741 | SVX025A2-2A1N1 | 125741 | SVX FreqD 18.5kW 230V IP54 | 50 | cerere oferta | N | 1 | 0 | 1 | 35 | KG | 257X237X591 | 4015081233519 |  | 696 | ICD | 1
138428 | SVX025A2-2A1N2 | 138428 | SVX FreqD 18.5kW 230V IP54 w/Conf Coat | 50 | cerere oferta | N | 1 | 0 | 1 | 35 | KG | 257X237X591 | 4015081352074 |  | 696 | ICD | 1
125692 | SVX025A2-4A1B1 | 125692 | SVX FreqD 18.5kW 480V IP54 | 50 | cerere oferta | N | 1 | 0 | 1 | 18.5 | KG | 237X195X519 | 4015081233021 |  | 696 | ICD | 1
138470 | SVX025A2-4A1B2 | 138470 | SVX FreqD 18.5kW 480V IP54 w/Conf Coat | 50 | cerere oferta | N | 1 | 0 | 1 | 18.5 | KG | 237X195X519 | 4015081352494 |  | 696 | ICD | 1
138506 | SVX025A2-5A4B1 | 138506 | SVX FreqD 22kW 690V IP54 w/Br Chop | 50 | cerere oferta | N | 1 | 0 | 1 | 18.5 | KG | 237X195X519 | 4015081352852 |  | 696 | ICD | 1
125782 | SVX025A2-5A4N1 | 125782 | SVX FreqD 22kW 690V IP54 | 50 | cerere oferta | N | 1 | 0 | 1 | 18.5 | KG | 237X195X519 | 4015081233922 |  | 696 | ICD | 1
138390 | SVX030A1-2A1B1 | 138390 | SVX FreqD 22kW 230V IP21 w/Br Chop | 50 | cerere oferta | N | 1 | 0 | 1 | 35 | KG | 257X237X591 | 4015081351299 |  | 696 | ICD | 1
125723 | SVX030A1-2A1N1 | 125723 | SVX FreqD 22kW 230V IP21 | 50 | cerere oferta | N | 1 | 0 | 1 | 35 | KG | 257X237X591 | 4015081233335 |  | 696 | ICD | 1
138408 | SVX030A1-2A1N2 | 138408 | SVX FreqD 22kW 230V IP21 w/Conf Coat | 50 | cerere oferta | N | 1 | 0 | 1 | 35 | KG | 257X237X591 | 4015081351879 |  | 696 | ICD | 1
125693 | SVX030A1-4A1B1 | 125693 | SVX Freq.D. 22kW 480V IP21 | 50 | cerere oferta | N | 1 | 0 | 1 | 18.5 | KG | 237X195X519 | 4015081233038 |  | 696 | ICD | 1
138443 | SVX030A1-4A1B2 | 138443 | SVX FreqD 22kW 480V IP21 w/Conf Coat | 50 | cerere oferta | N | 1 | 0 | 1 | 18.5 | KG | 237X195X519 | 4015081352227 |  | 696 | ICD | 1
138489 | SVX030A1-5A4B1 | 138489 | SVX FreqD 30kW 690V IP21 w/Br Chop | 50 | cerere oferta | N | 1 | 0 | 1 | 35 | KG | 257X237X591 | 4015081352685 |  | 696 | ICD | 1
125765 | SVX030A1-5A4N1 | 125765 | SVX FreqD 30kW 690V IP21 | 50 | cerere oferta | N | 1 | 0 | 1 | 35 | KG | 257X237X591 | 4015081233755 |  | 696 | ICD | 1
138411 | SVX030A2-2A1B1 | 138411 | SVX FreqD 22kW 230V IP54 w/Br Chop | 50 | cerere oferta | N | 1 | 0 | 1 | 35 | KG | 257X237X591 | 4015081351909 |  | 696 | ICD | 1
125742 | SVX030A2-2A1N1 | 125742 | SVX FreqD 22kW 230V IP54 | 50 | cerere oferta | N | 1 | 0 | 1 | 35 | KG | 257X237X591 | 4015081233526 |  | 696 | ICD | 1
138429 | SVX030A2-2A1N2 | 138429 | SVX FreqD 22kW 230V IP54 w/Conf Coat | 50 | cerere oferta | N | 1 | 0 | 1 | 35 | KG | 257X237X591 | 4015081352081 |  | 696 | ICD | 1
125694 | SVX030A2-4A1B1 | 125694 | SVX FreqD 22kW 480V IP54 | 50 | cerere oferta | N | 1 | 0 | 1 | 18.5 | KG | 237X195X519 | 4015081233045 |  | 696 | ICD | 1
138471 | SVX030A2-4A1B2 | 138471 | SVX FreqD 22kW 480V IP54 w/Conf Coat | 50 | cerere oferta | N | 1 | 0 | 1 | 18.5 | KG | 237X195X519 | 4015081352500 |  | 696 | ICD | 1
138507 | SVX030A2-5A4B1 | 138507 | SVX FreqD 30kW 690V IP54 w/Br Chop | 50 | cerere oferta | N | 1 | 0 | 1 | 35 | KG | 257X237X591 | 4015081352869 |  | 696 | ICD | 1
125783 | SVX030A2-5A4N1 | 125783 | SVX FreqD 30kW 690V IP54 | 50 | cerere oferta | N | 1 | 0 | 1 | 35 | KG | 257X237X591 | 4015081233939 |  | 696 | ICD | 1
138391 | SVX040A1-2A1B1 | 138391 | SVX FreqD 30kW 230V IP21 w/Br Chop | 50 | cerere oferta | N | 1 | 0 | 1 | 58 | KG | 344X291X758 | 4015081351701 |  | 696 | ICD | 1
125724 | SVX040A1-2A1N1 | 125724 | SVX FreqD 30kW 230V IP21 | 50 | cerere oferta | N | 1 | 0 | 1 | 58 | KG | 344X291X758 | 4015081233342 |  | 696 | ICD | 1
132656 | SVX040A1-4A1B1 | 132656 | SVX FreqD 30kW 480V IP21 w/Br Chop | 50 | cerere oferta | N | 1 | 0 | 1 | 35 | KG | 257X237X591 | 4015081296200 |  | 696 | ICD | 1
125695 | SVX040A1-4A1N1 | 125695 | SVX FreqD 30kW 480V IP21 | 50 | cerere oferta | N | 1 | 0 | 1 | 35 | KG | 257X237X591 | 4015081233052 |  | 696 | ICD | 1
138444 | SVX040A1-4A1N2 | 138444 | SVX FreqD 30kW 480V IP21 w/Conf Coat | 50 | cerere oferta | N | 1 | 0 | 1 | 35 | KG | 257X237X591 | 4015081352234 |  | 696 | ICD | 1
138490 | SVX040A1-5A4B1 | 138490 | SVX FreqD 37kW 690V IP21 w/Br Chop | 50 | cerere oferta | N | 1 | 0 | 1 | 35 | KG | 257X237X591 | 4015081352692 |  | 696 | ICD | 1
125766 | SVX040A1-5A4N1 | 125766 | SVX FreqD 37kW 690V IP21 | 50 | cerere oferta | N | 1 | 0 | 1 | 35 | KG | 257X237X591 | 4015081233762 |  | 696 | ICD | 1
138412 | SVX040A2-2A1B1 | 138412 | SVX FreqD 30kW 230V IP54 w/Br Chop | 50 | cerere oferta | N | 1 | 0 | 1 | 58 | KG | 344X291X758 | 4015081351916 |  | 696 | ICD | 1
125743 | SVX040A2-2A1N1 | 125743 | SVX FreqD 30kW 230V IP54 | 50 | cerere oferta | N | 1 | 0 | 1 | 58 | KG | 344X291X758 | 4015081233533 |  | 696 | ICD | 1
138452 | SVX040A2-4A1B1 | 138452 | SVX FreqD 30kW 480V IP54 w/Br Chop | 50 | cerere oferta | N | 1 | 0 | 1 | 35 | KG | 257X237X591 | 4015081352319 |  | 696 | ICD | 1
125696 | SVX040A2-4A1N1 | 125696 | SVX FreqD 30kW 480V IP54 | 50 | cerere oferta | N | 1 | 0 | 1 | 35 | KG | 257X237X591 | 4015081233069 |  | 696 | ICD | 1
138472 | SVX040A2-4A1N2 | 138472 | SVX FreqD 30kW 480V IP54 w/Conf Coat | 50 | cerere oferta | N | 1 | 0 | 1 | 35 | KG | 257X237X591 | 4015081352517 |  | 696 | ICD | 1
138508 | SVX040A2-5A4B1 | 138508 | SVX FreqD 37kW 690V IP54 w/Br Chop | 50 | cerere oferta | N | 1 | 0 | 1 | 35 | KG | 257X237X591 | 4015081352876 |  | 696 | ICD | 1
125784 | SVX040A2-5A4N1 | 125784 | SVX FreqD 37kW 690V IP54 | 50 | cerere oferta | N | 1 | 0 | 1 | 35 | KG | 257X237X591 | 4015081233946 |  | 696 | ICD | 1
138392 | SVX050A1-2A1B1 | 138392 | SVX FreqD 37kW 230V IP21 w/Br Chop | 50 | cerere oferta | N | 1 | 0 | 1 | 58 | KG | 344X291X758 | 4015081351718 |  | 696 | ICD | 1
125725 | SVX050A1-2A1N1 | 125725 | SVX FreqD 37kW 230V IP21 | 50 | cerere oferta | N | 1 | 0 | 1 | 58 | KG | 344X291X758 | 4015081233359 |  | 696 | ICD | 1
138430 | SVX050A1-4A1B1 | 138430 | SVX FreqD 37kW 480V IP21 w/Br Chop | 50 | cerere oferta | N | 1 | 0 | 1 | 35 | KG | 257X237X591 | 4015081352098 |  | 696 | ICD | 1
125750 | SVX050A1-4A1N1 | 125750 | SVX Freq.D. 37kW 480V IP21 | 50 | cerere oferta | N | 1 | 0 | 1 | 35 | KG | 257X237X591 | 4015081233601 |  | 696 | ICD | 1
138445 | SVX050A1-4A1N2 | 138445 | SVX FreqD 37kW 480V IP21 w/Conf Coat | 50 | cerere oferta | N | 1 | 0 | 1 | 35 | KG | 257X237X591 | 4015081352241 |  | 696 | ICD | 1
138491 | SVX050A1-5A4B1 | 138491 | SVX FreqD 45kW 690V IP21 w/Br Chop | 50 | cerere oferta | N | 1 | 0 | 1 | 58 | KG | 344X291X758 | 4015081352708 |  | 696 | ICD | 1
125767 | SVX050A1-5A4N1 | 125767 | SVX FreqD 45kW 690V IP21 | 50 | cerere oferta | N | 1 | 0 | 1 | 58 | KG | 344X291X758 | 4015081233779 |  | 696 | ICD | 1
138413 | SVX050A2-2A1B1 | 138413 | SVX FreqD 37kW 230V IP54 w/Br Chop | 50 | cerere oferta | N | 1 | 0 | 1 | 58 | KG | 344X291X758 | 4015081351923 |  | 696 | ICD | 1
125744 | SVX050A2-2A1N1 | 125744 | SVX FreqD 37kW 230V IP54 | 50 | cerere oferta | N | 1 | 0 | 1 | 58 | KG | 344X291X758 | 4015081233540 |  | 696 | ICD | 1
138453 | SVX050A2-4A1B1 | 138453 | SVX FreqD 37kW 480V IP54 w/Br Chop | 50 | cerere oferta | N | 1 | 0 | 1 | 35 | KG | 257X237X591 | 4015081352326 |  | 696 | ICD | 1
125697 | SVX050A2-4A1N1 | 125697 | SVX FreqD 37kW 480V IP54 | 50 | cerere oferta | N | 1 | 0 | 1 | 35 | KG | 257X237X591 | 4015081233076 |  | 696 | ICD | 1
138473 | SVX050A2-4A1N2 | 138473 | SVX FreqD 37kW 480V IP54 w/Conf Coat | 50 | cerere oferta | N | 1 | 0 | 1 | 35 | KG | 257X237X591 | 4015081352524 |  | 696 | ICD | 1
138509 | SVX050A2-5A4B1 | 138509 | SVX FreqD 45kW 690V IP54 w/Br Chop | 50 | cerere oferta | N | 1 | 0 | 1 | 58 | KG | 344X291X758 | 4015081352883 |  | 696 | ICD | 1
125785 | SVX050A2-5A4N1 | 125785 | SVX FreqD 45kW 690V IP54 | 50 | cerere oferta | N | 1 | 0 | 1 | 58 | KG | 344X291X758 | 4015081233953 |  | 696 | ICD | 1
138393 | SVX060A1-2A1B1 | 138393 | SVX FreqD 45kW 230V IP21 w/Br Chop | 50 | cerere oferta | N | 1 | 0 | 1 | 58 | KG | 344X291X758 | 4015081351725 |  | 696 | ICD | 1
125726 | SVX060A1-2A1N1 | 125726 | SVX FreqD 45kW 230V IP21 | 50 | cerere oferta | N | 1 | 0 | 1 | 58 | KG | 344X291X758 | 4015081233366 |  | 696 | ICD | 1
138431 | SVX060A1-4A1B1 | 138431 | SVX FreqD 45kW 480V IP21 w/Br Chop | 50 | cerere oferta | N | 1 | 0 | 1 | 35 | KG | 257X237X591 | 4015081352104 |  | 696 | ICD | 1
125751 | SVX060A1-4A1N1 | 125751 | SVX Freq.D. 45kW 480V IP21 | 50 | cerere oferta | N | 1 | 0 | 1 | 37 | KG | 257X237X591 | 4015081233618 |  | 696 | ICD | 1
138446 | SVX060A1-4A1N2 | 138446 | SVX FreqD 45kW 480V IP21 w/Conf Coat | 50 | cerere oferta | N | 1 | 0 | 1 | 35 | KG | 257X237X591 | 4015081352258 |  | 696 | ICD | 1
138492 | SVX060A1-5A4B1 | 138492 | SVX FreqD 55kW 690V IP21 w/Br Chop | 50 | cerere oferta | N | 1 | 0 | 1 | 58 | KG | 344X291X758 | 4015081352715 |  | 696 | ICD | 1
125768 | SVX060A1-5A4N1 | 125768 | SVX FreqD 55kW 690V IP21 | 50 | cerere oferta | N | 1 | 0 | 1 | 58 | KG | 344X291X758 | 4015081233786 |  | 696 | ICD | 1
138414 | SVX060A2-2A1B1 | 138414 | SVX FreqD 45kW 230V IP54 w/Br Chop | 50 | cerere oferta | N | 1 | 0 | 1 | 58 | KG | 344X291X758 | 4015081351930 |  | 696 | ICD | 1
125745 | SVX060A2-2A1N1 | 125745 | SVX FreqD 45kW 230V IP54 | 50 | cerere oferta | N | 1 | 0 | 1 | 58 | KG | 344X291X758 | 4015081233557 |  | 696 | ICD | 1
138454 | SVX060A2-4A1B1 | 138454 | SVX FreqD 45kW 480V IP54 w/Br Chop | 50 | cerere oferta | N | 1 | 0 | 1 | 35 | KG | 257X237X591 | 4015081352333 |  | 696 | ICD | 1
125698 | SVX060A2-4A1N1 | 125698 | SVX FreqD 45kW 480V IP54 | 50 | cerere oferta | N | 1 | 0 | 1 | 35 | KG | 257X237X591 | 4015081233083 |  | 696 | ICD | 1
138474 | SVX060A2-4A1N2 | 138474 | SVX FreqD 45kW 480V IP54 w/Conf Coat | 50 | cerere oferta | N | 1 | 0 | 1 | 35 | KG | 257X237X591 | 4015081352531 |  | 696 | ICD | 1
138510 | SVX060A2-5A4B1 | 138510 | SVX FreqD 55kW 690V IP54 w/Br Chop | 50 | cerere oferta | N | 1 | 0 | 1 | 58 | KG | 344X291X758 | 4015081352890 |  | 696 | ICD | 1
125786 | SVX060A2-5A4N1 | 125786 | SVX FreqD 55kW 690V IP54 | 50 | cerere oferta | N | 1 | 0 | 1 | 58 | KG | 344X291X758 | 4015081233960 |  | 696 | ICD | 1
138394 | SVX075A1-2A1B1 | 138394 | SVX FreqD 55kW 230V IP21 w/Br Chop | 50 | cerere oferta | N | 1 | 0 | 1 | 146 | KG | 362X480X1150 | 4015081351732 |  | 696 | ICD | 1
125727 | SVX075A1-2A1N1 | 125727 | SVX FreqD 55kW 230V IP21 | 50 | cerere oferta | N | 1 | 0 | 1 | 146 | KG | 362X480X1150 | 4015081233373 |  | 696 | ICD | 1
132657 | SVX075A1-4A1B1 | 132657 | SVX FreqD 55kW 480V IP21 w/Br Chop | 50 | cerere oferta | N | 1 | 0 | 1 | 58 | KG | 344X291X758 | 4015081296217 |  | 696 | ICD | 1
125699 | SVX075A1-4A1N1 | 125699 | SVX FreqD 55kW 480V IP21 | 50 | cerere oferta | N | 1 | 0 | 1 | 58 | KG | 344X291X758 | 4015081233090 |  | 696 | ICD | 1
138447 | SVX075A1-4A1N2 | 138447 | SVX FreqD 55kW 480V IP21 w/Conf Coat | 50 | cerere oferta | N | 1 | 0 | 1 | 58 | KG | 344X291X758 | 4015081352265 |  | 696 | ICD | 1
138493 | SVX075A1-5A4B1 | 138493 | SVX FreqD 75kW 690V IP21 w/Br Chop | 50 | cerere oferta | N | 1 | 0 | 1 | 58 | KG | 344X291X758 | 4015081352722 |  | 696 | ICD | 1
125769 | SVX075A1-5A4N1 | 125769 | SVX FreqD 75kW 690V IP21 | 50 | cerere oferta | N | 1 | 0 | 1 | 58 | KG | 344X291X758 | 4015081233793 |  | 696 | ICD | 1
138415 | SVX075A2-2A1B1 | 138415 | SVX FreqD 55kW 230V IP54 w/Br Chop | 50 | cerere oferta | N | 1 | 0 | 1 | 146 | KG | 362X480X1150 | 4015081351947 |  | 696 | ICD | 1
125746 | SVX075A2-2A1N1 | 125746 | SVX FreqD 55kW 230V IP54 | 50 | cerere oferta | N | 1 | 0 | 1 | 146 | KG | 362X480X1150 | 4015081233564 |  | 696 | ICD | 1
138455 | SVX075A2-4A1B1 | 138455 | SVX FreqD 55kW 480V IP54 w/Br Chop | 50 | cerere oferta | N | 1 | 0 | 1 | 58 | KG | 344X291X758 | 4015081352340 |  | 696 | ICD | 1
125700 | SVX075A2-4A1N1 | 125700 | SVX FreqD 55kW 480V IP54 | 50 | cerere oferta | N | 1 | 0 | 1 | 58 | KG | 344X291X758 | 4015081233106 |  | 696 | ICD | 1
138475 | SVX075A2-4A1N2 | 138475 | SVX FreqD 55kW 480V IP54 w/Conf Coat | 50 | cerere oferta | N | 1 | 0 | 1 | 58 | KG | 344X291X758 | 4015081352548 |  | 696 | ICD | 1
138511 | SVX075A2-5A4B1 | 138511 | SVX FreqD 75kW 690V IP54 w/Br Chop | 50 | cerere oferta | N | 1 | 0 | 1 | 58 | KG | 344X289X759 | 4015081352906 |  | 696 | ICD | 1
125787 | SVX075A2-5A4N1 | 125787 | SVX FreqD 75kW 690V IP54 | 50 | cerere oferta | N | 1 | 0 | 1 | 58 | KG | 344X289X759 | 4015081233977 |  | 696 | ICD | 1
138395 | SVX100A1-2A1B1 | 138395 | SVX FreqD 75kW 230V IP21 w/Br Chop | 50 | cerere oferta | N | 1 | 0 | 1 | 146 | KG | 362X480X1150 | 4015081351749 |  | 696 | ICD | 1
125728 | SVX100A1-2A1N1 | 125728 | SVX FreqD 75kW 230V IP21 | 50 | cerere oferta | N | 1 | 0 | 1 | 146 | KG | 362X480X1150 | 4015081233380 |  | 696 | ICD | 1
132658 | SVX100A1-4A1B1 | 132658 | SVX FreqD 75kW 480V IP21 w/Br Chop | 50 | cerere oferta | N | 1 | 0 | 1 | 58 | KG | 344X291X758 | 4015081296224 |  | 696 | ICD | 1
125701 | SVX100A1-4A1N1 | 125701 | SVX Freq.D. 75kW 480V IP21 | 50 | cerere oferta | N | 1 | 0 | 1 | 58 | KG | 344X291X758 | 4015081233113 |  | 696 | ICD | 1
138448 | SVX100A1-4A1N2 | 138448 | SVX FreqD 75kW 480V IP21 w/Conf Coat | 50 | cerere oferta | N | 1 | 0 | 1 | 58 | KG | 344X291X758 | 4015081352272 |  | 696 | ICD | 1
138494 | SVX100A1-5A4B1 | 138494 | SVX FreqD 90kW 690V IP21 w/Br Chop | 50 | cerere oferta | N | 1 | 0 | 1 | 146 | KG | 362X480X1150 | 4015081352739 |  | 696 | ICD | 1
125770 | SVX100A1-5A4N1 | 125770 | SVX FreqD 90kW 690V IP21 | 50 | cerere oferta | N | 1 | 0 | 1 | 146 | KG | 362X480X1150 | 4015081233809 |  | 696 | ICD | 1
138416 | SVX100A2-2A1B1 | 138416 | SVX FreqD 75kW 230V IP54 w/Br Chop | 50 | cerere oferta | N | 1 | 0 | 1 | 146 | KG | 362X480X1150 | 4015081351954 |  | 696 | ICD | 1
125747 | SVX100A2-2A1N1 | 125747 | SVX FreqD 75kW 230V IP54 | 50 | cerere oferta | N | 1 | 0 | 1 | 146 | KG | 362X480X1150 | 4015081233571 |  | 696 | ICD | 1
138456 | SVX100A2-4A1B1 | 138456 | SVX FreqD 75kW 480V IP54 w/Br Chop | 50 | cerere oferta | N | 1 | 0 | 1 | 58 | KG | 344X291X758 | 4015081352357 |  | 696 | ICD | 1
125755 | SVX100A2-4A1N1 | 125755 | SVX FreqD 75kW 480V IP54 | 50 | cerere oferta | N | 1 | 0 | 1 | 58 | KG | 344X291X758 | 4015081233656 |  | 696 | ICD | 1
138476 | SVX100A2-4A1N2 | 138476 | SVX FreqD 75kW 480V IP54 w/Conf Coat | 50 | cerere oferta | N | 1 | 0 | 1 | 58 | KG | 344X291X758 | 4015081352555 |  | 696 | ICD | 1
138512 | SVX100A2-5A4B1 | 138512 | SVX FreqD 90kW 690V IP54 w/Br Chop | 50 | cerere oferta | N | 1 | 0 | 1 | 146 | KG | 362X480X1150 | 4015081352913 |  | 696 | ICD | 1
125788 | SVX100A2-5A4N1 | 125788 | SVX FreqD 90kW 690V IP54 | 50 | cerere oferta | N | 1 | 0 | 1 | 146 | KG | 362X480X1150 | 4015081233984 |  | 696 | ICD | 1
135242 | SVX125A1-4A1B1 | 135242 | SVX FreqD 90kW 480V IP21 w/Br Chop | 50 | cerere oferta | N | 1 | 0 | 1 | 58 | KG | 344X291X758 | 4015081320615 |  | 696 | ICD | 1
125702 | SVX125A1-4A1N1 | 125702 | SVX FreqD 90kW 480V IP21 | 50 | cerere oferta | N | 1 | 0 | 1 | 58 | KG | 344X291X758 | 4015081233120 |  | 696 | ICD | 1
138449 | SVX125A1-4A1N2 | 138449 | SVX FreqD 90kW 480V IP21 w/Conf Coat | 50 | cerere oferta | N | 1 | 0 | 1 | 58 | KG | 344X291X758 | 4015081352289 |  | 696 | ICD | 1
138495 | SVX125A1-5A4B1 | 138495 | SVX FreqD 110kW 690V IP21 w/Br Chop | 50 | cerere oferta | N | 1 | 0 | 1 | 146 | KG | 362X480X1150 | 4015081352746 |  | 696 | ICD | 1
125771 | SVX125A1-5A4N1 | 125771 | SVX Freq.D. 90kW 480V IP21 | 50 | cerere oferta | N | 1 | 0 | 1 | 146 | KG | 362X480X1150 | 4015081233816 |  | 696 | ICD | 1
138457 | SVX125A2-4A1B1 | 138457 | SVX FreqD 90kW 480V IP54 w/Br Chop | 50 | cerere oferta | N | 1 | 0 | 1 | 58 | KG | 344X291X758 | 4015081352364 |  | 696 | ICD | 1
125703 | SVX125A2-4A1N1 | 125703 | SVX FreqD 90kW 480V IP54 | 50 | cerere oferta | N | 1 | 0 | 1 | 58 | KG | 344X291X758 | 4015081233137 |  | 696 | ICD | 1
138477 | SVX125A2-4A1N2 | 138477 | SVX FreqD 90kW 480V IP54 w/Conf Coat | 50 | cerere oferta | N | 1 | 0 | 1 | 58 | KG | 344X291X758 | 4015081352562 |  | 696 | ICD | 1
138513 | SVX125A2-5A4B1 | 138513 | SVX FreqD 110kW 690V IP54 w/Br Chop | 50 | cerere oferta | N | 1 | 0 | 1 | 146 | KG | 362X480X1150 | 4015081352920 |  | 696 | ICD | 1
125789 | SVX125A2-5A4N1 | 125789 | SVX FreqD 110kW 690V IP54 | 50 | cerere oferta | N | 1 | 0 | 1 | 146 | KG | 362X480X1150 | 4015081233991 |  | 696 | ICD | 1
138432 | SVX150A1-4A1B1 | 138432 | SVX FreqD 110kW 480V IP21 w/Br Chop | 50 | cerere oferta | N | 1 | 0 | 1 | 146 | KG | 362X480X1150 | 4015081352111 |  | 696 | ICD | 1
125704 | SVX150A1-4A1N1 | 125704 | SVX9000 DRIVE 3PH 415V 150KW VT IP21 | 50 | cerere oferta | N | 1 | 0 | 1 | 146 | KG | 362X480X1150 | 4015081233144 |  | 696 | ICD | 1
138450 | SVX150A1-4A1N2 | 138450 | SVX FreqD 110kW 480V IP21 w/Conf Coat | 50 | cerere oferta | N | 1 | 0 | 1 | 146 | KG | 362X480X1150 | 4015081352296 |  | 696 | ICD | 1
138496 | SVX150A1-5A4B1 | 138496 | SVX FreqD 132kW 690V IP21 w/Br Chop | 50 | cerere oferta | N | 1 | 0 | 1 | 146 | KG | 362X480X1150 | 4015081352753 |  | 696 | ICD | 1
125772 | SVX150A1-5A4N1 | 125772 | SVX FreqD 132kW 690V IP21 | 50 | cerere oferta | N | 1 | 0 | 1 | 146 | KG | 362X480X1150 | 4015081233823 |  | 696 | ICD | 1
138458 | SVX150A2-4A1B1 | 138458 | SVX FreqD 110kW 480V IP54 w/Br Chop | 50 | cerere oferta | N | 1 | 0 | 1 | 146 | KG | 362X480X1150 | 4015081352371 |  | 696 | ICD | 1
125705 | SVX150A2-4A1N1 | 125705 | SVX FreqD 110kW 480V IP54 | 50 | cerere oferta | N | 1 | 0 | 1 | 146 | KG | 362X480X1150 | 4015081233151 |  | 696 | ICD | 1
138478 | SVX150A2-4A1N2 | 138478 | SVX FreqD 110kW 480V IP54 w/Conf Coat | 50 | cerere oferta | N | 1 | 0 | 1 | 146 | KG | 362X480X1150 | 4015081352579 |  | 696 | ICD | 1
138514 | SVX150A2-5A4B1 | 138514 | SVX FreqD 132kW 690V IP54 w/Br Chop | 50 | cerere oferta | N | 1 | 0 | 1 | 146 | KG | 362X480X1150 | 4015081352937 |  | 696 | ICD | 1
125790 | SVX150A2-5A4N1 | 125790 | SVX FreqD 132kW 690V IP54 | 50 | cerere oferta | N | 1 | 0 | 1 | 146 | KG | 362X480X1150 | 4015081234004 |  | 696 | ICD | 1
138497 | SVX175A1-5A4B1 | 138497 | SVX FreqD 160kW 690V IP21 w/Br Chop | 50 | cerere oferta | N | 1 | 0 | 1 | 146 | KG | 362X480X1150 | 4015081352760 |  | 696 | ICD | 1
125773 | SVX175A1-5A4N1 | 125773 | SVX FreqD 160kW 690V IP21 | 50 | cerere oferta | N | 1 | 0 | 1 | 146 | KG | 362X480X1150 | 4015081233830 |  | 696 | ICD | 1
138515 | SVX175A2-5A4B1 | 138515 | SVX FreqD 160kW 690V IP54 w/Br Chop | 50 | cerere oferta | N | 1 | 0 | 1 | 146 | KG | 362X480X1150 | 4015081352944 |  | 696 | ICD | 1
125791 | SVX175A2-5A4N1 | 125791 | SVX FreqD 160kW 690V IP54 | 50 | cerere oferta | N | 1 | 0 | 1 | 146 | KG | 362X480X1150 | 4015081234011 |  | 696 | ICD | 1
132900 | SVX200A1-4A1B1 | 132900 | SVX FreqD 132kW 480V IP21 w/Br Chop | 50 | cerere oferta | N | 1 | 0 | 1 | 146 | KG | 362X480X1150 | 4015081298297 |  | 696 | ICD | 1
125752 | SVX200A1-4A1N1 | 125752 | SVX FreqD 132kW 480V IP21 | 50 | cerere oferta | N | 1 | 0 | 1 | 146 | KG | 362X480X1150 | 4015081233625 |  | 696 | ICD | 1
138451 | SVX200A1-4A1N2 | 138451 | SVX FreqD 132kW 480V IP21 w/Conf Coat | 50 | cerere oferta | N | 1 | 0 | 1 | 146 | KG | 362X480X1150 | 4015081352302 |  | 696 | ICD | 1
138459 | SVX200A2-4A1B1 | 138459 | SVX FreqD 132kW 480V IP54 w/Br Chop | 50 | cerere oferta | N | 1 | 0 | 1 | 146 | KG | 362X480X1150 | 4015081352388 |  | 696 | ICD | 1
125706 | SVX200A2-4A1N1 | 125706 | SVX FreqD 132kW 480V IP54 | 50 | cerere oferta | N | 1 | 0 | 1 | 146 | KG | 362X480X1150 | 4015081233168 |  | 696 | ICD | 1
138479 | SVX200A2-4A1N2 | 138479 | SVX FreqD 132kW 480V IP54 w/Conf Coat | 50 | cerere oferta | N | 1 | 0 | 1 | 146 | KG | 362X480X1150 | 4015081352586 |  | 696 | ICD | 1
125712 | SVXF07A1-2A1B1 | 125712 | SVX FreqD 0.55kW 230V IP21 | 50 | cerere oferta | N | 1 | 0 | 1 | 5 | KG | 190X128X292 | 4015081233229 |  | 696 | ICD | 1
138396 | SVXF07A1-2A1B2 | 138396 | SVX FreqD 0.55kW 230V IP21 w/Conf Coat | 50 | cerere oferta | N | 1 | 0 | 1 | 5 | KG | 190X128X292 | 4015081351756 |  | 696 | ICD | 1
125730 | SVXF07A2-2A1B1 | 125730 | SVX FreqD 0.55kW 230V IP54 | 50 | cerere oferta | N | 1 | 0 | 1 | 5 | KG | 190X128X292 | 4015081233403 |  | 696 | ICD | 1
138417 | SVXF07A2-2A1B2 | 138417 | SVX FreqD 0.55kW 230V IP54 w/Conf Coat | 50 | cerere oferta | N | 1 | 0 | 1 | 5 | KG | 190X128X292 | 4015081351961 |  | 696 | ICD | 1
125714 | SVXF15A1-2A1B1 | 125714 | SVX FreqD 1.1kW 230V IP21 | 50 | cerere oferta | N | 1 | 0 | 1 | 5 | KG | 190X128X292 | 4015081233243 |  | 696 | ICD | 1
138398 | SVXF15A1-2A1B2 | 138398 | SVX FreqD 1.1kW 230V IP21 w/Conf Coat | 50 | cerere oferta | N | 1 | 0 | 1 | 5 | KG | 190X128X292 | 4015081351770 |  | 696 | ICD | 1
125707 | SVXF15A1-4A1B1 | 125707 | SVX FreqD 1.1kW 480V IP21 | 50 | cerere oferta | N | 1 | 0 | 1 | 5 | KG | 190X128X292 | 4015081233175 |  | 696 | ICD | 1
131317 | SVXF15A1-4A1B2 | 131317 | SVX FreqD 1.1kW 480V IP21 w/Conf Coat | 50 | cerere oferta | N | 1 | 0 | 1 | 5 | KG | 190X128X292 | 4015081283255 |  | 696 | ICD | 1
125732 | SVXF15A2-2A1B1 | 125732 | SVX FreqD 1.1kW 230V IP54 | 50 | cerere oferta | N | 1 | 0 | 1 | 5 | KG | 190X128X292 | 4015081233427 |  | 696 | ICD | 1
138419 | SVXF15A2-2A1B2 | 138419 | SVX FreqD 1.1kW 230V IP54 w/Conf Coat | 50 | cerere oferta | N | 1 | 0 | 1 | 5 | KG | 190X128X292 | 4015081351985 |  | 696 | ICD | 1
125708 | SVXF15A2-4A1B1 | 125708 | SVX FreqD 1.1kW 480V IP54 | 50 | cerere oferta | N | 1 | 0 | 1 | 5 | KG | 190X128X292 | 4015081233182 |  | 696 | ICD | 1
138461 | SVXF15A2-4A1B2 | 138461 | SVX FreqD 1.1kW 480V IP54 w/Conf Coat | 50 | cerere oferta | N | 1 | 0 | 1 | 5 | KG | 190X128X292 | 4015081352401 |  | 696 | ICD | 1
88594 | SW | 88594 | Accesoriu 3-POLI | 61 | cerere oferta | N | 1 | 0 | 1 | 0.6 | KG | 120X140X60 | 4015080885948 |  | 297 | ICD | 1
140382 | SW-CAN-MONITOR | 140382 | Zusatzsoftware CAN-Monitor . | 2 | cerere oferta | N | 1 | 0 | 1 | 0.016 | KG | 230X162X2 | 7640130110571 |  | 201 | IAB | 1
140383 | SW-CE-TELEDIAG | 140383 | Zusatzsoftware CE-Telediag . | 2 | cerere oferta | N | 1 | 0 | 1 | 0.016 | KG | 230X162X2 | 7640130110595 |  | 201 | IAB | 1
116026 | SWD4-100LF8-24 | 116026 | 100m flat cable, 8 pole | 48 | cerere oferta | N | 1 | 0 | 1 | 3.5 | KG | 100000X20X1 | 4015081157662 |  | 205 | IAB | 1
116029 | SWD4-10LF8-24-2S | 116029 | 10m flat cable,8 pole w. blade terminals | 48 | cerere oferta | N | 1 | 0 | 1 | 0.345 | KG | 10000X20X1 | 4015081157693 |  | 205 | IAB | 1
116027 | SWD4-3LF8-24-2S | 116027 | 3m flat cable, 8 pole w. blade terminals | 48 | cerere oferta | N | 1 | 0 | 1 | 0.11 | KG | 3000X20X1 | 4015081157679 |  | 205 | IAB | 1
116030 | SWD4-50LR8-24 | 116030 | 50m round cable, 8 pole | 48 | cerere oferta | N | 1 | 0 | 1 | 4.03 | KG | 50000X8X8 | 4015081157709 |  | 205 | IAB | 1
116028 | SWD4-5LF8-24-2S | 116028 | 5m flat cable, 8 pole w. blade terminals | 48 | cerere oferta | N | 1 | 0 | 1 | 0.18 | KG | 5000X20X1 | 4015081157686 |  | 205 | IAB | 1
121377 | SWD4-8FRF-10 | 121377 | Adapter blade terminal / round cable | 48 | cerere oferta | N | 1 | 0 | 1 | 0.041 | KG | 36X35X90 | 4015081192069 |  | 205 | IAB | 1
116023 | SWD4-8MF2 | 116023 | Blade terminal, 8 pole | 48 | cerere oferta | N | 10 | 0 | 1 | 0.002 | KG | 8X23X18 | 4015081157631 |  | 205 | IAB | 10
116022 | SWD4-8SF2-5 | 116022 | External device plug, 8 pole | 48 | cerere oferta | N | 10 | 0 | 1 | 0.006 | KG | 17X15X36 | 4015081157624 |  | 205 | IAB | 1
116024 | SWD4-8SFF2-5 | 116024 | Blade terminal coupling, 8 pole | 48 | cerere oferta | N | 1 | 0 | 1 | 0.004 | KG | 10X49X35 | 4015081157648 |  | 205 | IAB | 1
116025 | SWD4-CRP-1 | 116025 | Crimping tool for blade terminal | 48 | cerere oferta | N | 1 | 0 | 1 | 0.574 | KG | 30X100X210 | 4015081157655 |  | 205 | IAB | 1
116699 | SWD4-CRP-2 | 116699 | Crimping tool for blade terminal | 48 | cerere oferta | N | 1 | 0 | 1 | 0.661 | KG | 30X100X210 | 4015081164448 |  | 205 | IAB | 1
116020 | SWD4-RC8-10 | 116020 | Bus termination | 48 | cerere oferta | N | 1 | 0 | 1 | 0.011 | KG | 10X49X35 | 4015081157600 |  | 205 | IAB | 1
116021 | SWD4-SEL8-10 | 116021 | SEL cable jumper, front | 48 | cerere oferta | N | 5 | 0 | 1 | 0.002 | KG | 10X10X33 | 4015081157617 |  | 205 | IAB | 1
116031 | SWD4-SF8-20 | 116031 | Enclosure bushing, socket, for M22 | 48 | cerere oferta | N | 1 | 0 | 1 | 0.022 | KG | 151X24X24 | 4015081157716 |  | 205 | IAB | 1
116033 | SWD4-SF8-67 | 116033 | Socket, flat, 8 pole | 48 | cerere oferta | N | 1 | 0 | 1 | 0.032 | KG | 45X18X18 | 4015081157730 |  | 205 | IAB | 1
121380 | SWD4-SFL8-20 | 121380 | Control panel bushing, socket, POW | 48 | cerere oferta | N | 1 | 0 | 1 | 0.045 | KG | 41X35X83 | 4015081192090 |  | 205 | IAB | 1
116032 | SWD4-SM8-20 | 116032 | Enclosure bushing, plug, for M22 | 48 | cerere oferta | N | 1 | 0 | 1 | 0.026 | KG | 144X24X24 | 4015081157723 |  | 205 | IAB | 1
116034 | SWD4-SM8-67 | 116034 | Plug, flat, 8 pole | 48 | cerere oferta | N | 1 | 0 | 1 | 0.03 | KG | 45X18X18 | 4015081157747 |  | 205 | IAB | 1
121381 | SWD4-SML8-20 | 121381 | Control panel bushing, plug, POW | 48 | cerere oferta | N | 1 | 0 | 1 | 0.05 | KG | 48X35X83 | 4015081192106 |  | 205 | IAB | 1
140379 | SW-GALILEO | 140379 | Visualisierungssoftware GALILEO . | 2 | cerere oferta | N | 1 | 0 | 1 | 0.09 | KG | 190X135X15 | 7640130110557 |  | 201 | IAB | 1
32152 | SWHDP-ID | 32152 | ACC.INS.ENCLOSURE CI3-CI49 | 94 | cerere oferta | N | 5 | 0 | 1 | 0.079 | KG | 20X30X50 | 4015080321521 |  | 277 | PDC | 1
107031 | SWIRE-CAB-000 | 107031 | Fisa terminala cablu Smart.Wire | 41 | cerere oferta | S | 25 | 1 | 1 | 0.002 | KG | 18X18X7 | 4015081067992 |  | 706 | ICD | 1
107032 | SWIRE-CAB-008 | 107032 | Cablu conectare Smart.Wire | 41 | cerere oferta | S | 25 | 1 | 1 | 0.006 | KG | 85X18X7 | 4015081068005 |  | 706 | ICD | 1
107033 | SWIRE-CAB-011 | 107033 | Cablu conectare Smart.Wire | 41 | cerere oferta | S | 25 | 1 | 1 | 0.007 | KG | 110X18X7 | 4015081068012 |  | 706 | ICD | 1
107035 | SWIRE-CAB-025 | 107035 | Cablu conectare Smart.Wire | 41 | cerere oferta | S | 5 | 1 | 1 | 0.01 | KG | 250X18X7 | 4015081068036 |  | 706 | ICD | 1
107036 | SWIRE-CAB-100 | 107036 | Cablu conectare Smart.Wire | 41 | cerere oferta | S | 1 | 1 | 1 | 0.029 | KG | 1000X18X7 | 4015081068043 |  | 706 | ICD | 1
107037 | SWIRE-CAB-200 | 107037 | Cablu conectare Smart.Wire | 41 | cerere oferta | S | 1 | 1 | 1 | 0.054 | KG | 2000X18X7 | 4015081068050 |  | 706 | ICD | 1
107028 | SWIRE-DIL | 107028 | Modul Smart.Wire pt DILM | 41 | cerere oferta | S | 5 | 2.5 | 1 | 0.038 | KG | 82X45X42 | 4015081067961 |  | 706 | ICD | 1
106125 | SWIRE-DIL-MTB | 106125 | SmartWire module for contactors | 48 | cerere oferta | N | 90 | 0 | 1 | 0.036 | KG | 81X45X44 | 4015081058952 |  | 706 | ICD | 1
106124 | SWIRE-GW-BR-MTB | 106124 | SmartWire gateway QSI-Bus | 48 | cerere oferta | N | 53 | 0 | 1 | 0.114 | KG | 101 2X35X90 | 4015081058945 |  | 706 | ICD | 1
107029 | SWIRE-PF | 107029 | Smart.Wire Power -Module | 41 | cerere oferta | S | 1 | 2 | 1 | 0.105 | KG | 74X36X90 | 4015081067978 |  | 706 | ICD | 1
106126 | SWIRE-PF-MTB | 106126 | SmartWire power module | 48 | cerere oferta | N | 53 | 0 | 1 | 0.101 | KG | 66X35X90 | 4015081058969 |  | 706 | ICD | 1
15541 | SWRL25-ID | 15541 | ACC.INS.ENCLOSURE CI3-CI49 | 94 | cerere oferta | N | 1 | 0 | 1 | 0.349 | KG | 10X300X250 | 4015080155416 |  | 277 | PDC | 1
17914 | SWRL50-ID | 17914 | ACC.INS.ENCLOSURE CI3-CI49 | 94 | cerere oferta | N | 1 | 0 | 1 | 0.72 | KG | 10X300X500 | 4015080179146 |  | 277 | PDC | 1
20287 | SWRL75-ID | 20287 | ACC.INS.ENCLOSURE CI3-CI49 | 94 | cerere oferta | N | 1 | 0 | 1 | 3 | KG | 10X300X750 | 4015080202875 |  | 277 | PDC | 1
140381 | SW-S7-PG-ROUTER | 140381 | Zusatzsoftware S7-PG-Router . | 2 | cerere oferta | N | 1 | 0 | 1 | 0.016 | KG | 230X162X2 | 7640130110564 |  | 201 | IAB | 1
142582 | SW-XSOFT-CODESYS-2-S | 142582 | XSoft-CoDeSys-2 Einzelplatz-Lizenz . | 62 | cerere oferta | N | 1 | 0 | 1 | 0.09 | KG | 190X135X15 | 7640130096844 |  | 201 | IAB | 1
651012FULL-0057X | SY/HO/IP/R | 651012FULL-0057X | Symphoni High Output, Sounder, Red / IP66 Version | 732 | cerere oferta | N | 1 | 0 | 1 | 0.1 | KG | NA | NA |  | Symphoni High Output, High Output, Red, WP | Fulleon | 1
651004FULL-0009XE | SY/HO/R XPRS | 651004FULL-0009XE | Symphoni High Output, Red Base | 732 | cerere oferta | N | 1 | 0 | 1 | 0.1 | KG | NA | NA |  | Symphoni High Output, High Output, Red | Fulleon | 1
651005FULL-0018X | SY/HO/R/8 | 651005FULL-0018X | Symphoni High Output, Red Base, Tone 8 | 732 | cerere oferta | N | 1 | 0 | 1 | 0.1 | KG | NA | NA |  | Symphoni High Output, High Output, Red | Fulleon | 1
651003FULL-0008X | SY/HO/W1 | 651003FULL-0008X | Symphoni High Output, Sounder, White | 732 | cerere oferta | N | 1 | 0 | 1 | 0.1 | KG | NA | NA |  | Symphoni High Output, High Output, White | Fulleon | 1
650022FULL-1029X | SY/IP/HO/GW | 650022FULL-1029X | Symphoni High Output, White Base | 732 | cerere oferta | N | 1 | 0 | 1 | 0.1 | KG | NA | NA |  | Symphoni High Output, High Output, White, WP | Fulleon | 1
651013FULL-0088X | SY/IP/HO/W1 | 651013FULL-0088X | Symphoni High Output, White Base | 732 | cerere oferta | N | 1 | 0 | 1 | 0.1 | KG | NA | NA |  | Symphoni High Output, High Output, White, WP | Fulleon | 1
654008FULL-0058X | SY/IP/R | 654008FULL-0058X | Symphoni WP, Red Base | 732 | cerere oferta | N | 1 | 0 | 1 | 0.1 | KG | NA | NA |  | Symphoni , Water Proof, Red | Fulleon | 1
654019FULL-0135X | SY/IP/R/E SLOW WHOOP | 654019FULL-0135X | Symphoni Sounder, Slow Whoop | 732 | cerere oferta | N | 1 | 0 | 1 | 0.1 | KG | NA | NA |  | Symphoni , Water Proof, Red | Fulleon | 1
650001FULL-0003X | SY/R SYMPHONI SOUNDER RED | 650001FULL-0003X | Symphoni, Red Base | 732 | cerere oferta | N | 1 | 0 | 1 | 0.1 | KG | NA | NA |  | Symphoni , Sounder , Red | Fulleon | 1
650001FULL-0003XE | SY/R XPRS | 650001FULL-0003XE | Symphoni, Red Base | 732 | cerere oferta | N | 1 | 0 | 1 | 0.1 | KG | NA | NA |  | Symphoni, Sounder, Red | Fulleon | 1
654063FULL-1050X | SY/W1 | 654063FULL-1050X | Symphoni Sounder, White | 732 | cerere oferta | N | 1 | 0 | 1 | 0.1 | KG | NA | NA |  | Symphoni, Sounder, White | Fulleon | 1
654064FULL-1051X | SY/W1/E | 654064FULL-1051X | Symphoni Sounder, White | 732 | cerere oferta | N | 1 | 0 | 1 | 0.1 | KG | NA | NA |  | Symphoni, Sounder, White | Fulleon | 1
654008MED-1032X | SY/WP/R MARINE | 654008MED-1032X | Symphoni, Weatherproof, Red Base | 732 | cerere oferta | N | 1 | 0 | 1 | 0.1 | KG | NA | NA |  | Symphoni, Sounder, Red, WP, Marine | Fulleon | 1
654036MED-1033X | SY/WP/W MARINE | 654036MED-1033X | Symphoni, Weatherproof, White Base | 732 | cerere oferta | N | 1 | 0 | 1 | 0.1 | KG | NA | NA |  | Symphoni , Sounder, White, WP, Marine | Fulleon | 1
654065FULL-1052X | SY/WP/W1 | 654065FULL-1052X | Symphoni Sounder, White | 732 | cerere oferta | N | 1 | 0 | 1 | 0.1 | KG | NA | NA |  | Symphoni, Sounder, White, WP | Fulleon | 1
125609 | SYS-10M | 125609 | Fiber optic cable (pair), 10m (For SPX d | 50 | cerere oferta | N | 1 | 0 | 1 | 1 | KG | 250X200X200 | 4015081232154 |  | 696 | ICD | 1
125610 | SYS-1M | 125610 | Fiber optic cable (pair), 1m (For SPX dr | 50 | cerere oferta | N | 1 | 0 | 1 | 0.1 | KG | 50X100X150 | 4015081232161 |  | 696 | ICD | 1
125611 | SYS-2M | 125611 | Fiber optic cable (pair), 2m (For SPX dr | 50 | cerere oferta | N | 1 | 0 | 1 | 0.2 | KG | 50X100X150 | 4015081232178 |  | 696 | ICD | 1
125612 | SYS-4M | 125612 | Fiber optic cable (pair), 4m (For SPX dr | 50 | cerere oferta | N | 1 | 0 | 1 | 0.4 | KG | 250X200X100 | 4015081232185 |  | 696 | ICD | 1
680001FULL-0001X | SYV/AV/R/RL/RF/V+ VP001ASY-2 TONE 7 | 680001FULL-0001X | Symphoni Voice | 732 | cerere oferta | N | 1 | 0 | 1 | 0.1 | KG | NA | NA |  | Symphoni Voice, Voice | Fulleon | 1
680003FULL-0003X | SYV/R/V+ VP001ASY-2 SET TO TONE 7 | 680003FULL-0003X | Symphoni Voice, Red Base, Tone 7 | 732 | cerere oferta | N | 1 | 0 | 1 | 0.1 | KG | NA | NA |  | Symphoni Voice, Voice | Fulleon | 1
680003FULL-0016X | SYV/R/V+ VP003ASY-2 SET TO TONE 7 | 680003FULL-0016X | Symphoni Voice | 732 | cerere oferta | N | 1 | 0 | 1 | 0.1 | KG | NA | NA |  | Symphoni Voice, Voice | Fulleon | 1
680005FULL-0006X | SYV/R/WP/V+ VP001ASY-2 SET TO TONE 7 | 680005FULL-0006X | Symphoni Voice Red WP | 732 | cerere oferta | N | 1 | 0 | 1 | 0.1 | KG | NA | NA |  | Symphoni Voice, Voice | Fulleon | 1
680005FULL-0062 | SYV/R/WP/V+ VP036ASY | 680005FULL-0062 | Symphoni Voice, Red Base, Tone 7, Weatherproof | 732 | cerere oferta | N | 1 | 0 | 1 | 0.1 | KG | NA | NA |  | Symphoni Voice, Voice | Fulleon | 1
680004FULL-0004X | SYV/W1/V+ VP001ASY-2 SET TO TONE 7 CPD | 680004FULL-0004X | Symphoni Voice, White Base, Tone 7 | 732 | cerere oferta | N | 1 | 0 | 1 | 0.1 | KG | NA | NA |  | Symphoni Voice, Voice | Fulleon | 1
680004FULL-0067X | SYV/W1/V+ VP040ASY CPD | 680004FULL-0067X | Symphoni Voice Plus, White Base | 732 | cerere oferta | N | 1 | 0 | 1 | 0.1 | KG | NA | NA |  | Symphoni Voice, Voice | Fulleon | 1
9875 | T0-10-15104/E | 9875 | Comutator de comanda - pornit oprit (UK) | 55 | cerere oferta | S | 1 | 0 | 1 | 0.274 | KG | 162X48X48 | 4015080098751 |  | 292 | ICD | 1
9879 | T0-10-15104/Z | 9879 | Comutator de comanda - pornit oprit (UK) | 55 | cerere oferta | S | 1 | 0 | 1 | 0.257 | KG | 204X48X48 | 4015080098799 |  | 292 | ICD | 1
9880 | T0-10-15292/E | 9880 | Comutator de comanda - pornit oprit (UK) | 55 | cerere oferta | S | 1 | 0 | 1 | 0.274 | KG | 162X48X48 | 4015080098805 |  | 292 | ICD | 1
9885 | T0-10-15295/E | 9885 | Comutator de comanda - pornit oprit (UK) | 55 | cerere oferta | S | 1 | 0 | 1 | 0.274 | KG | 162X48X48 | 4015080098850 |  | 292 | ICD | 1
9896 | T0-10-8257/EZ | 9896 | Comutator de comanda - pornit oprit (UK) | 55 | cerere oferta | S | 1 | 0 | 1 | 0.336 | KG | 182X48X48 | 4015080098966 |  | 292 | ICD | 1
9917 | T0-10-8366/E | 9917 | Comutator de comanda - pornit oprit (UK) | 55 | cerere oferta | S | 1 | 0 | 1 | 0.274 | KG | 162X48X48 | 4015080099178 |  | 292 | ICD | 1
9922 | T0-10-8374/E | 9922 | Comutator de comanda - pornit oprit (UK) | 55 | cerere oferta | S | 1 | 0 | 1 | 0.274 | KG | 162X48X48 | 4015080099222 |  | 292 | ICD | 1
9927 | T0-10-8478/E | 9927 | Comutator de comanda - pornit oprit (UK) | 55 | cerere oferta | S | 1 | 0 | 1 | 0.274 | KG | 162X48X48 | 4015080099277 |  | 292 | ICD | 1
9937 | T0-10-8485/E | 9937 | Comutator de comanda - pornit oprit (UK) | 55 | cerere oferta | S | 1 | 0 | 1 | 0.274 | KG | 162X48X48 | 4015080099376 |  | 292 | ICD | 1
907774 | T0-10-SOND*/E | 907774 | Comutator de comanda - rotativ | 55 | cerere oferta | N | 1 | 0 | 1 | 0.274 | KG | 162X48X48 | 1002109 |  | 292 | ICD | 1
907796 | T0-10-SOND*/EZ | 907796 | Comutator de comanda - rotativ | 55 | cerere oferta | N | 1 | 0 | 1 | 0.336 | KG | 182X48X48 | 1002094 |  | 292 | ICD | 1
907815 | T0-10-SOND*/IVS | 907815 | Comutator de comanda - rotativ | 55 | cerere oferta | N | 1 | 0 | 1 | 0.327 | KG | 168X54X55 | 1002083 |  | 292 | ICD | 1
907837 | T0-10-SOND*/XZ | 907837 | Comutator de comanda - rotativ | 55 | cerere oferta | N | 1 | 0 | 1 | 0.256 | KG | 134X48X48 | 1004117 |  | 292 | ICD | 1
907848 | T0-10-SOND*/Z | 907848 | Comutator de comanda - rotativ | 55 | cerere oferta | N | 1 | 0 | 1 | 0.257 | KG | 204X48X48 | 1002057 |  | 292 | ICD | 1
88709 | T0-1-102/E | 88709 | Intreruptor de sarcina / Intreruptor por | 55 | cerere oferta | S | 1 | 0 | 1 | 0.083 | KG | 76X48X48 | 4015080887096 |  | 292 | ICD | 1
203483 | T0-1-102/E/SVB | 203483 | Intreruptor de sarcina / Intreruptor pri | 55 | cerere oferta | S | 1 | 0 | 1 | 0.108 | KG | 80X65X74 | 4015082034832 |  | 292 | ICD | 1
91078 | T0-1-102/EA/SVB | 91078 | Intreruptor principal - oprire de urgent | 55 | cerere oferta | S | 1 | 0 | 1 | 0.135 | KG | 101X65X74 | 4015080910787 |  | 292 | ICD | 1
93451 | T0-1-102/EA/SVB-SW | 93451 | Intreruptor de sarcina / Intreruptor pri | 55 | cerere oferta | S | 1 | 0 | 1 | 0.135 | KG | 101X65X74 | 4015080934516 |  | 292 | ICD | 1
9046 | T0-1-102/E-RT | 9046 | Intreruptor de sarcina - pornit oprit | 55 | cerere oferta | S | 1 | 0 | 1 | 0.085 | KG | 65X75X65 | 4015080090465 |  | 292 | ICD | 1
91082 | T0-1-102/EZ | 91082 | Intreruptor de sarcina - pornit oprit | 55 | cerere oferta | S | 1 | 0 | 1 | 0.101 | KG | 96X48X48 | 4015080910824 |  | 292 | ICD | 1
14933 | T0-1-102/EZ/S | 14933 | Intreruptor pornit oprit - cu broasca ci | 55 | cerere oferta | S | 1 | 0 | 1 | 0.186 | KG | 96X48X48 | 4015080149330 |  | 292 | ICD | 1
207061 | T0-1-102/I1 | 207061 | Intreruptor de sarcina - pornit oprit | 55 | cerere oferta | S | 1 | 0 | 1 | 0.253 | KG | 137X80X102 | 4015082070618 |  | 292 | ICD | 1
207063 | T0-1-102/I1/S | 207063 | Intreruptor pornit oprit - cu broasca ci | 55 | cerere oferta | S | 1 | 0 | 1 | 0.358 | KG | 137X80X102 | 4015082070632 |  | 292 | ICD | 1
207143 | T0-1-102/I1/SVB | 207143 | Intreruptor principal - oprire de urgent | 55 | cerere oferta | S | 1 | 0 | 1 | 0.29 | KG | 137X80X110 | 4015082071431 |  | 292 | ICD | 1
207144 | T0-1-102/I1/SVB-SW | 207144 | Intreruptor de sarcina / Intreruptor pri | 55 | cerere oferta | S | 1 | 0 | 1 | 0.29 | KG | 137X80X110 | 4015082071448 |  | 292 | ICD | 1
207062 | T0-1-102/I1-RT | 207062 | Intreruptor pornit-oprit / oprire de urg | 55 | cerere oferta | S | 1 | 0 | 1 | 0.253 | KG | 137X80X102 | 4015082070625 |  | 292 | ICD | 1
15147 | T0-1-102/IVS | 15147 | Intreruptor de sarcina - pornit oprit | 55 | cerere oferta | S | 1 | 0 | 1 | 0.106 | KG | 82X54X55 | 4015080151470 |  | 292 | ICD | 1
79583 | T0-1-102/IVS-RT | 79583 | Intreruptor de sarcina - pornit oprit | 55 | cerere oferta | S | 1 | 0 | 1 | 0.098 | KG | 82X54X55 | 4015080795834 |  | 292 | ICD | 1
95824 | T0-1-102/V/SVB | 95824 | Intreruptor principal - oprire de urgent | 55 | cerere oferta | S | 1 | 0 | 1 | 0.158 | KG | 118X65X74 | 4015080958246 |  | 292 | ICD | 1
22330 | T0-1-102/V/SVB-SW | 22330 | Intreruptor de sarcina / Intreruptor pri | 55 | cerere oferta | S | 1 | 0 | 1 | 0.158 | KG | 118X65X74 | 4015080223306 |  | 292 | ICD | 1
200028 | T0-1-102/XES | 200028 | Intreruptor principal | 55 | cerere oferta | S | 1 | 0 | 1 | 0.06 | KG | 43X48X48 | 4015082000288 |  | 292 | ICD | 1
5736 | T0-1-102/XZ | 5736 | Intreruptor de sarcina - pornit oprit | 55 | cerere oferta | S | 1 | 0 | 1 | 0.07 | KG | 48X48X48 | 4015080057369 |  | 292 | ICD | 1
702213 | T0-1-102/XZS | 702213 | Piese de schimb T | 55 | cerere oferta | S | 1 | 0 | 1 | 0.065 | KG | 48X48X60 | 9008790356193 |  | 292 | ICD | 1
95828 | T0-1-102/Z | 95828 | Intreruptor de sarcina - pornit oprit | 55 | cerere oferta | S | 1 | 0 | 1 | 0.112 | KG | 118X48X48 | 4015080958284 |  | 292 | ICD | 1
14971 | T0-1-102/Z/S | 14971 | Intreruptor de sarcina - pornit oprit | 55 | cerere oferta | S | 1 | 0 | 1 | 0.124 | KG | 118X48X48 | 4015080149712 |  | 292 | ICD | 1
3762 | T0-11-15154/E | 3762 | Intreruptor de sarcina - pornit oprit (U | 55 | cerere oferta | S | 1 | 0 | 1 | 0.339 | KG | 171X48X48 | 4015080037620 |  | 292 | ICD | 1
3767 | T0-11-15293/E | 3767 | Intreruptor de sarcina - pornit oprit (U | 55 | cerere oferta | S | 1 | 0 | 1 | 0.339 | KG | 171X48X48 | 4015080037675 |  | 292 | ICD | 1
3772 | T0-11-15296/E | 3772 | Intreruptor de sarcina - pornit oprit (U | 55 | cerere oferta | S | 1 | 0 | 1 | 0.339 | KG | 171X48X48 | 4015080037729 |  | 292 | ICD | 1
9047 | T0-1-140/E | 9047 | Comutator de comanda - pornit oprit (UK) | 55 | cerere oferta | S | 1 | 0 | 1 | 0.083 | KG | 76X48X48 | 4015080090472 |  | 292 | ICD | 1
9048 | T0-1-140/EZ | 9048 | Comutator de comanda - pornit oprit (UK) | 55 | cerere oferta | S | 1 | 0 | 1 | 0.101 | KG | 96X48X48 | 4015080090489 |  | 292 | ICD | 1
9054 | T0-1-141/E | 9054 | Comutator de comanda - pornit oprit (UK) | 55 | cerere oferta | S | 1 | 0 | 1 | 0.083 | KG | 76X48X48 | 4015080090540 |  | 292 | ICD | 1
9055 | T0-1-141/EZ | 9055 | Comutator de comanda - pornit oprit (UK) | 55 | cerere oferta | S | 1 | 0 | 1 | 0.101 | KG | 96X48X48 | 4015080090557 |  | 292 | ICD | 1
9068 | T0-1-15002/E | 9068 | Comutator de comanda - pornit oprit (UK) | 55 | cerere oferta | S | 1 | 0 | 1 | 0.083 | KG | 76X48X48 | 4015080090687 |  | 292 | ICD | 1
9074 | T0-1-15023/E | 9074 | Comutator de comanda - pornit oprit (UK) | 55 | cerere oferta | S | 1 | 0 | 1 | 0.083 | KG | 76X48X48 | 4015080090748 |  | 292 | ICD | 1
9075 | T0-1-15023/EZ | 9075 | Comutator de comanda - pornit oprit (UK) | 55 | cerere oferta | S | 1 | 0 | 1 | 0.101 | KG | 96X48X48 | 4015080090755 |  | 292 | ICD | 1
222553 | T0-1-15023/I1 | 222553 | Comutator de comanda (UK) | 55 | cerere oferta | S | 1 | 0 | 1 | 0.253 | KG | 137X80X102 | 4015082225537 |  | 292 | ICD | 1
9078 | T0-1-15023/XZ | 9078 | Comutator de comanda - pornit oprit (UK) | 55 | cerere oferta | S | 1 | 0 | 1 | 0.07 | KG | 48X48X48 | 4015080090786 |  | 292 | ICD | 1
9079 | T0-1-15023/Z | 9079 | Comutator de comanda - pornit oprit (UK) | 55 | cerere oferta | S | 1 | 0 | 1 | 0.112 | KG | 118X48X48 | 4015080090793 |  | 292 | ICD | 1
9080 | T0-1-15041/E | 9080 | Comutator de comanda - pornit oprit (UK) | 55 | cerere oferta | S | 1 | 0 | 1 | 0.083 | KG | 76X48X48 | 4015080090809 |  | 292 | ICD | 1
9085 | T0-1-15041/Z | 9085 | Comutator de comanda - pornit oprit (UK) | 55 | cerere oferta | S | 1 | 0 | 1 | 0.112 | KG | 118X48X48 | 4015080090854 |  | 292 | ICD | 1
9092 | T0-1-15046/E | 9092 | Comutator de comanda - pornit oprit (UK) | 55 | cerere oferta | S | 1 | 0 | 1 | 0.083 | KG | 76X48X48 | 4015080090922 |  | 292 | ICD | 1
9093 | T0-1-15046/EZ | 9093 | Comutator de comanda - pornit oprit (UK) | 55 | cerere oferta | S | 1 | 0 | 1 | 0.101 | KG | 96X48X48 | 4015080090939 |  | 292 | ICD | 1
222556 | T0-1-15046/I1 | 222556 | Comutator in trepte (UK) | 55 | cerere oferta | S | 1 | 0 | 1 | 0.253 | KG | 137X80X102 | 4015082225568 |  | 292 | ICD | 1
9121 | T0-1-15060/Z | 9121 | Comutator de comanda - pornit oprit (UK) | 55 | cerere oferta | S | 1 | 0 | 1 | 0.112 | KG | 118X48X48 | 4015080091219 |  | 292 | ICD | 1
9122 | T0-1-15061/E | 9122 | Comutator de comanda - pornit oprit (UK) | 55 | cerere oferta | S | 1 | 0 | 1 | 0.083 | KG | 76X48X8 | 4015080091226 |  | 292 | ICD | 1
9123 | T0-1-15061/EZ | 9123 | Comutator de comanda - pornit oprit (UK) | 55 | cerere oferta | S | 1 | 0 | 1 | 0.101 | KG | 96X48X48 | 4015080091233 |  | 292 | ICD | 1
9128 | T0-1-15071/E | 9128 | Comutator de comanda - pornit oprit (UK) | 55 | cerere oferta | S | 1 | 0 | 1 | 0.083 | KG | 76X48X48 | 4015080091288 |  | 292 | ICD | 1
9134 | T0-1-15072/E | 9134 | Comutator de comanda - pornit oprit (UK) | 55 | cerere oferta | S | 1 | 0 | 1 | 0.083 | KG | 76X48X48 | 4015080091349 |  | 292 | ICD | 1
9146 | T0-1-15074/E | 9146 | Comutator de comanda - pornit oprit (UK) | 55 | cerere oferta | S | 1 | 0 | 1 | 0.083 | KG | 76X48X48 | 4015080091462 |  | 292 | ICD | 1
9157 | T0-1-15075/Z | 9157 | Comutator de comanda - pornit oprit (UK) | 55 | cerere oferta | S | 1 | 0 | 1 | 0.112 | KG | 118X48X48 | 4015080091578 |  | 292 | ICD | 1
76812 | T0-1-15108/E | 76812 | Intreruptor de sarcina - pornit oprit (U | 55 | cerere oferta | S | 1 | 0 | 1 | 0.083 | KG | 76X48X48 | 4015080768128 |  | 292 | ICD | 1
218151 | T0-1-15108/I1 | 218151 | Intreruptor de sarcina - pornit oprit (U | 55 | cerere oferta | S | 1 | 0 | 1 | 0.253 | KG | 137X80X102 | 4015082181512 |  | 292 | ICD | 1
67321 | T0-1-15108/IVS | 67321 | Intreruptor de sarcina - pornit oprit (U | 55 | cerere oferta | S | 1 | 0 | 1 | 0.106 | KG | 82X54X55 | 4015080673217 |  | 292 | ICD | 1
83932 | T0-1-15108/Z | 83932 | Intreruptor de sarcina - pornit oprit (U | 55 | cerere oferta | S | 1 | 0 | 1 | 0.112 | KG | 118X48X48 | 4015080839323 |  | 292 | ICD | 1
26982 | T0-1-15109/E | 26982 | Intreruptor de sarcina - pornit oprit (U | 55 | cerere oferta | S | 1 | 0 | 1 | 0.083 | KG | 76X48X48 | 4015080269823 |  | 292 | ICD | 1
9172 | T0-1-15110/E | 9172 | Comutator de comanda - pornit oprit (UK) | 55 | cerere oferta | S | 1 | 0 | 1 | 0.083 | KG | 76X48X8 | 4015080091721 |  | 292 | ICD | 1
9177 | T0-1-15110/Z | 9177 | Comutator de comanda - pornit oprit (UK) | 55 | cerere oferta | S | 1 | 0 | 1 | 0.112 | KG | 118X48X48 | 4015080091776 |  | 292 | ICD | 1
67323 | T0-1-15111/E | 67323 | Intreruptor de sarcina - pornit oprit (U | 55 | cerere oferta | S | 1 | 0 | 1 | 0.083 | KG | 76X48X48 | 4015080673231 |  | 292 | ICD | 1
15126 | T0-1-15111/Z | 15126 | Intreruptor de sarcina - pornit oprit (U | 55 | cerere oferta | S | 1 | 0 | 1 | 0.112 | KG | 118X48X48 | 4015080151265 |  | 292 | ICD | 1
86320 | T0-1-15113/E | 86320 | Comutator multiplu | 55 | cerere oferta | S | 1 | 0 | 1 | 0.083 | KG | 76X48X48 | 4015080863205 |  | 292 | ICD | 1
88693 | T0-1-15113/EZ | 88693 | Comutator multiplu | 55 | cerere oferta | S | 1 | 0 | 1 | 0.101 | KG | 96X48X48 | 4015080886938 |  | 292 | ICD | 1
222559 | T0-1-15113/I1 | 222559 | Comutator in trepte (UK) | 55 | cerere oferta | S | 1 | 0 | 1 | 0.253 | KG | 137X80X102 | 4015082225599 |  | 292 | ICD | 1
93439 | T0-1-15113/IVS | 93439 | Intreruptor de sarcina - pornit oprit (U | 55 | cerere oferta | S | 1 | 0 | 1 | 0.106 | KG | 82X54X55 | 4015080934394 |  | 292 | ICD | 1
9180 | T0-1-15180/E | 9180 | Comutator de comanda - pornit oprit (UK) | 55 | cerere oferta | S | 1 | 0 | 1 | 0.083 | KG | 76X48X48 | 4015080091806 |  | 292 | ICD | 1
222560 | T0-1-15180/I1 | 222560 | Intreruptor group | 55 | cerere oferta | S | 1 | 0 | 1 | 0.253 | KG | 137X80X102 | 4015082225605 |  | 292 | ICD | 1
9194 | T0-1-15301/E | 9194 | Comutator de comanda - pornit oprit (UK) | 55 | cerere oferta | S | 1 | 0 | 1 | 0.083 | KG | 48X48X48 | 4015080091943 |  | 292 | ICD | 1
9195 | T0-1-15301/EZ | 9195 | Comutator de comanda - pornit oprit (UK) | 55 | cerere oferta | S | 1 | 0 | 1 | 0.101 | KG | 96X48X48 | 4015080091950 |  | 292 | ICD | 1
9206 | T0-1-15311/E | 9206 | Intreruptor principal - oprire de urgent | 55 | cerere oferta | S | 1 | 0 | 1 | 0.083 | KG | 76X48X48 | 4015080092063 |  | 292 | ICD | 1
9209 | T0-1-15311/IVS | 9209 | Comutator de comanda - pornit oprit (UK) | 55 | cerere oferta | S | 1 | 0 | 1 | 0.106 | KG | 82X54X55 | 4015080092094 |  | 292 | ICD | 1
9212 | T0-1-15312/E | 9212 | Comutator de comanda - pornit oprit (UK) | 55 | cerere oferta | S | 1 | 0 | 1 | 0.083 | KG | 76X48X48 | 4015080092124 |  | 292 | ICD | 1
9216 | T0-1-15312/XZ | 9216 | Intreruptor principal - oprire de urgent | 55 | cerere oferta | S | 1 | 0 | 1 | 0.07 | KG | 48X48X48 | 4015080092162 |  | 292 | ICD | 1
86317 | T0-1-15321/E | 86317 | Comutator de comanda- comutator pornit ( | 55 | cerere oferta | S | 1 | 0 | 1 | 0.083 | KG | 76X48X48 | 4015080863175 |  | 292 | ICD | 1
88690 | T0-1-15321/EZ | 88690 | Comutator de comanda- comutator pornit ( | 55 | cerere oferta | S | 1 | 0 | 1 | 0.101 | KG | 96X48X48 | 4015080886907 |  | 292 | ICD | 1
207064 | T0-1-15321/I1 | 207064 | Comutator de comanda- comutator pornit ( | 55 | cerere oferta | S | 1 | 0 | 1 | 0.253 | KG | 137X80X102 | 4015082070649 |  | 292 | ICD | 1
93436 | T0-1-15321/IVS | 93436 | Comutator de comanda- comutator pornit ( | 55 | cerere oferta | S | 1 | 0 | 1 | 0.106 | KG | 82X54X55 | 4015080934363 |  | 292 | ICD | 1
95809 | T0-1-15321/Z | 95809 | Comutator de comanda - comutator pornit | 55 | cerere oferta | S | 1 | 0 | 1 | 0.112 | KG | 118X48X48 | 4015080958093 |  | 292 | ICD | 1
10382 | T0-1-15322/E | 10382 | Comutator de comanda- comutator pornit ( | 55 | cerere oferta | S | 1 | 0 | 1 | 0.083 | KG | 76X48X48 | 4015080103820 |  | 292 | ICD | 1
12755 | T0-1-15322/EZ | 12755 | Comutator de comanda - comutator pornit | 55 | cerere oferta | S | 1 | 0 | 1 | 0.101 | KG | 96X48X48 | 4015080127550 |  | 292 | ICD | 1
207065 | T0-1-15322/I1 | 207065 | Comutator de comanda - comutator pornit | 55 | cerere oferta | S | 1 | 0 | 1 | 0.253 | KG | 137X80X102 | 4015082070656 |  | 292 | ICD | 1
17501 | T0-1-15322/IVS | 17501 | Comutator de comanda- comutator pornit ( | 55 | cerere oferta | S | 1 | 0 | 1 | 0.106 | KG | 82X54X55 | 4015080175018 |  | 292 | ICD | 1
9219 | T0-1-15322/XZ | 9219 | Comutator de comanda - comutator pornit | 55 | cerere oferta | S | 1 | 0 | 1 | 0.07 | KG | 48X48X48 | 4015080092193 |  | 292 | ICD | 1
9221 | T0-1-15331/EZ | 9221 | Comutator de comanda - comutator pornit | 55 | cerere oferta | S | 1 | 0 | 1 | 0.101 | KG | 96X48X48 | 4015080092216 |  | 292 | ICD | 1
9226 | T0-1-15332/E | 9226 | Comutator de comanda - comutator pornit | 55 | cerere oferta | S | 1 | 0 | 1 | 0.083 | KG | 76X48X48 | 4015080092261 |  | 292 | ICD | 1
9232 | T0-1-15341/E | 9232 | Comutator de comanda - comutator pornit | 55 | cerere oferta | S | 1 | 0 | 1 | 0.083 | KG | 76X48X48 | 4015080092322 |  | 292 | ICD | 1
38858 | T0-1-15351/E | 38858 | Comutator de comanda - comutator pornit | 55 | cerere oferta | S | 1 | 0 | 1 | 0.083 | KG | 76X48X48 | 4015080388586 |  | 292 | ICD | 1
41231 | T0-1-15351/EZ | 41231 | Comutator de comanda- comutator pornit ( | 55 | cerere oferta | S | 1 | 0 | 1 | 0.101 | KG | 96X48X48 | 4015080412311 |  | 292 | ICD | 1
53096 | T0-1-15352/E | 53096 | Comutator de comanda - comutator pornit | 55 | cerere oferta | S | 1 | 0 | 1 | 0.083 | KG | 76X48X48 | 4015080530961 |  | 292 | ICD | 1
55469 | T0-1-15352/EZ | 55469 | Comutator de comanda - comutator pornit | 55 | cerere oferta | S | 1 | 0 | 1 | 0.101 | KG | 96X48X48 | 4015080554691 |  | 292 | ICD | 1
60215 | T0-1-15352/IVS | 60215 | Comutator de comanda - comutator pornit | 55 | cerere oferta | S | 1 | 0 | 1 | 0.106 | KG | 82X54X55 | 4015080602156 |  | 292 | ICD | 1
9246 | T0-1-15362/E | 9246 | Comutator de comanda - comutator pornit | 55 | cerere oferta | S | 1 | 0 | 1 | 0.083 | KG | 76X48X48 | 4015080092469 |  | 292 | ICD | 1
9247 | T0-1-15362/EZ | 9247 | Comutator de comanda- comutator pornit ( | 55 | cerere oferta | S | 1 | 0 | 1 | 0.101 | KG | 96X48X48 | 4015080092476 |  | 292 | ICD | 1
9252 | T0-1-15365/E | 9252 | Comutator de comanda - comutator pornit | 55 | cerere oferta | S | 1 | 0 | 1 | 0.083 | KG | 76X48X48 | 4015080092520 |  | 292 | ICD | 1
81572 | T0-1-15366/E | 81572 | Comutator de comanda - comutator pornit | 55 | cerere oferta | S | 1 | 0 | 1 | 0.083 | KG | 76X48X48 | 4015080815723 |  | 292 | ICD | 1
83945 | T0-1-15366/EZ | 83945 | Comutator de comanda - comutator pornit- | 55 | cerere oferta | S | 1 | 0 | 1 | 0.101 | KG | 96X48X48 | 4015080839453 |  | 292 | ICD | 1
207066 | T0-1-15366/I1 | 207066 | Comutator de comanda - comutator pornit | 55 | cerere oferta | S | 1 | 0 | 1 | 0.253 | KG | 137X80X102 | 4015082070663 |  | 292 | ICD | 1
91064 | T0-1-15366/Z | 91064 | Comutator de comanda - comutator pornit | 55 | cerere oferta | S | 1 | 0 | 1 | 0.112 | KG | 118X48X48 | 4015080910640 |  | 292 | ICD | 1
9259 | T0-1-15371/E | 9259 | Comutator de comanda - comutator pornit- | 55 | cerere oferta | S | 1 | 0 | 1 | 0.083 | KG | 47X44X66 | 4015080092599 |  | 292 | ICD | 1
9260 | T0-1-15371/EZ | 9260 | Comutator de comanda - comutator pornit | 55 | cerere oferta | S | 1 | 0 | 1 | 0.101 | KG | 52X47X91 | 4015080092605 |  | 292 | ICD | 1
38854 | T0-1-15401/E | 38854 | Comutator de comanda - intreruptor porni | 55 | cerere oferta | S | 1 | 0 | 1 | 0.083 | KG | 76X48X48 | 4015080388548 |  | 292 | ICD | 1
41227 | T0-1-15401/EZ | 41227 | Comutator de comanda - intreruptor porni | 55 | cerere oferta | S | 1 | 0 | 1 | 0.101 | KG | 96X48X48 | 4015080412274 |  | 292 | ICD | 1
207067 | T0-1-15401/I1 | 207067 | Comutator de comanda - intreruptor porni | 55 | cerere oferta | S | 1 | 0 | 1 | 0.253 | KG | 137X80X102 | 4015082070670 |  | 292 | ICD | 1
45973 | T0-1-15401/IVS | 45973 | Comutator de comanda - intreruptor porni | 55 | cerere oferta | S | 1 | 0 | 1 | 0.106 | KG | 82X54X55 | 4015080459736 |  | 292 | ICD | 1
9265 | T0-1-15401/XZ | 9265 | Comutator de comanda - intreruptor porni | 55 | cerere oferta | S | 1 | 0 | 1 | 0.07 | KG | 48X48X48 | 4015080092650 |  | 292 | ICD | 1
702216 | T0-1-15401/XZS | 702216 | Piesa de schimb T | 55 | cerere oferta | S | 1 | 0 | 1 | 0.06 | KG | 48X48X60 | 9008790356223 |  | 292 | ICD | 1
48346 | T0-1-15401/Z | 48346 | Comutator de comanda | 55 | cerere oferta | S | 1 | 0 | 1 | 0.112 | KG | 118X48X48 | 4015080483465 |  | 292 | ICD | 1
53092 | T0-1-15402/E | 53092 | Comutator de comanda | 55 | cerere oferta | S | 1 | 0 | 1 | 0.083 | KG | 76X48X48 | 4015080530923 |  | 292 | ICD | 1
55465 | T0-1-15402/EZ | 55465 | Comutator de comanda | 55 | cerere oferta | S | 1 | 0 | 1 | 0.101 | KG | 96X48X48 | 4015080554653 |  | 292 | ICD | 1
207068 | T0-1-15402/I1 | 207068 | Comutator de comanda | 55 | cerere oferta | S | 1 | 0 | 1 | 0.253 | KG | 137X80X102 | 4015082070687 |  | 292 | ICD | 1
60211 | T0-1-15402/IVS | 60211 | Comutator de comanda | 55 | cerere oferta | S | 1 | 0 | 1 | 0.106 | KG | 82X54X55 | 4015080602118 |  | 292 | ICD | 1
9266 | T0-1-15402/XZ | 9266 | Comutator de comanda - comutator pornit | 55 | cerere oferta | S | 1 | 0 | 1 | 0.07 | KG | 48X48X48 | 4015080092667 |  | 292 | ICD | 1
62584 | T0-1-15402/Z | 62584 | Comutator de comanda | 55 | cerere oferta | S | 1 | 0 | 1 | 0.112 | KG | 118X48X48 | 4015080625841 |  | 292 | ICD | 1
9267 | T0-1-15411/E | 9267 | Comutator de comanda - comutator pornit | 55 | cerere oferta | S | 1 | 0 | 1 | 0.083 | KG | 76X48X8 | 4015080092674 |  | 292 | ICD | 1
9268 | T0-1-15411/EZ | 9268 | Comutator de comanda - comutator pornit | 55 | cerere oferta | S | 1 | 0 | 1 | 0.101 | KG | 96X48X48 | 4015080092681 |  | 292 | ICD | 1
9270 | T0-1-15411/IVS | 9270 | Comutator de comanda - comutator pornit | 55 | cerere oferta | S | 1 | 0 | 1 | 0.106 | KG | 82X54X55 | 4015080092704 |  | 292 | ICD | 1
95806 | T0-1-15421/E | 95806 | Inversor de sursa | 55 | cerere oferta | S | 1 | 0 | 1 | 0.083 | KG | 76X48X48 | 4015080958062 |  | 292 | ICD | 1
98179 | T0-1-15421/EZ | 98179 | Inversor de sursa | 55 | cerere oferta | S | 1 | 0 | 1 | 0.101 | KG | 96X48X48 | 4015080981794 |  | 292 | ICD | 1
207069 | T0-1-15421/I1 | 207069 | Inversor de sursa | 55 | cerere oferta | S | 1 | 0 | 1 | 0.253 | KG | 137X80X102 | 4015082070694 |  | 292 | ICD | 1
12752 | T0-1-15421/IVS | 12752 | Inversor de sursa | 55 | cerere oferta | S | 1 | 0 | 1 | 0.106 | KG | 82X54X55 | 4015080127529 |  | 292 | ICD | 1
15125 | T0-1-15421/Z | 15125 | Inversor de sursa | 55 | cerere oferta | S | 1 | 0 | 1 | 0.112 | KG | 118X48X48 | 4015080151258 |  | 292 | ICD | 1
19872 | T0-1-15431/E | 19872 | Comutator Manual/Automat (cu pozitie de | 55 | cerere oferta | S | 1 | 0 | 1 | 0.083 | KG | 76X48X48 | 4015080198727 |  | 292 | ICD | 1
22245 | T0-1-15431/EZ | 22245 | Comutator Manual/Automat (cu pozitie de | 55 | cerere oferta | S | 1 | 0 | 1 | 0.101 | KG | 96X48X48 | 4015080222453 |  | 292 | ICD | 1
207070 | T0-1-15431/I1 | 207070 | Comutator Manual/Automat (cu pozitie de | 55 | cerere oferta | S | 1 | 0 | 1 | 0.253 | KG | 137X80X102 | 4015082070700 |  | 292 | ICD | 1
26991 | T0-1-15431/IVS | 26991 | Comutator Manual/Automat (cu pozitie de | 55 | cerere oferta | S | 1 | 0 | 1 | 0.106 | KG | 82X54X55 | 4015080269915 |  | 292 | ICD | 1
200040 | T0-1-15431/XES | 200040 | Comutator de comanda (UK) | 55 | cerere oferta | S | 10 | 0 | 1 | 0.06 | KG | 43X48X48 | 4015082000400 |  | 292 | ICD | 1
5738 | T0-1-15431/XZ | 5738 | Comutator de comanda - comutator pornit | 55 | cerere oferta | S | 1 | 0 | 1 | 0.07 | KG | 48X48X48 | 4015080057383 |  | 292 | ICD | 1
702217 | T0-1-15431/XZS | 702217 | Piese de schimb T | 55 | cerere oferta | S | 1 | 0 | 1 | 0.065 | KG | 48X48X60 | 9008790356230 |  | 292 | ICD | 1
29364 | T0-1-15431/Z | 29364 | Comutator Manual/Automat (pozitie de 0, | 55 | cerere oferta | S | 1 | 0 | 1 | 0.112 | KG | 118X48X48 | 4015080293644 |  | 292 | ICD | 1
62586 | T0-1-15434/E | 62586 | Comutator Manual/Automat (pozitie de 0, | 55 | cerere oferta | S | 1 | 0 | 1 | 0.083 | KG | 76X48X48 | 4015080625865 |  | 292 | ICD | 1
18053 | T0-1-15434/EZ | 18053 | Comutator Manual/Automat (pozitie de 0, | 55 | cerere oferta | S | 1 | 0 | 1 | 0.101 | KG | 96X48X48 | 4015080180531 |  | 292 | ICD | 1
207071 | T0-1-15434/I1 | 207071 | Comutator Manual/Automat (pozitie de 0, | 55 | cerere oferta | S | 1 | 0 | 1 | 0.253 | KG | 137X80X102 | 4015082070717 |  | 292 | ICD | 1
69705 | T0-1-15434/IVS | 69705 | Comutator de comanda - comutator pornit | 55 | cerere oferta | S | 1 | 0 | 1 | 0.106 | KG | 82X54X55 | 4015080697053 |  | 292 | ICD | 1
9280 | T0-1-15434/XZ | 9280 | Comutator de comanda - comutator pornit | 55 | cerere oferta | S | 1 | 0 | 1 | 0.07 | KG | 48X48X48 | 4015080092803 |  | 292 | ICD | 1
72078 | T0-1-15434/Z | 72078 | Comutator de comanda - comutator pornit- | 55 | cerere oferta | S | 1 | 0 | 1 | 0.112 | KG | 118X48X48 | 4015080720782 |  | 292 | ICD | 1
9281 | T0-1-15441/E | 9281 | Comutator de comanda | 55 | cerere oferta | S | 1 | 0 | 1 | 0.083 | KG | 76X48X48 | 4015080092810 |  | 292 | ICD | 1
9283 | T0-1-15441/EZ | 9283 | Comutator de comanda - comutator pornit | 55 | cerere oferta | S | 1 | 0 | 1 | 0.101 | KG | 96X48X48 | 4015080092834 |  | 292 | ICD | 1
218968 | T0-1-15441/I1 | 218968 | Comutator de comanda | 55 | cerere oferta | S | 1 | 0 | 1 | 0.253 | KG | 137X80X102 | 4015082189686 |  | 292 | ICD | 1
9286 | T0-1-15441/IVS | 9286 | Comutator de comanda - comutator pornit | 55 | cerere oferta | S | 1 | 0 | 1 | 0.106 | KG | 82X54X55 | 4015080092865 |  | 292 | ICD | 1
9287 | T0-1-15441/XZ | 9287 | Comutator de comanda - comutator pornit | 55 | cerere oferta | S | 1 | 0 | 1 | 0.07 | KG | 48X48X48 | 4015080092872 |  | 292 | ICD | 1
9288 | T0-1-15441/Z | 9288 | Comutator de comanda - comutator pornit | 55 | cerere oferta | S | 1 | 0 | 1 | 0.112 | KG | 118X48X48 | 4015080092889 |  | 292 | ICD | 1
76824 | T0-1-15451/E | 76824 | Comutator Manual/Automat (fara pozitie d | 55 | cerere oferta | S | 1 | 0 | 1 | 0.083 | KG | 76X48X48 | 4015080768241 |  | 292 | ICD | 1
79197 | T0-1-15451/EZ | 79197 | Comutator Manual/Automat (fara pozitie d | 55 | cerere oferta | S | 1 | 0 | 1 | 0.101 | KG | 96X48X48 | 4015080791973 |  | 292 | ICD | 1
207072 | T0-1-15451/I1 | 207072 | Comutator Manual/Automat (fara pozitie d | 55 | cerere oferta | S | 1 | 0 | 1 | 0.253 | KG | 137X80X102 | 4015082070724 |  | 292 | ICD | 1
83943 | T0-1-15451/IVS | 83943 | Comutator Manual/Automat (fara pozitie d | 55 | cerere oferta | S | 1 | 0 | 1 | 0.106 | KG | 82X54X55 | 4015080839439 |  | 292 | ICD | 1
9289 | T0-1-15451/XZ | 9289 | Comutator de comanda - comutator pornit | 55 | cerere oferta | S | 1 | 0 | 1 | 0.07 | KG | 48X48X48 | 4015080092896 |  | 292 | ICD | 1
86316 | T0-1-15451/Z | 86316 | Comutator Manual/Automat (fara pozitie d | 55 | cerere oferta | S | 1 | 0 | 1 | 0.112 | KG | 118X48X48 | 4015080863168 |  | 292 | ICD | 1
9296 | T0-1-15471/E | 9296 | Comutator de comanda - comutator pornit | 55 | cerere oferta | S | 1 | 0 | 1 | 0.083 | KG | 76X48X48 | 4015080092964 |  | 292 | ICD | 1
9297 | T0-1-15471/EZ | 9297 | Comutator de comanda - comutator pornit | 55 | cerere oferta | S | 1 | 0 | 1 | 0.101 | KG | 96X48X48 | 4015080092971 |  | 292 | ICD | 1
9302 | T0-1-15472/E | 9302 | Comutator de comanda - comutator pornit | 55 | cerere oferta | S | 1 | 0 | 1 | 0.083 | KG | 76X48X48 | 4015080093022 |  | 292 | ICD | 1
9308 | T0-1-15481/E | 9308 | Comutator de comanda - comutator pornit | 55 | cerere oferta | S | 1 | 0 | 1 | 0.083 | KG | 76X48X48 | 4015080093084 |  | 292 | ICD | 1
9314 | T0-1-15482/E | 9314 | Comutator de comanda - comutator pornit | 55 | cerere oferta | S | 1 | 0 | 1 | 0.083 | KG | 76X48X48 | 4015080093145 |  | 292 | ICD | 1
9315 | T0-1-15482/EZ | 9315 | Comutator de comanda - comutator pornit | 55 | cerere oferta | S | 1 | 0 | 1 | 0.101 | KG | 96X48X48 | 4015080093152 |  | 292 | ICD | 1
9317 | T0-1-15482/IVS | 9317 | Comutator de comanda - comutator pornit | 55 | cerere oferta | S | 1 | 0 | 1 | 0.106 | KG | 82X54X55 | 4015080093176 |  | 292 | ICD | 1
9318 | T0-1-15482/XZ | 9318 | Comutator de comanda - comutator pornit | 55 | cerere oferta | S | 1 | 0 | 1 | 0.07 | KG | 48X48X48 | 4015080093183 |  | 292 | ICD | 1
9335 | T0-1-15502/IVS | 9335 | Comutator de comanda - comutator pornit | 55 | cerere oferta | S | 1 | 0 | 1 | 0.106 | KG | 82X54X55 | 4015080093350 |  | 292 | ICD | 1
19875 | T0-1-15511/E | 19875 | Comutatoare Pornit - Oprit cu revenire d | 55 | cerere oferta | S | 1 | 0 | 1 | 0.083 | KG | 76X48X48 | 4015080198758 |  | 292 | ICD | 1
22248 | T0-1-15511/EZ | 22248 | Comutatoare Pornit - Oprit cu revenire d | 55 | cerere oferta | S | 1 | 0 | 1 | 0.101 | KG | 96X48X48 | 4015080222484 |  | 292 | ICD | 1
207073 | T0-1-15511/I1 | 207073 | Comutatoare Pornit - Oprit cu revenire d | 55 | cerere oferta | S | 1 | 0 | 1 | 0.253 | KG | 137X80X102 | 4015082070731 |  | 292 | ICD | 1
26994 | T0-1-15511/IVS | 26994 | Comutator de comanda - comutator pornit | 55 | cerere oferta | S | 1 | 0 | 1 | 0.106 | KG | 82X54X55 | 4015080269946 |  | 292 | ICD | 1
29367 | T0-1-15511/Z | 29367 | Comutatoare Pornit - Oprit cu revenire d | 55 | cerere oferta | S | 1 | 0 | 1 | 0.112 | KG | 118X48X48 | 4015080293675 |  | 292 | ICD | 1
62589 | T0-1-15521/E | 62589 | Comutator de comanda - comutator pornit | 55 | cerere oferta | S | 1 | 0 | 1 | 0.083 | KG | 76X48X48 | 4015080625896 |  | 292 | ICD | 1
64962 | T0-1-15521/EZ | 64962 | Comutator de comanda - comutator pornit | 55 | cerere oferta | S | 1 | 0 | 1 | 0.101 | KG | 96X48X48 | 4015080649625 |  | 292 | ICD | 1
9341 | T0-1-15521/XZ | 9341 | Comutator de comanda - comutator pornit | 55 | cerere oferta | S | 1 | 0 | 1 | 0.07 | KG | 48X48X48 | 4015080093411 |  | 292 | ICD | 1
98862 | T0-1-15541/E | 98862 | Comutator de comanda - comutator pornit | 55 | cerere oferta | S | 1 | 0 | 1 | 0.083 | KG | 76X48X8 | 4015080988625 |  | 292 | ICD | 1
98861 | T0-1-15541/EZ | 98861 | Comutator de comanda - comutator pornit | 55 | cerere oferta | S | 1 | 0 | 1 | 0.101 | KG | 96X48X48 | 4015080988618 |  | 292 | ICD | 1
222572 | T0-1-15541/I1 | 222572 | Comutator de comanda(UK) | 55 | cerere oferta | S | 1 | 0 | 1 | 0.253 | KG | 137X80X102 | 4015082225728 |  | 292 | ICD | 1
98858 | T0-1-15541/IVS | 98858 | Comutator de comanda - comutator pornit | 55 | cerere oferta | S | 1 | 0 | 1 | 0.106 | KG | 82X54X55 | 4015080988588 |  | 292 | ICD | 1
9348 | T0-1-170/E | 9348 | Comutator de comanda - comutator pornit | 55 | cerere oferta | S | 1 | 0 | 1 | 0.083 | KG | 76X48X48 | 4015080093480 |  | 292 | ICD | 1
9349 | T0-1-170/EZ | 9349 | Comutator de comanda - comutator pornit | 55 | cerere oferta | S | 1 | 0 | 1 | 0.101 | KG | 96X48X48 | 4015080093497 |  | 292 | ICD | 1
222573 | T0-1-170/I1 | 222573 | Comutator in trepte (UK) | 55 | cerere oferta | S | 1 | 0 | 1 | 0.253 | KG | 137X80X102 | 4015082225735 |  | 292 | ICD | 1
9354 | T0-1-170/Z | 9354 | Comutator de comanda - comutator pornit | 55 | cerere oferta | S | 1 | 0 | 1 | 0.112 | KG | 118X48X48 | 4015080093541 |  | 292 | ICD | 1
9355 | T0-1-176/E | 9355 | Comutator de comanda - comutator pornit | 55 | cerere oferta | S | 1 | 0 | 1 | 0.083 | KG | 76X48X48 | 4015080093558 |  | 292 | ICD | 1
10778 | T0-11-8274/EZ | 10778 | Comutator de comanda - comutator pornit | 55 | cerere oferta | S | 1 | 0 | 1 | 0.36 | KG | 191X48X48 | 4015080107781 |  | 292 | ICD | 1
10951 | T0-11-8375/E | 10951 | Comutator de comanda - comutator pornit | 55 | cerere oferta | S | 1 | 0 | 1 | 0.339 | KG | 171X48X48 | 4015080109518 |  | 292 | ICD | 1
11002 | T0-11-8494/E | 11002 | Comutator de comanda - comutator pornit | 55 | cerere oferta | S | 1 | 0 | 1 | 0.339 | KG | 171X48X48 | 4015080110026 |  | 292 | ICD | 1
907775 | T0-11-SOND*/E | 907775 | Comutator cu came (UK) | 55 | cerere oferta | N | 1 | 0 | 1 | 0.225 | KG | 171X48X48 | 1002108 |  | 292 | ICD | 1
907797 | T0-11-SOND*/EZ | 907797 | Comutator cu came (UK) | 55 | cerere oferta | N | 1 | 0 | 1 | 0.352 | KG | 191X48X48 | 1002093 |  | 292 | ICD | 1
907816 | T0-11-SOND*/IVS | 907816 | Comutator cu came (UK) | 55 | cerere oferta | N | 1 | 0 | 1 | 0.352 | KG | 177X54X55 | 1002082 |  | 292 | ICD | 1
907838 | T0-11-SOND*/XZ | 907838 | Comutator cu came (UK) | 55 | cerere oferta | N | 1 | 0 | 1 | 0.325 | KG | 143X48X48 | 1004116 |  | 292 | ICD | 1
907849 | T0-11-SOND*/Z | 907849 | Comutator cu came (UK) | 55 | cerere oferta | N | 1 | 0 | 1 | 0.345 | KG | 213X48X48 | 1002056 |  | 292 | ICD | 1
9362 | T0-1-34/E | 9362 | Comutator de comanda - comutator pornit | 55 | cerere oferta | S | 1 | 0 | 1 | 0.083 | KG | 76X48X48 | 4015080093626 |  | 292 | ICD | 1
9363 | T0-1-34/EZ | 9363 | Comutator de comanda - comutator pornit | 55 | cerere oferta | S | 1 | 0 | 1 | 0.101 | KG | 96X48X48 | 4015080093633 |  | 292 | ICD | 1
9369 | T0-1-78/E | 9369 | Comutator de comanda - comutator pornit | 55 | cerere oferta | S | 1 | 0 | 1 | 0.083 | KG | 76X48X48 | 4015080093695 |  | 292 | ICD | 1
9370 | T0-1-78/EZ | 9370 | Comutator de comanda - comutator pornit | 55 | cerere oferta | S | 1 | 0 | 1 | 0.101 | KG | 96X48X48 | 4015080093701 |  | 292 | ICD | 1
9375 | T0-1-78/Z | 9375 | Comutator de comanda - comutator pornit | 55 | cerere oferta | S | 1 | 0 | 1 | 0.112 | KG | 118X48X48 | 4015080093756 |  | 292 | ICD | 1
9376 | T0-1-79/E | 9376 | Comutator de comanda - comutator pornit | 55 | cerere oferta | S | 1 | 0 | 1 | 0.083 | KG | 76X48X48 | 4015080093763 |  | 292 | ICD | 1
9377 | T0-1-79/EZ | 9377 | Comutator de comanda - comutator pornit | 55 | cerere oferta | S | 1 | 0 | 1 | 0.101 | KG | 96X48X48 | 4015080093770 |  | 292 | ICD | 1
9383 | T0-1-8/E | 9383 | Comutator de comanda - comutator pornit | 55 | cerere oferta | S | 1 | 0 | 1 | 0.083 | KG | 76X48X48 | 4015080093831 |  | 292 | ICD | 1
9384 | T0-1-8/EZ | 9384 | Comutator de comanda - comutator pornit | 55 | cerere oferta | S | 1 | 0 | 1 | 0.101 | KG | 96X48X48 | 4015080093848 |  | 292 | ICD | 1
9389 | T0-1-8/Z | 9389 | Comutator de comanda - comutator pornit | 55 | cerere oferta | S | 1 | 0 | 1 | 0.112 | KG | 118X48X48 | 4015080093893 |  | 292 | ICD | 1
9394 | T0-1-8001/XZ | 9394 | Comutator de comanda - comutator pornit | 55 | cerere oferta | S | 1 | 0 | 1 | 0.07 | KG | 48X48X48 | 4015080093947 |  | 292 | ICD | 1
9397 | T0-1-8002/EZ | 9397 | Comutator de comanda - comutator pornit | 55 | cerere oferta | S | 1 | 0 | 1 | 0.101 | KG | 96X48X48 | 4015080093978 |  | 292 | ICD | 1
9401 | T0-1-8002/Z | 9401 | Comutator de comanda - comutator pornit | 55 | cerere oferta | S | 1 | 0 | 1 | 0.112 | KG | 118X48X48 | 4015080094012 |  | 292 | ICD | 1
9420 | T0-1-8158/E | 9420 | Comutator de comanda - comutator pornit | 55 | cerere oferta | S | 1 | 0 | 1 | 0.083 | KG | 76X48X48 | 4015080094203 |  | 292 | ICD | 1
9421 | T0-1-8158/EZ | 9421 | Comutator de comanda - comutator pornit | 55 | cerere oferta | S | 1 | 0 | 1 | 0.101 | KG | 96X48X48 | 4015080094210 |  | 292 | ICD | 1
9427 | T0-1-8172/EZ | 9427 | Comutator de comanda - comutator pornit | 55 | cerere oferta | S | 1 | 0 | 1 | 0.101 | KG | 96X48X48 | 4015080094272 |  | 292 | ICD | 1
9450 | T0-1-8176/E | 9450 | Comutator de comanda - comutator pornit | 55 | cerere oferta | S | 1 | 0 | 1 | 0.083 | KG | 76X48X48 | 4015080094500 |  | 292 | ICD | 1
9462 | T0-1-8180/E | 9462 | Comutator de comanda - comutator pornit | 55 | cerere oferta | S | 1 | 0 | 1 | 0.083 | KG | 76X48X48 | 4015080094623 |  | 292 | ICD | 1
9468 | T0-1-8185/E | 9468 | Comutator de comanda - comutator pornit | 55 | cerere oferta | S | 1 | 0 | 1 | 0.083 | KG | 76X48X48 | 4015080094685 |  | 292 | ICD | 1
9469 | T0-1-8185/EZ | 9469 | Comutator principal - comutator pornit o | 55 | cerere oferta | S | 1 | 0 | 1 | 0.101 | KG | 96X48X48 | 4015080094692 |  | 292 | ICD | 1
67352 | T0-1-8200/E | 67352 | Intreruptor de sarcina / Intreruptor por | 55 | cerere oferta | S | 1 | 0 | 1 | 0.083 | KG | 76X48X48 | 4015080673521 |  | 292 | ICD | 1
53110 | T0-1-8200/EA/SVB | 53110 | Intreruptor principal - oprire de urgent | 55 | cerere oferta | S | 1 | 0 | 1 | 0.129 | KG | 101X65X74 | 4015080531104 |  | 292 | ICD | 1
55483 | T0-1-8200/EA/SVB-SW | 55483 | Intreruptor de sarcina / Intreruptor pri | 55 | cerere oferta | S | 1 | 0 | 1 | 0.129 | KG | 101X65X74 | 4015080554837 |  | 292 | ICD | 1
9474 | T0-1-8200/E-RT | 9474 | Intreruptor de sarcina / Intreruptor por | 55 | cerere oferta | S | 1 | 0 | 1 | 0.079 | KG | 76X48X48 | 4015080094746 |  | 292 | ICD | 1
69725 | T0-1-8200/EZ | 69725 | Intreruptor de sarcina / Intreruptor por | 55 | cerere oferta | S | 1 | 0 | 1 | 0.101 | KG | 96X48X48 | 4015080697251 |  | 292 | ICD | 1
207074 | T0-1-8200/I1 | 207074 | Intreruptor de sarcina / Intreruptor por | 55 | cerere oferta | S | 1 | 0 | 1 | 0.253 | KG | 137X80X102 | 4015082070748 |  | 292 | ICD | 1
207145 | T0-1-8200/I1/SVB | 207145 | Intreruptor principal - oprire de urgent | 55 | cerere oferta | S | 1 | 0 | 1 | 0.29 | KG | 137X80X110 | 4015082071455 |  | 292 | ICD | 1
207146 | T0-1-8200/I1/SVB-SW | 207146 | Intreruptor principal - blocare pe pozit | 55 | cerere oferta | S | 1 | 0 | 1 | 0.29 | KG | 137X80X110 | 4015082071462 |  | 292 | ICD | 1
207075 | T0-1-8200/I1-RT | 207075 | Comutator de comanda (UK) | 55 | cerere oferta | S | 1 | 0 | 1 | 0.253 | KG | 137X80X102 | 4015082070755 |  | 292 | ICD | 1
74471 | T0-1-8200/IVS | 74471 | Intreruptor de sarcina / Intreruptor por | 55 | cerere oferta | S | 1 | 0 | 1 | 0.106 | KG | 82X54X55 | 4015080744719 |  | 292 | ICD | 1
81956 | T0-1-8200/IVS-RT | 81956 | Intreruptor de sarcina / Intreruptor por | 55 | cerere oferta | S | 1 | 0 | 1 | 0.098 | KG | 82X54X55 | 4015080819561 |  | 292 | ICD | 1
57856 | T0-1-8200/V/SVB | 57856 | Intreruptor principal - oprire de urgent | 55 | cerere oferta | S | 1 | 0 | 1 | 0.158 | KG | 118X65X74 | 4015080578567 |  | 292 | ICD | 1
60229 | T0-1-8200/V/SVB-SW | 60229 | Comutator de comanda - comutator pornit | 55 | cerere oferta | S | 1 | 0 | 1 | 0.158 | KG | 118X65X74 | 4015080602293 |  | 292 | ICD | 1
200043 | T0-1-8200/XES | 200043 | Comutator de comanda (UK) | 55 | cerere oferta | S | 10 | 0 | 1 | 0.055 | KG | 43X48X48 | 4015082000431 |  | 292 | ICD | 1
5737 | T0-1-8200/XZ | 5737 | Comutator de comanda - comutator pornit | 55 | cerere oferta | S | 1 | 0 | 1 | 0.07 | KG | 48X48X48 | 4015080057376 |  | 292 | ICD | 1
702214 | T0-1-8200/XZS | 702214 | Piese de schimb T | 55 | cerere oferta | S | 1 | 0 | 1 | 0.06 | KG | 48X48X60 | 9008790356209 |  | 292 | ICD | 1
76844 | T0-1-8200/Z | 76844 | Intreruptor de sarcina / Intreruptor por | 55 | cerere oferta | S | 1 | 0 | 1 | 0.112 | KG | 118X48X48 | 4015080768449 |  | 292 | ICD | 1
229429 | T0-1-8200-SOND808-4 | 229429 | Comutator de comanda in cutie I1 (UK) | 55 | cerere oferta | S | 1 | 0 | 1 | 0.23 | KG | 137X80X102 | 4015082294298 |  | 292 | ICD | 1
9476 | T0-1-8201/E | 9476 | Comutator de comanda - comutator pornit | 55 | cerere oferta | S | 1 | 0 | 1 | 0.083 | KG | 76X48X48 | 4015080094760 |  | 292 | ICD | 1
9477 | T0-1-8201/EZ | 9477 | Comutator de comanda - comutator pornit | 55 | cerere oferta | S | 1 | 0 | 1 | 0.101 | KG | 96X48X48 | 4015080094777 |  | 292 | ICD | 1
9479 | T0-1-8201/IVS | 9479 | Comutator de comanda - comutator pornit | 55 | cerere oferta | S | 1 | 0 | 1 | 0.106 | KG | 82X54X55 | 4015080094791 |  | 292 | ICD | 1
9481 | T0-1-8201/Z | 9481 | Comutator de comanda - comutator pornit | 55 | cerere oferta | S | 1 | 0 | 1 | 0.112 | KG | 118X48X48 | 4015080094814 |  | 292 | ICD | 1
9482 | T0-1-8204/E | 9482 | Comutator de comanda - comutator pornit | 55 | cerere oferta | S | 1 | 0 | 1 | 0.083 | KG | 76X48X48 | 4015080094821 |  | 292 | ICD | 1
9486 | T0-1-8204/XZ | 9486 | Comutator de comanda - comutator pornit | 55 | cerere oferta | S | 1 | 0 | 1 | 0.07 | KG | 48X48X48 | 4015080094869 |  | 292 | ICD | 1
9488 | T0-1-8205/E | 9488 | Comutator de comanda - comutator pornit | 55 | cerere oferta | S | 1 | 0 | 1 | 0.083 | KG | 76X48X48 | 4015080094883 |  | 292 | ICD | 1
12742 | T0-1-8210/E | 12742 | Inversor de sursa - cu pozitie de 0 | 55 | cerere oferta | S | 1 | 0 | 1 | 0.083 | KG | 76X48X48 | 4015080127420 |  | 292 | ICD | 1
48337 | T0-1-8210/EZ | 48337 | Inversor de sursa - comutator de grup/re | 55 | cerere oferta | S | 1 | 0 | 1 | 0.101 | KG | 96X48X48 | 4015080483373 |  | 292 | ICD | 1
207076 | T0-1-8210/I1 | 207076 | Inversor de sursa - cu pozitie de 0 | 55 | cerere oferta | S | 1 | 0 | 1 | 0.253 | KG | 137X80X102 | 4015082070762 |  | 292 | ICD | 1
74440 | T0-1-8210/IVS | 74440 | Inversor de sursa - cu pozitie de 0 | 55 | cerere oferta | S | 1 | 0 | 1 | 0.106 | KG | 82X54X55 | 4015080744405 |  | 292 | ICD | 1
702210 | T0-1-8210/XES | 702210 | Piese de schimb T | 55 | cerere oferta | S | 10 | 0 | 1 | 0.06 | KG | 43X48X48 | 9008790356179 |  | 292 | ICD | 1
9530 | T0-1-8210/XZ | 9530 | Comutator de comanda - comutator pornit | 55 | cerere oferta | S | 1 | 0 | 1 | 0.07 | KG | 48X48X48 | 4015080095309 |  | 292 | ICD | 1
702215 | T0-1-8210/XZS | 702215 | Piese de schimb T | 55 | cerere oferta | S | 1 | 0 | 1 | 0.065 | KG | 48X48X60 | 9008790356216 |  | 292 | ICD | 1
19862 | T0-1-8210/Z | 19862 | Comutator cu came (UK) | 55 | cerere oferta | S | 1 | 0 | 1 | 0.112 | KG | 118X48X48 | 4015080198628 |  | 292 | ICD | 1
19863 | T0-1-8214/E | 19863 | Comutator cu came (UK) | 55 | cerere oferta | S | 1 | 0 | 1 | 0.083 | KG | 76X48X48 | 4015080198635 |  | 292 | ICD | 1
76815 | T0-1-8214/EZ | 76815 | Inversor de sursa cu revenire la 0 din c | 55 | cerere oferta | S | 1 | 0 | 1 | 0.101 | KG | 96X48X48 | 4015080768159 |  | 292 | ICD | 1
207077 | T0-1-8214/I1 | 207077 | Inversor de sursa cu revenire la 0 din c | 55 | cerere oferta | S | 1 | 0 | 1 | 0.253 | KG | 137X80X102 | 4015082070779 |  | 292 | ICD | 1
45967 | T0-1-8214/IVS | 45967 | Inversor de sursa cu revenire la 0 din c | 55 | cerere oferta | S | 1 | 0 | 1 | 0.106 | KG | 82X54X55 | 4015080459675 |  | 292 | ICD | 1
9535 | T0-1-8214/XZ | 9535 | Comutator de comanda - comutator pornit | 55 | cerere oferta | S | 1 | 0 | 1 | 0.07 | KG | 48X48X48 | 4015080095354 |  | 292 | ICD | 1
50720 | T0-1-8214/Z | 50720 | Inversor de sursa cu revenire la 0 din c | 55 | cerere oferta | S | 1 | 0 | 1 | 0.112 | KG | 118X48X48 | 4015080507208 |  | 292 | ICD | 1
9536 | T0-1-8218/E | 9536 | Comutator de comanda - comutator pornit | 55 | cerere oferta | S | 1 | 0 | 1 | 0.083 | KG | 76X48X48 | 4015080095361 |  | 292 | ICD | 1
9540 | T0-1-8218/EZ | 9540 | Comutator de comanda - comutator pornit | 55 | cerere oferta | S | 1 | 0 | 1 | 0.101 | KG | 96X48X48 | 4015080095408 |  | 292 | ICD | 1
9559 | T0-1-8218/Z | 9559 | Comutator de comanda - comutator pornit | 55 | cerere oferta | S | 1 | 0 | 1 | 0.112 | KG | 118X48X48 | 4015080095590 |  | 292 | ICD | 1
31728 | T0-1-8220/E | 31728 | Inversor de sursa fara pozitie de 0 | 55 | cerere oferta | S | 1 | 0 | 1 | 0.083 | KG | 76X48X48 | 4015080317289 |  | 292 | ICD | 1
95799 | T0-1-8220/EZ | 95799 | Inversor de sursa fara pozitie de 0 | 55 | cerere oferta | S | 1 | 0 | 1 | 0.101 | KG | 96X48X48 | 4015080957997 |  | 292 | ICD | 1
207078 | T0-1-8220/I1 | 207078 | Inversor de sursa fara pozitie de 0 | 55 | cerere oferta | S | 1 | 0 | 1 | 0.253 | KG | 137X80X102 | 4015082070786 |  | 292 | ICD | 1
55459 | T0-1-8220/IVS | 55459 | Inversor de sursa fara pozitie de 0 | 55 | cerere oferta | S | 1 | 0 | 1 | 0.106 | KG | 82X54X55 | 4015080554592 |  | 292 | ICD | 1
9563 | T0-1-8220/XZ | 9563 | Comutator de comanda - comutator pornit | 55 | cerere oferta | S | 1 | 0 | 1 | 0.07 | KG | 48X48X48 | 4015080095637 |  | 292 | ICD | 1
86312 | T0-1-8220/Z | 86312 | Inversor de sursa fara pozitie de 0 | 55 | cerere oferta | S | 1 | 0 | 1 | 0.112 | KG | 118X48X48 | 4015080863120 |  | 292 | ICD | 1
34105 | T0-1-8240/E | 34105 | Comutator in trepte cu pozitie de 0 | 55 | cerere oferta | S | 1 | 0 | 1 | 0.083 | KG | 76X48X48 | 4015080341055 |  | 292 | ICD | 1
43597 | T0-1-8240/EZ | 43597 | Comutator in trepte cu pozitie de 0 | 55 | cerere oferta | S | 1 | 0 | 1 | 0.101 | KG | 96X48X48 | 4015080435976 |  | 292 | ICD | 1
207079 | T0-1-8240/I1 | 207079 | Comutator in trepte cu pozitie de 0 | 55 | cerere oferta | S | 1 | 0 | 1 | 0.253 | KG | 137X80X102 | 4015082070793 |  | 292 | ICD | 1
27076 | T0-1-8240/IVS | 27076 | Comutator in trepte (UK) | 55 | cerere oferta | S | 1 | 0 | 1 | 0.106 | KG | 82X54X55 | 4015080270768 |  | 292 | ICD | 1
9564 | T0-1-8240/XZ | 9564 | Comutator de comanda - comutator pornit | 55 | cerere oferta | S | 1 | 0 | 1 | 0.07 | KG | 48X48X48 | 4015080095644 |  | 292 | ICD | 1
60208 | T0-1-8240/Z | 60208 | Comutator in trepte (UK) | 55 | cerere oferta | S | 1 | 0 | 1 | 0.112 | KG | 118X48X48 | 4015080602088 |  | 292 | ICD | 1
9734 | T0-1-8295/E | 9734 | Comutator de comanda - comutator pornit | 55 | cerere oferta | S | 1 | 0 | 1 | 0.083 | KG | 76X48X48 | 4015080097341 |  | 292 | ICD | 1
9740 | T0-1-8295/EZ | 9740 | Comutator de comanda - comutator pornit | 55 | cerere oferta | S | 1 | 0 | 1 | 0.101 | KG | 96X48X48 | 4015080097402 |  | 292 | ICD | 1
218969 | T0-1-8295/I1 | 218969 | I1 Comutator de comanda cu revenire (UK | 55 | cerere oferta | S | 1 | 0 | 1 | 0.253 | KG | 137X80X102 | 4015082189693 |  | 292 | ICD | 1
9753 | T0-1-8295/IVS | 9753 | Comutator de comanda - comutator pornit | 55 | cerere oferta | S | 1 | 0 | 1 | 0.106 | KG | 82X54X55 | 4015080097532 |  | 292 | ICD | 1
9760 | T0-1-8295/XZ | 9760 | Comutator de comanda - comutator pornit | 55 | cerere oferta | S | 1 | 0 | 1 | 0.07 | KG | 48X48X48 | 4015080097600 |  | 292 | ICD | 1
9772 | T0-1-8295/Z | 9772 | Comutator de comanda - comutator pornit | 55 | cerere oferta | S | 1 | 0 | 1 | 0.112 | KG | 118X48X48 | 4015080097723 |  | 292 | ICD | 1
9774 | T0-1-8310/E | 9774 | Comutator de comanda - comutator pornit | 55 | cerere oferta | S | 1 | 0 | 1 | 0.083 | KG | 76X48X48 | 4015080097747 |  | 292 | ICD | 1
9775 | T0-1-8310/EZ | 9775 | Comutator de comanda - comutator pornit | 55 | cerere oferta | S | 1 | 0 | 1 | 0.101 | KG | 96X48X48 | 4015080097754 |  | 292 | ICD | 1
218970 | T0-1-8310/I1 | 218970 | Comutator in trepte (UK) | 55 | cerere oferta | S | 1 | 0 | 1 | 0.253 | KG | 137X80X102 | 4015082189709 |  | 292 | ICD | 1
9792 | T0-1-8310/IVS | 9792 | Comutator de comanda - comutator pornit | 55 | cerere oferta | S | 1 | 0 | 1 | 0.106 | KG | 82X54X55 | 4015080097921 |  | 292 | ICD | 1
9795 | T0-1-8330/E | 9795 | Comutator de comanda - comutator pornit | 55 | cerere oferta | S | 1 | 0 | 1 | 0.083 | KG | 76X48X48 | 4015080097952 |  | 292 | ICD | 1
9796 | T0-1-8330/EZ | 9796 | Comutator de comanda - comutator pornit | 55 | cerere oferta | S | 1 | 0 | 1 | 0.101 | KG | 96X48X48 | 4015080097969 |  | 292 | ICD | 1
222581 | T0-1-8330/I1 | 222581 | Comutator in trepte (UK) | 55 | cerere oferta | S | 1 | 0 | 1 | 0.253 | KG | 137X80X102 | 4015082225810 |  | 292 | ICD | 1
9801 | T0-1-8330/IVS | 9801 | Comutator de comanda - comutator pornit | 55 | cerere oferta | S | 1 | 0 | 1 | 0.106 | KG | 82X54X55 | 4015080098010 |  | 292 | ICD | 1
9815 | T0-1-8566/E | 9815 | Comutator de comanda - comutator pornit | 55 | cerere oferta | S | 1 | 0 | 1 | 0.083 | KG | 76X48X48 | 4015080098157 |  | 292 | ICD | 1
9846 | T0-1-9/E | 9846 | Comutator de comanda - comutator pornit | 55 | cerere oferta | S | 1 | 0 | 1 | 0.083 | KG | 76X48X48 | 4015080098461 |  | 292 | ICD | 1
9847 | T0-1-9/EZ | 9847 | Comutator de comanda - comutator pornit | 55 | cerere oferta | S | 1 | 0 | 1 | 0.101 | KG | 96X48X48 | 4015080098478 |  | 292 | ICD | 1
9852 | T0-1-9/Z | 9852 | Comutator de comanda - comutator pornit | 55 | cerere oferta | S | 1 | 0 | 1 | 0.112 | KG | 118X48X48 | 4015080098522 |  | 292 | ICD | 1
72082 | T0-1-91/E | 72082 | Comutator de inseriere cu pozitie de 0 ( | 55 | cerere oferta | S | 1 | 0 | 1 | 0.083 | KG | 76X48X48 | 4015080720829 |  | 292 | ICD | 1
74455 | T0-1-91/EZ | 74455 | Comutator de inseriere cu pozitie de 0 ( | 55 | cerere oferta | S | 1 | 0 | 1 | 0.101 | KG | 96X48X48 | 4015080744559 |  | 292 | ICD | 1
207080 | T0-1-91/I1 | 207080 | Comutator de comanda - comutator pornit | 55 | cerere oferta | S | 1 | 0 | 1 | 0.253 | KG | 137X80X102 | 4015082070809 |  | 292 | ICD | 1
79201 | T0-1-91/IVS | 79201 | Comutator de comanda - comutator pornit | 55 | cerere oferta | S | 1 | 0 | 1 | 0.106 | KG | 82X54X55 | 4015080792017 |  | 292 | ICD | 1
9853 | T0-1-91/XZ | 9853 | Comutator de comanda - comutator pornit | 55 | cerere oferta | S | 1 | 0 | 1 | 0.07 | KG | 48X48X48 | 4015080098539 |  | 292 | ICD | 1
81574 | T0-1-91/Z | 81574 | Comutator de comanda - comutator pornit | 55 | cerere oferta | S | 1 | 0 | 1 | 0.112 | KG | 118X48X48 | 4015080815747 |  | 292 | ICD | 1
9854 | T0-1-93/E | 9854 | Comutator de comanda - comutator pornit | 55 | cerere oferta | S | 1 | 0 | 1 | 0.083 | KG | 76X48X48 | 4015080098546 |  | 292 | ICD | 1
9855 | T0-1-93/EZ | 9855 | Comutator de comanda - comutator pornit | 55 | cerere oferta | S | 1 | 0 | 1 | 0.101 | KG | 96X48X48 | 4015080098553 |  | 292 | ICD | 1
222583 | T0-1-93/I1 | 222583 | Comutator in trepte (UK) | 55 | cerere oferta | S | 1 | 0 | 1 | 0.253 | KG | 137X80X102 | 4015082225834 |  | 292 | ICD | 1
9862 | T0-1-97/EZ | 9862 | Comutator de comanda - comutator pornit | 55 | cerere oferta | S | 1 | 0 | 1 | 0.101 | KG | 96X48X48 | 4015080098621 |  | 292 | ICD | 1
907765 | T0-1-SOND*/E | 907765 | Comutatoare cu came (UK) | 55 | cerere oferta | N | 1 | 0 | 1 | 0.083 | KG | 76X48X48 | 1002117 |  | 292 | ICD | 1
907776 | T0-1-SOND*/EA/SVB | 907776 | Comutatoare cu came (UK) | 55 | cerere oferta | N | 1 | 0 | 1 | 0.129 | KG | 101X65X74 | 1002107 |  | 292 | ICD | 1
908043 | T0-1-SOND*/EA/SVB-SW | 908043 | Comutatoare cu came (UK) | 55 | cerere oferta | N | 1 | 0 | 1 | 0.129 | KG | 101X65X74 | 1001897 |  | 292 | ICD | 1
907787 | T0-1-SOND*/EZ | 907787 | Comutatoare cu came (UK) | 55 | cerere oferta | N | 1 | 0 | 1 | 0.101 | KG | 96X48X48 | 1002103 |  | 292 | ICD | 1
908032 | T0-1-SOND*/EZ/OFS | 908032 | Comutatoare cu came (UK) | 55 | cerere oferta | N | 1 | 0 | 1 | 0.131 | KG | 96X48X48 | 1004082 |  | 292 | ICD | 1
207480 | T0-1-SOND*/I1 | 207480 | Comutatoare cu came (UK) | 55 | cerere oferta | N | 1 | 0 | 1 | 0.253 | KG | 137X80X102 | 1002501 |  | 292 | ICD | 1
207481 | T0-1-SOND*/I1/SVB | 207481 | Comutatoare cu came (UK) | 55 | cerere oferta | N | 1 | 0 | 1 | 0.29 | KG | 137X80X110 | 1002500 |  | 292 | ICD | 1
207482 | T0-1-SOND*/I1/SVB-SW | 207482 | Comutatoare cu came (UK) | 55 | cerere oferta | N | 1 | 0 | 1 | 0.29 | KG | 137X80X110 | 1002499 |  | 292 | ICD | 1
907806 | T0-1-SOND*/IVS | 907806 | Comutatoare cu came (UK) | 55 | cerere oferta | N | 1 | 0 | 1 | 0.106 | KG | 82X54X55 | 1002092 |  | 292 | ICD | 1
907817 | T0-1-SOND*/V/SVB | 907817 | Comutatoare cu came (UK) | 55 | cerere oferta | N | 1 | 0 | 1 | 0.158 | KG | 118X65X74 | 1002081 |  | 292 | ICD | 1
908054 | T0-1-SOND*/V/SVB-SW | 908054 | Comutatoare cu came (UK) | 55 | cerere oferta | N | 1 | 0 | 1 | 0.158 | KG | 118X65X74 | 1001893 |  | 292 | ICD | 1
907828 | T0-1-SOND*/XZ | 907828 | Comutatoare cu came (UK) | 55 | cerere oferta | N | 1 | 0 | 1 | 0.07 | KG | 48X48X48 | 1004126 |  | 292 | ICD | 1
907839 | T0-1-SOND*/Z | 907839 | Comutatoare cu came (UK) | 55 | cerere oferta | N | 1 | 0 | 1 | 0.112 | KG | 118X48X48 | 1002066 |  | 292 | ICD | 1
24639 | T0-2-1/E | 24639 | Intreruptor de sarcina / Intreruptor por | 55 | cerere oferta | S | 1 | 0 | 1 | 0.108 | KG | 86X48X48 | 4015080246398 |  | 292 | ICD | 1
50976 | T0-2-1/E/SVA(A) | 50976 | Intreruptor de sarcina / Intreruptor por | 55 | cerere oferta | S | 1 | 0 | 1 | 0.23 | KG | 131X49X73 | 4015080509769 |  | 292 | ICD | 1
50977 | T0-2-1/E/SVA(S) | 50977 | Intreruptor de sarcina / Intreruptor por | 55 | cerere oferta | S | 1 | 0 | 1 | 0.23 | KG | 131X49X73 | 4015080509776 |  | 292 | ICD | 1
228291 | T0-2-1/E/SVA(S)-RT | 228291 | Intreruptor de sarcina / Intreruptor por | 55 | cerere oferta | S | 1 | 0 | 1 | 0.23 | KG | 131X49X73 | 4015082282912 |  | 292 | ICD | 1
54263 | T0-2-1/E/SVB/ZFS61/62-T0 | 54263 | Intreruptor de sarcina / Intreruptor por | 55 | cerere oferta | S | 1 | 0 | 1 | 0.17 | KG | 111X65X74 | 4015080542636 |  | 292 | ICD | 1
44973 | T0-2-1/E/SVC(S)-RT | 44973 | Comutator de comanda - comutator pornit | 55 | cerere oferta | S | 1 | 0 | 1 | 0.23 | KG | 173X49X73 | 4015080449737 |  | 292 | ICD | 1
38873 | T0-2-1/EA/SVB | 38873 | Intreruptor principal - oprire de urgent | 55 | cerere oferta | S | 1 | 0 | 1 | 0.142 | KG | 111X65X74 | 4015080388739 |  | 292 | ICD | 1
41246 | T0-2-1/EA/SVB-SW | 41246 | Intreruptor principal - blocare pe pozit | 55 | cerere oferta | S | 1 | 0 | 1 | 0.142 | KG | 111X65X74 | 4015080412465 |  | 292 | ICD | 1
11082 | T0-2-1/E-RT | 11082 | Intreruptor pornit oprit - oprire de urg | 55 | cerere oferta | S | 1 | 0 | 1 | 0.108 | KG | 86X48X48 | 4015080110828 |  | 292 | ICD | 1
27012 | T0-2-1/EZ | 27012 | Intreruptor de sarcina / Intreruptor por | 55 | cerere oferta | S | 1 | 0 | 1 | 0.124 | KG | 106X48X48 | 4015080270126 |  | 292 | ICD | 1
207081 | T0-2-1/I1 | 207081 | Intreruptor de sarcina / Intreruptor por | 55 | cerere oferta | S | 1 | 0 | 1 | 0.264 | KG | 137X80X102 | 4015082070816 |  | 292 | ICD | 1
207083 | T0-2-1/I1/SVA(A) | 207083 | Intreruptor de sarcina / Intreruptor por | 55 | cerere oferta | S | 1 | 0 | 1 | 0.396 | KG | 137X80X102 | 4015082070830 |  | 292 | ICD | 1
207084 | T0-2-1/I1/SVA(S) | 207084 | Intreruptor de sarcina / Intreruptor por | 55 | cerere oferta | S | 1 | 0 | 1 | 0.396 | KG | 137X80X102 | 4015082070847 |  | 292 | ICD | 1
207085 | T0-2-1/I1/SVA(S)-RT | 207085 | Intreruptor de sarcina / Intreruptor por | 55 | cerere oferta | S | 1 | 0 | 1 | 0.396 | KG | 137X80X102 | 4015082070854 |  | 292 | ICD | 1
207147 | T0-2-1/I1/SVB | 207147 | Intreruptor de sarcina / Intreruptor por | 55 | cerere oferta | S | 1 | 0 | 1 | 0.3 | KG | 137X80X110 | 4015082071479 |  | 292 | ICD | 1
207148 | T0-2-1/I1/SVB-SW | 207148 | Intreruptor de sarcina / Intreruptor por | 55 | cerere oferta | S | 1 | 0 | 1 | 0.3 | KG | 137X80X110 | 4015082071486 |  | 292 | ICD | 1
207086 | T0-2-1/I1/SVC(S)-RT | 207086 | Intreruptor de sarcina / Intreruptor por | 55 | cerere oferta | S | 1 | 0 | 1 | 0.335 | KG | 137X80X102 | 4015082070861 |  | 292 | ICD | 1
207082 | T0-2-1/I1-RT | 207082 | Intreruptor de sarcina / Intreruptor por | 55 | cerere oferta | S | 1 | 0 | 1 | 0.253 | KG | 137X80X102 | 4015082070823 |  | 292 | ICD | 1
31758 | T0-2-1/IVS | 31758 | Intreruptor de sarcina / Intreruptor por | 55 | cerere oferta | S | 1 | 0 | 1 | 0.12 | KG | 92X54X55 | 4015080317586 |  | 292 | ICD | 1
84329 | T0-2-1/IVS-RT | 84329 | Intreruptor de sarcina / Intreruptor por | 55 | cerere oferta | S | 1 | 0 | 1 | 0.12 | KG | 92X54X55 | 4015080843290 |  | 292 | ICD | 1
43619 | T0-2-1/V/SVB | 43619 | Intreruptor principal - oprire de urgent | 55 | cerere oferta | S | 1 | 0 | 1 | 0.158 | KG | 128X65X74 | 4015080436195 |  | 292 | ICD | 1
45992 | T0-2-1/V/SVB-SW | 45992 | Intreruptor de sarcina / Intreruptor por | 55 | cerere oferta | S | 1 | 0 | 1 | 0.158 | KG | 128X65X74 | 4015080459927 |  | 292 | ICD | 1
200047 | T0-2-1/XES | 200047 | Intreruptor principal (UK) | 55 | cerere oferta | S | 10 | 0 | 1 | 0.07 | KG | 51X48X48 | 4015082000479 |  | 292 | ICD | 1
11097 | T0-2-1/XZ | 11097 | Intreruptor principal (UK) | 55 | cerere oferta | S | 1 | 0 | 1 | 0.095 | KG | 58X48X48 | 4015080110972 |  | 292 | ICD | 1
200072 | T0-2-1/XZS | 200072 | Intreruptor principal (UK) | 55 | cerere oferta | S | 1 | 0 | 1 | 0.07 | KG | 57X48X60 | 4015082000721 |  | 292 | ICD | 1
36504 | T0-2-1/Z | 36504 | Comutator de comanda - comutator pornit | 55 | cerere oferta | S | 1 | 0 | 1 | 0.134 | KG | 128X48X48 | 4015080365044 |  | 292 | ICD | 1
50978 | T0-2-1/Z/SVA(A) | 50978 | Intreruptor pornit oprit - cu broasca ci | 55 | cerere oferta | S | 1 | 0 | 1 | 0.284 | KG | 173X49X73 | 4015080509783 |  | 292 | ICD | 1
11098 | T0-2-10/E | 11098 | Comutator de comanda - comutator pornit | 55 | cerere oferta | S | 1 | 0 | 1 | 0.108 | KG | 86X48X48 | 4015080110989 |  | 292 | ICD | 1
11100 | T0-2-10/EA/SVB | 11100 | Comutator de comanda - comutator pornit | 55 | cerere oferta | S | 1 | 0 | 1 | 0.142 | KG | 111X65X74 | 4015080111009 |  | 292 | ICD | 1
11099 | T0-2-10/E-RT | 11099 | Comutator de comanda - comutator pornit | 55 | cerere oferta | S | 1 | 0 | 1 | 0.108 | KG | 86X48X48 | 4015080110996 |  | 292 | ICD | 1
11101 | T0-2-10/EZ | 11101 | Comutator de comanda - comutator pornit | 55 | cerere oferta | S | 1 | 0 | 1 | 0.124 | KG | 106X48X48 | 4015080111016 |  | 292 | ICD | 1
222541 | T0-2-10/I1 | 222541 | Comutator de comanda - comutator pornit | 55 | cerere oferta | S | 1 | 0 | 1 | 0.264 | KG | 137X80X102 | 4015082225414 |  | 292 | ICD | 1
11108 | T0-2-10/V/SVB | 11108 | Comutator de comanda - comutator pornit | 55 | cerere oferta | S | 1 | 0 | 1 | 0.158 | KG | 128X65X74 | 4015080111085 |  | 292 | ICD | 1
7951 | T0-2-10/V/SVB-SW | 7951 | Comutator de comanda - comutator pornit | 55 | cerere oferta | S | 1 | 0 | 1 | 0.158 | KG | 128X65X74 | 4015080079514 |  | 292 | ICD | 1
11109 | T0-2-10/XZ | 11109 | Comutator de comanda - comutator pornit | 55 | cerere oferta | S | 1 | 0 | 1 | 0.088 | KG | 58X48X48 | 4015080111092 |  | 292 | ICD | 1
11110 | T0-2-10/Z | 11110 | Comutator de comanda - comutator pornit | 55 | cerere oferta | S | 1 | 0 | 1 | 0.134 | KG | 128X48X48 | 4015080111108 |  | 292 | ICD | 1
11111 | T0-2-113/E | 11111 | Comutator de comanda - comutator pornit | 55 | cerere oferta | S | 1 | 0 | 1 | 0.108 | KG | 86X48X48 | 4015080111115 |  | 292 | ICD | 1
11113 | T0-2-113/EA/SVB | 11113 | Comutator de comanda - comutator pornit | 55 | cerere oferta | S | 1 | 0 | 1 | 0.142 | KG | 111X65X74 | 4015080111139 |  | 292 | ICD | 1
7952 | T0-2-113/EA/SVB-SW | 7952 | Comutator de comanda - comutator pornit | 55 | cerere oferta | S | 1 | 0 | 1 | 0.108 | KG | 111X65X74 | 4015080079521 |  | 292 | ICD | 1
11114 | T0-2-113/EZ | 11114 | Comutator de comanda - comutator pornit | 55 | cerere oferta | S | 1 | 0 | 1 | 0.124 | KG | 106X48X48 | 4015080111146 |  | 292 | ICD | 1
222584 | T0-2-113/I1 | 222584 | Comutator de comanda - comutator pornit | 55 | cerere oferta | S | 1 | 0 | 1 | 0.264 | KG | 137X80X102 | 4015082225841 |  | 292 | ICD | 1
222585 | T0-2-113/I1/SVB | 222585 | Comutator de comanda - comutator pornit | 55 | cerere oferta | S | 1 | 0 | 1 | 0.2 | KG | 137X80X110 | 4015082225858 |  | 292 | ICD | 1
222586 | T0-2-113/I1/SVB-SW | 222586 | Comutator de comanda - comutator pornit | 55 | cerere oferta | S | 1 | 0 | 1 | 0.3 | KG | 137X80X110 | 4015082225865 |  | 292 | ICD | 1
11121 | T0-2-113/V/SVB | 11121 | Comutator de comanda - comutator pornit | 55 | cerere oferta | S | 1 | 0 | 1 | 0.158 | KG | 128X65X74 | 4015080111214 |  | 292 | ICD | 1
11122 | T0-2-113/XZ | 11122 | Comutator de comanda - comutator pornit | 55 | cerere oferta | S | 1 | 0 | 1 | 0.088 | KG | 58X48X48 | 4015080111221 |  | 292 | ICD | 1
11124 | T0-2-14/E | 11124 | Comutator de comanda - comutator pornit | 55 | cerere oferta | S | 1 | 0 | 1 | 0.108 | KG | 86X48X48 | 4015080111245 |  | 292 | ICD | 1
11125 | T0-2-14/EZ | 11125 | Comutator de comanda - comutator pornit | 55 | cerere oferta | S | 1 | 0 | 1 | 0.124 | KG | 106X48X48 | 4015080111252 |  | 292 | ICD | 1
11131 | T0-2-142/E | 11131 | Comutator de comanda - comutator pornit | 55 | cerere oferta | S | 1 | 0 | 1 | 0.108 | KG | 86X48X48 | 4015080111313 |  | 292 | ICD | 1
11132 | T0-2-142/EZ | 11132 | Comutator de comanda - comutator pornit | 55 | cerere oferta | S | 1 | 0 | 1 | 0.124 | KG | 106X48X48 | 4015080111320 |  | 292 | ICD | 1
11135 | T0-2-142/IVS | 11135 | Comutator de comanda - comutator pornit | 55 | cerere oferta | S | 1 | 0 | 1 | 0.12 | KG | 92X54X55 | 4015080111351 |  | 292 | ICD | 1
11138 | T0-2-143/E | 11138 | Comutator de comanda - comutator pornit | 55 | cerere oferta | S | 1 | 0 | 1 | 0.108 | KG | 86X48X48 | 4015080111382 |  | 292 | ICD | 1
11139 | T0-2-143/EZ | 11139 | Comutator de comanda - comutator pornit | 55 | cerere oferta | S | 1 | 0 | 1 | 0.124 | KG | 106X48X48 | 4015080111399 |  | 292 | ICD | 1
11144 | T0-2-143/Z | 11144 | Comutator de comanda - comutator pornit | 55 | cerere oferta | S | 1 | 0 | 1 | 0.134 | KG | 128X48X48 | 4015080111443 |  | 292 | ICD | 1
11145 | T0-2-148/E | 11145 | Comutator de comanda - comutator pornit | 55 | cerere oferta | S | 1 | 0 | 1 | 0.108 | KG | 86X48X48 | 4015080111450 |  | 292 | ICD | 1
11146 | T0-2-148/EZ | 11146 | Comutator de comanda - comutator pornit | 55 | cerere oferta | S | 1 | 0 | 1 | 0.124 | KG | 106X48X48 | 4015080111467 |  | 292 | ICD | 1
222588 | T0-2-148/I1 | 222588 | Comutator de comanda - comutator pornit | 55 | cerere oferta | S | 1 | 0 | 1 | 0.264 | KG | 137X80X102 | 4015082225889 |  | 292 | ICD | 1
11152 | T0-2-149/E | 11152 | Comutator de comanda - comutator pornit | 55 | cerere oferta | S | 1 | 0 | 1 | 0.108 | KG | 86X48X48 | 4015080111528 |  | 292 | ICD | 1
11153 | T0-2-149/EZ | 11153 | Comutator de comanda - comutator pornit | 55 | cerere oferta | S | 1 | 0 | 1 | 0.124 | KG | 106X48X48 | 4015080111535 |  | 292 | ICD | 1
11159 | T0-2-15003/E | 11159 | Comutator de comanda - comutator pornit | 55 | cerere oferta | S | 1 | 0 | 1 | 0.108 | KG | 86X48X48 | 4015080111597 |  | 292 | ICD | 1
11160 | T0-2-15003/EZ | 11160 | Comutator de comanda - comutator pornit | 55 | cerere oferta | S | 1 | 0 | 1 | 0.124 | KG | 106X48X48 | 4015080111603 |  | 292 | ICD | 1
11165 | T0-2-15004/E | 11165 | Comutator de comanda - comutator pornit | 55 | cerere oferta | S | 1 | 0 | 1 | 0.108 | KG | 86X48X48 | 4015080111658 |  | 292 | ICD | 1
11166 | T0-2-15004/EZ | 11166 | Comutator de comanda - comutator pornit | 55 | cerere oferta | S | 1 | 0 | 1 | 0.124 | KG | 106X48X48 | 4015080111665 |  | 292 | ICD | 1
11183 | T0-2-15025/E | 11183 | Comutator de comanda - comutator pornit | 55 | cerere oferta | S | 1 | 0 | 1 | 0.108 | KG | 86X48X48 | 4015080111832 |  | 292 | ICD | 1
11189 | T0-2-15029/E | 11189 | Comutator de comanda - comutator pornit | 55 | cerere oferta | S | 1 | 0 | 1 | 0.108 | KG | 86X48X48 | 4015080111894 |  | 292 | ICD | 1
11190 | T0-2-15029/EZ | 11190 | Comutator de comanda - comutator pornit | 55 | cerere oferta | S | 1 | 0 | 1 | 0.124 | KG | 106X48X48 | 4015080111900 |  | 292 | ICD | 1
86304 | T0-2-15042/E | 86304 | Comutator de comanda - comutator pornit | 55 | cerere oferta | S | 1 | 0 | 1 | 0.108 | KG | 86X48X48 | 4015080863045 |  | 292 | ICD | 1
38845 | T0-2-15042/EZ | 38845 | Comutator de comanda - comutator pornit | 55 | cerere oferta | S | 1 | 0 | 1 | 0.124 | KG | 106X48X48 | 4015080388456 |  | 292 | ICD | 1
218150 | T0-2-15042/I1 | 218150 | Comutator de comanda - comutator pornit | 55 | cerere oferta | S | 1 | 0 | 1 | 0.264 | KG | 137X80X102 | 4015082181505 |  | 292 | ICD | 1
93424 | T0-2-15042/Z | 93424 | Comutator de comanda - comutator pornit | 55 | cerere oferta | S | 1 | 0 | 1 | 0.134 | KG | 128X48X48 | 4015080934240 |  | 292 | ICD | 1
11214 | T0-2-15052/E | 11214 | Comutator de comanda - comutator pornit | 55 | cerere oferta | S | 1 | 0 | 1 | 0.108 | KG | 86X48X48 | 4015080112143 |  | 292 | ICD | 1
11217 | T0-2-15052/IVS | 11217 | Comutator de comanda - comutator pornit | 55 | cerere oferta | S | 1 | 0 | 1 | 0.12 | KG | 92X54X55 | 4015080112174 |  | 292 | ICD | 1
11248 | T0-2-15088/XZ | 11248 | Comutator de comanda - comutator pornit | 55 | cerere oferta | S | 1 | 0 | 1 | 0.088 | KG | 58X48X48 | 4015080112488 |  | 292 | ICD | 1
10385 | T0-2-15114/E | 10385 | Comutator de comanda - comutator pornit | 55 | cerere oferta | S | 1 | 0 | 1 | 0.108 | KG | 86X48X48 | 4015080103851 |  | 292 | ICD | 1
12758 | T0-2-15114/EZ | 12758 | Comutator de comanda - comutator pornit | 55 | cerere oferta | S | 1 | 0 | 1 | 0.124 | KG | 106X48X48 | 4015080127581 |  | 292 | ICD | 1
222596 | T0-2-15114/I1 | 222596 | Comutator de comanda - comutator pornit | 55 | cerere oferta | S | 1 | 0 | 1 | 0.264 | KG | 137X80X102 | 4015082225964 |  | 292 | ICD | 1
17504 | T0-2-15114/IVS | 17504 | Comutator de comanda - comutator pornit | 55 | cerere oferta | S | 1 | 0 | 1 | 0.12 | KG | 92X54X55 | 4015080175049 |  | 292 | ICD | 1
19877 | T0-2-15114/Z | 19877 | Comutator de comanda - comutator pornit | 55 | cerere oferta | S | 1 | 0 | 1 | 0.134 | KG | 128X48X48 | 4015080198772 |  | 292 | ICD | 1
86378 | T0-2-15120/E | 86378 | Comutator de comanda - comutator pornit | 55 | cerere oferta | S | 1 | 0 | 1 | 0.108 | KG | 86X48X48 | 4015080863786 |  | 292 | ICD | 1
222597 | T0-2-15120/I1 | 222597 | Comutator de comanda (UK) | 55 | cerere oferta | S | 1 | 0 | 1 | 0.264 | KG | 137X80X102 | 4015082225971 |  | 292 | ICD | 1
64952 | T0-2-15121/E | 64952 | Comutator de comanda (UK) | 55 | cerere oferta | S | 1 | 0 | 1 | 0.108 | KG | 86X48X48 | 4015080649526 |  | 292 | ICD | 1
218964 | T0-2-15121/I1 | 218964 | Comutator de comanda (UK) | 55 | cerere oferta | S | 1 | 0 | 1 | 0.264 | KG | 137X80X102 | 4015082189648 |  | 292 | ICD | 1
76818 | T0-2-15121/Z | 76818 | Comutator de comanda - comutator pornit | 55 | cerere oferta | S | 1 | 0 | 1 | 0.134 | KG | 128X48X48 | 4015080768180 |  | 292 | ICD | 1
222598 | T0-2-15125/I1 | 222598 | Comutator de comanda (UK) | 55 | cerere oferta | S | 1 | 0 | 1 | 0.264 | KG | 137X80X102 | 4015082225988 |  | 292 | ICD | 1
11270 | T0-2-15130/E | 11270 | Comutator de comanda - comutator pornit | 55 | cerere oferta | S | 1 | 0 | 1 | 0.108 | KG | 86X48X48 | 4015080112709 |  | 292 | ICD | 1
11273 | T0-2-15130/IVS | 11273 | Comutator de comanda - comutator pornit | 55 | cerere oferta | S | 1 | 0 | 1 | 0.12 | KG | 92X54X55 | 4015080112730 |  | 292 | ICD | 1
11276 | T0-2-15136/E | 11276 | Comutator de comanda - comutator pornit | 55 | cerere oferta | S | 1 | 0 | 1 | 0.108 | KG | 86X48X48 | 4015080112761 |  | 292 | ICD | 1
11279 | T0-2-15136/IVS | 11279 | Comutator de comanda - comutator pornit | 55 | cerere oferta | S | 1 | 0 | 1 | 0.12 | KG | 92X54X55 | 4015080112792 |  | 292 | ICD | 1
11281 | T0-2-15136/Z | 11281 | Comutator de comanda - comutator pornit | 55 | cerere oferta | S | 1 | 0 | 1 | 0.134 | KG | 128X48X48 | 4015080112815 |  | 292 | ICD | 1
11282 | T0-2-15169/E | 11282 | Comutator de comanda - comutator pornit | 55 | cerere oferta | S | 1 | 0 | 1 | 0.108 | KG | 86X48X48 | 4015080112822 |  | 292 | ICD | 1
7975 | T0-2-15169/EA/SVB | 7975 | Comutator de comanda - comutator pornit | 55 | cerere oferta | S | 1 | 0 | 1 | 0.142 | KG | 111X65X74 | 4015080079750 |  | 292 | ICD | 1
222600 | T0-2-15169/I1 | 222600 | Comutator de comanda - comutator pornit | 55 | cerere oferta | S | 1 | 0 | 1 | 0.264 | KG | 137X80X102 | 4015082226008 |  | 292 | ICD | 1
222601 | T0-2-15169/I1/SVB | 222601 | Intreruptor principal (UK) | 55 | cerere oferta | S | 1 | 0 | 1 | 0.3 | KG | 137X80X110 | 4015082226015 |  | 292 | ICD | 1
11290 | T0-2-15170/E | 11290 | Comutator de comanda - comutator pornit | 55 | cerere oferta | S | 1 | 0 | 1 | 0.108 | KG | 86X48X48 | 4015080112907 |  | 292 | ICD | 1
11291 | T0-2-15170/EZ | 11291 | Comutator de comanda - comutator pornit | 55 | cerere oferta | S | 1 | 0 | 1 | 0.124 | KG | 106X48X48 | 4015080112914 |  | 292 | ICD | 1
11308 | T0-2-15176/E | 11308 | Comutator de comanda - comutator pornit | 55 | cerere oferta | S | 1 | 0 | 1 | 0.108 | KG | 86X48X48 | 4015080113089 |  | 292 | ICD | 1
11309 | T0-2-15176/EZ | 11309 | Comutator de comanda - comutator pornit | 55 | cerere oferta | S | 1 | 0 | 1 | 0.124 | KG | 106X48X48 | 4015080113096 |  | 292 | ICD | 1
11314 | T0-2-15177/E | 11314 | Comutator de comanda - comutator pornit | 55 | cerere oferta | S | 1 | 0 | 1 | 0.108 | KG | 86X48X48 | 4015080113140 |  | 292 | ICD | 1
11328 | T0-2-15303/E | 11328 | Comutator de comanda | 55 | cerere oferta | S | 1 | 0 | 1 | 0.108 | KG | 86X48X48 | 4015080113287 |  | 292 | ICD | 1
222603 | T0-2-15303/I1 | 222603 | Comutator de comanda (UK) | 55 | cerere oferta | S | 1 | 0 | 1 | 0.264 | KG | 137X80X102 | 4015082226039 |  | 292 | ICD | 1
11334 | T0-2-15313/E | 11334 | Comutator de comanda - comutator pornit | 55 | cerere oferta | S | 1 | 0 | 1 | 0.108 | KG | 86X48X48 | 4015080113348 |  | 292 | ICD | 1
24620 | T0-2-15323/E | 24620 | Comutator pornit-oprit cu revenire din p | 55 | cerere oferta | S | 1 | 0 | 1 | 0.108 | KG | 86X48X48 | 4015080246206 |  | 292 | ICD | 1
26993 | T0-2-15323/EZ | 26993 | Comutator de comanda - comutator pornit | 55 | cerere oferta | S | 1 | 0 | 1 | 0.124 | KG | 106X48X48 | 4015080269939 |  | 292 | ICD | 1
207087 | T0-2-15323/I1 | 207087 | Comutator de comanda - comutator pornit | 55 | cerere oferta | S | 1 | 0 | 1 | 0.264 | KG | 137X80X102 | 4015082070878 |  | 292 | ICD | 1
31739 | T0-2-15323/IVS | 31739 | Comutator de comanda - comutator pornit | 55 | cerere oferta | S | 1 | 0 | 1 | 0.12 | KG | 92X54X55 | 4015080317395 |  | 292 | ICD | 1
34112 | T0-2-15323/Z | 34112 | Comutator de comanda - comutator pornit | 55 | cerere oferta | S | 1 | 0 | 1 | 0.134 | KG | 128X48X48 | 4015080341123 |  | 292 | ICD | 1
11344 | T0-2-15333/IVS | 11344 | Comutator de comanda - comutator pornit | 55 | cerere oferta | S | 1 | 0 | 1 | 0.12 | KG | 92X54X55 | 4015080113447 |  | 292 | ICD | 1
11354 | T0-2-15361/E | 11354 | Comutator de comanda - comutator pornit | 55 | cerere oferta | S | 1 | 0 | 1 | 0.108 | KG | 86X48X48 | 4015080113546 |  | 292 | ICD | 1
11360 | T0-2-15363/E | 11360 | Comutator de comanda - comutator pornit | 55 | cerere oferta | S | 1 | 0 | 1 | 0.108 | KG | 86X48X48 | 4015080113607 |  | 292 | ICD | 1
11361 | T0-2-15363/EZ | 11361 | Comutator de comanda - comutator pornit | 55 | cerere oferta | S | 1 | 0 | 1 | 0.124 | KG | 106X48X48 | 4015080113614 |  | 292 | ICD | 1
95810 | T0-2-15367/E | 95810 | Comutator de comanda - comutator pornit | 55 | cerere oferta | S | 1 | 0 | 1 | 0.108 | KG | 86X48X48 | 4015080958109 |  | 292 | ICD | 1
98183 | T0-2-15367/EZ | 98183 | Comutator de comanda - comutator pornit | 55 | cerere oferta | S | 1 | 0 | 1 | 0.124 | KG | 106X48X48 | 4015080981831 |  | 292 | ICD | 1
11373 | T0-2-15372/E | 11373 | Comutator de comanda | 55 | cerere oferta | S | 1 | 0 | 1 | 0.108 | KG | 86X48X48 | 4015080113737 |  | 292 | ICD | 1
11374 | T0-2-15372/EZ | 11374 | Comutator de comanda - comutator pornit | 55 | cerere oferta | S | 1 | 0 | 1 | 0.124 | KG | 106X48X48 | 4015080113744 |  | 292 | ICD | 1
67330 | T0-2-15403/E | 67330 | Intreruptor pornit oprit | 55 | cerere oferta | S | 1 | 0 | 1 | 0.108 | KG | 86X48X48 | 4015080673309 |  | 292 | ICD | 1
69703 | T0-2-15403/EZ | 69703 | Intreruptor pornit oprit | 55 | cerere oferta | S | 1 | 0 | 1 | 0.124 | KG | 106X48X48 | 4015080697039 |  | 292 | ICD | 1
207088 | T0-2-15403/I1 | 207088 | Comutator de comanda - comutator pornit | 55 | cerere oferta | S | 1 | 0 | 1 | 0.264 | KG | 137X80X102 | 4015082070885 |  | 292 | ICD | 1
74449 | T0-2-15403/IVS | 74449 | Comutator de comanda | 55 | cerere oferta | S | 1 | 0 | 1 | 0.12 | KG | 92X54X55 | 4015080744498 |  | 292 | ICD | 1
11379 | T0-2-15403/XZ | 11379 | Comutator de comanda - comutator pornit | 55 | cerere oferta | S | 1 | 0 | 1 | 0.088 | KG | 58X48X48 | 4015080113799 |  | 292 | ICD | 1
76822 | T0-2-15403/Z | 76822 | Comutator de comanda - comutator pornit | 55 | cerere oferta | S | 1 | 0 | 1 | 0.134 | KG | 128X48X48 | 4015080768227 |  | 292 | ICD | 1
81568 | T0-2-15404/E | 81568 | Intreruptor pornit oprit | 55 | cerere oferta | S | 1 | 0 | 1 | 0.108 | KG | 86X48X48 | 4015080815686 |  | 292 | ICD | 1
83941 | T0-2-15404/EZ | 83941 | Întreruptoare Pornit-Oprit (pe fiecare t | 55 | cerere oferta | S | 1 | 0 | 1 | 0.124 | KG | 106X48X48 | 4015080839415 |  | 292 | ICD | 1
207089 | T0-2-15404/I1 | 207089 | Intreruptor pornit oprit (UK) | 55 | cerere oferta | S | 1 | 0 | 1 | 0.264 | KG | 137X80X102 | 4015082070892 |  | 292 | ICD | 1
88687 | T0-2-15404/IVS | 88687 | Comutator de comanda - comutator pornit | 55 | cerere oferta | S | 1 | 0 | 1 | 0.12 | KG | 92X54X55 | 4015080886877 |  | 292 | ICD | 1
91060 | T0-2-15404/Z | 91060 | Comutator de comanda - comutator pornit | 55 | cerere oferta | S | 1 | 0 | 1 | 0.134 | KG | 128X48X48 | 4015080910602 |  | 292 | ICD | 1
11381 | T0-2-15413/E | 11381 | Comutator de comanda - comutator pornit | 55 | cerere oferta | S | 1 | 0 | 1 | 0.108 | KG | 86X48X48 | 4015080113812 |  | 292 | ICD | 1
19871 | T0-2-15422/E | 19871 | Inversor de sursa (pe fiecare treaptă s | 55 | cerere oferta | S | 1 | 0 | 1 | 0.108 | KG | 86X48X48 | 4015080198710 |  | 292 | ICD | 1
22244 | T0-2-15422/EZ | 22244 | Inversor de sursa (pe fiecare treaptă s | 55 | cerere oferta | S | 1 | 0 | 1 | 0.124 | KG | 106X48X48 | 4015080222446 |  | 292 | ICD | 1
207090 | T0-2-15422/I1 | 207090 | Intreruptor pornit oprit (UK) | 55 | cerere oferta | S | 1 | 0 | 1 | 0.264 | KG | 137X80X102 | 4015082070908 |  | 292 | ICD | 1
26990 | T0-2-15422/IVS | 26990 | Inversor de sursa (pe fiecare treaptă s | 55 | cerere oferta | S | 1 | 0 | 1 | 0.12 | KG | 92X54X55 | 4015080269908 |  | 292 | ICD | 1
29363 | T0-2-15422/Z | 29363 | Inversor de sursa (pe fiecare treaptă s | 55 | cerere oferta | S | 1 | 0 | 1 | 0.134 | KG | 128X48X48 | 4015080293637 |  | 292 | ICD | 1
34110 | T0-2-15432/E | 34110 | Comutator Manual/Automat cu pozitie de 0 | 55 | cerere oferta | S | 1 | 0 | 1 | 0.108 | KG | 86X48X48 | 4015080341109 |  | 292 | ICD | 1
36483 | T0-2-15432/EZ | 36483 | Comutator Manual/Automat cu pozitie de 0 | 55 | cerere oferta | S | 1 | 0 | 1 | 0.124 | KG | 106X48X48 | 4015080364832 |  | 292 | ICD | 1
207091 | T0-2-15432/I1 | 207091 | Comutator Manual/Automat cu pozitie de 0 | 55 | cerere oferta | S | 1 | 0 | 1 | 0.264 | KG | 137X80X102 | 4015082070915 |  | 292 | ICD | 1
41229 | T0-2-15432/IVS | 41229 | Comutator Manual/Automat cu pozitie de 0 | 55 | cerere oferta | S | 1 | 0 | 1 | 0.12 | KG | 92X54X55 | 4015080412298 |  | 292 | ICD | 1
702211 | T0-2-15432/XES | 702211 | Piese de schimb T | 55 | cerere oferta | S | 10 | 0 | 1 | 0.08 | KG | 51X48X48 | 9008790356186 |  | 292 | ICD | 1
11394 | T0-2-15432/XZ | 11394 | Comutator de comanda - comutator pornit | 55 | cerere oferta | S | 1 | 0 | 1 | 0.088 | KG | 58X48X48 | 4015080113942 |  | 292 | ICD | 1
43602 | T0-2-15432/Z | 43602 | Comutator Manual/Automat cu pozitie de 0 | 55 | cerere oferta | S | 1 | 0 | 1 | 0.134 | KG | 128X48X48 | 4015080436027 |  | 292 | ICD | 1
3191 | T0-2-15435/E | 3191 | Comutator Manual/Automat cu revenire din | 55 | cerere oferta | S | 1 | 0 | 1 | 0.108 | KG | 86X48X48 | 4015080031918 |  | 292 | ICD | 1
3192 | T0-2-15435/EZ | 3192 | Comutator de comanda - comutator pornit | 55 | cerere oferta | S | 1 | 0 | 1 | 0.124 | KG | 106X48X48 | 4015080031925 |  | 292 | ICD | 1
218971 | T0-2-15435/I1 | 218971 | Comutator Manual/Automat cu pozitie de 0 | 55 | cerere oferta | S | 1 | 0 | 1 | 0.264 | KG | 137X80X102 | 4015082189716 |  | 292 | ICD | 1
3195 | T0-2-15435/IVS | 3195 | Comutator de comanda - comutator pornit | 55 | cerere oferta | S | 1 | 0 | 1 | 0.12 | KG | 92X54X55 | 4015080031956 |  | 292 | ICD | 1
3196 | T0-2-15435/Z | 3196 | Comutator de comanda - comutator pornit | 55 | cerere oferta | S | 1 | 0 | 1 | 0.134 | KG | 128X48X48 | 4015080031963 |  | 292 | ICD | 1
11396 | T0-2-15442/E | 11396 | Comutator de comanda - comutator pornit | 55 | cerere oferta | S | 1 | 0 | 1 | 0.108 | KG | 86X48X48 | 4015080113966 |  | 292 | ICD | 1
11398 | T0-2-15442/EZ | 11398 | Comutator de comanda - comutator pornit | 55 | cerere oferta | S | 1 | 0 | 1 | 0.124 | KG | 106X48X48 | 4015080113980 |  | 292 | ICD | 1
222605 | T0-2-15442/I1 | 222605 | Comutator de comanda - comutator pornit | 55 | cerere oferta | S | 1 | 0 | 1 | 0.264 | KG | 137X80X102 | 4015082226053 |  | 292 | ICD | 1
11403 | T0-2-15442/Z | 11403 | Comutator de comanda - comutator pornit | 55 | cerere oferta | S | 1 | 0 | 1 | 0.134 | KG | 128X48X48 | 4015080114031 |  | 292 | ICD | 1
91062 | T0-2-15452/E | 91062 | Comutator Manual/Automat fara pozitie de | 55 | cerere oferta | S | 1 | 0 | 1 | 0.108 | KG | 86X48X48 | 4015080910626 |  | 292 | ICD | 1
93435 | T0-2-15452/EZ | 93435 | Comutator Manual/Automat fara pozitie de | 55 | cerere oferta | S | 1 | 0 | 1 | 0.124 | KG | 106X48X48 | 4015080934356 |  | 292 | ICD | 1
207092 | T0-2-15452/I1 | 207092 | Comutator de comanda - comutator pornit | 55 | cerere oferta | S | 1 | 0 | 1 | 0.264 | KG | 137X80X102 | 4015082070922 |  | 292 | ICD | 1
98181 | T0-2-15452/IVS | 98181 | Comutator Manual/Automat fara pozitie de | 55 | cerere oferta | S | 1 | 0 | 1 | 0.12 | KG | 92X54X55 | 4015080981817 |  | 292 | ICD | 1
11404 | T0-2-15452/XZ | 11404 | Comutator de comanda - comutator pornit | 55 | cerere oferta | S | 1 | 0 | 1 | 0.088 | KG | 58X48X48 | 4015080114048 |  | 292 | ICD | 1
10381 | T0-2-15452/Z | 10381 | Comutator de comanda - comutator pornit | 55 | cerere oferta | S | 1 | 0 | 1 | 0.134 | KG | 128X48X48 | 4015080103813 |  | 292 | ICD | 1
11417 | T0-2-15473/E | 11417 | Comutator de comanda - comutator pornit | 55 | cerere oferta | S | 1 | 0 | 1 | 0.108 | KG | 86X48X48 | 4015080114178 |  | 292 | ICD | 1
11420 | T0-2-15473/IVS | 11420 | Comutator de comanda - comutator pornit | 55 | cerere oferta | S | 1 | 0 | 1 | 0.12 | KG | 92X54X55 | 4015080114208 |  | 292 | ICD | 1
11423 | T0-2-15474/E | 11423 | Comutator de comanda - comutator pornit | 55 | cerere oferta | S | 1 | 0 | 1 | 0.108 | KG | 86X48X48 | 4015080114239 |  | 292 | ICD | 1
11429 | T0-2-15483/E | 11429 | Comutator de comanda - comutator pornit | 55 | cerere oferta | S | 1 | 0 | 1 | 0.108 | KG | 86X48X48 | 4015080114291 |  | 292 | ICD | 1
11441 | T0-2-15503/E | 11441 | Comutator de comanda - comutator pornit | 55 | cerere oferta | S | 1 | 0 | 1 | 0.108 | KG | 86X48X48 | 4015080114413 |  | 292 | ICD | 1
11442 | T0-2-15503/EZ | 11442 | Comutator de comanda - comutator pornit | 55 | cerere oferta | S | 1 | 0 | 1 | 0.124 | KG | 106X48X48 | 4015080114420 |  | 292 | ICD | 1
11445 | T0-2-15503/XZ | 11445 | Comutator de comanda - comutator pornit | 55 | cerere oferta | S | 1 | 0 | 1 | 0.088 | KG | 58X48X48 | 4015080114451 |  | 292 | ICD | 1
11446 | T0-2-15503/Z | 11446 | Comutator de comanda - comutator pornit | 55 | cerere oferta | S | 1 | 0 | 1 | 0.134 | KG | 128X48X48 | 4015080114468 |  | 292 | ICD | 1
34113 | T0-2-15512/E | 34113 | Comutatoare Pornit-Oprit cu revenire din | 55 | cerere oferta | S | 1 | 0 | 1 | 0.108 | KG | 86X48X48 | 4015080341130 |  | 292 | ICD | 1
36486 | T0-2-15512/EZ | 36486 | Comutatoare Pornit-Oprit cu revenire din | 55 | cerere oferta | S | 1 | 0 | 1 | 0.124 | KG | 106X48X48 | 4015080364863 |  | 292 | ICD | 1
207093 | T0-2-15512/I1 | 207093 | Comutator de comanda - comutator pornit | 55 | cerere oferta | S | 1 | 0 | 1 | 0.264 | KG | 137X80X102 | 4015082070939 |  | 292 | ICD | 1
41232 | T0-2-15512/IVS | 41232 | Comutator de comanda - comutator pornit | 55 | cerere oferta | S | 1 | 0 | 1 | 0.12 | KG | 92X54X55 | 4015080412328 |  | 292 | ICD | 1
43605 | T0-2-15512/Z | 43605 | Comutator de comanda - comutator pornit | 55 | cerere oferta | S | 1 | 0 | 1 | 0.134 | KG | 128X48X48 | 4015080436058 |  | 292 | ICD | 1
83946 | T0-2-15522/IVS | 83946 | Comutator de comanda - comutator pornit | 55 | cerere oferta | S | 1 | 0 | 1 | 0.12 | KG | 92X54X55 | 4015080839460 |  | 292 | ICD | 1
98855 | T0-2-15542/E | 98855 | Comutator de comanda - comutator pornit | 55 | cerere oferta | S | 1 | 0 | 1 | 0.108 | KG | 86X48X48 | 4015080988557 |  | 292 | ICD | 1
98854 | T0-2-15542/EZ | 98854 | Comutator de comanda - comutator pornit | 55 | cerere oferta | S | 1 | 0 | 1 | 0.124 | KG | 106X48X48 | 4015080988540 |  | 292 | ICD | 1
98851 | T0-2-15542/IVS | 98851 | Comutator de comanda - comutator pornit | 55 | cerere oferta | S | 1 | 0 | 1 | 0.12 | KG | 92X54X55 | 4015080988519 |  | 292 | ICD | 1
29387 | T0-2-15679/E | 29387 | Intreruptor de sarcina - intreruptor por | 55 | cerere oferta | S | 1 | 0 | 1 | 0.108 | KG | 86X48X48 | 4015080293873 |  | 292 | ICD | 1
81588 | T0-2-15679/EA/SVB | 81588 | Intreruptor principal - oprire de urgent | 55 | cerere oferta | S | 1 | 0 | 1 | 0.142 | KG | 111X65X74 | 4015080815884 |  | 292 | ICD | 1
83961 | T0-2-15679/EA/SVB-SW | 83961 | Intreruptor de sarcina / intreruptor pri | 55 | cerere oferta | S | 1 | 0 | 1 | 0.142 | KG | 111X65X74 | 4015080839613 |  | 292 | ICD | 1
31760 | T0-2-15679/EZ | 31760 | Comutator de comanda - comutator pornit | 55 | cerere oferta | S | 1 | 0 | 1 | 0.124 | KG | 106X48X48 | 4015080317609 |  | 292 | ICD | 1
207094 | T0-2-15679/I1 | 207094 | Comutator de comanda - comutator pornit | 55 | cerere oferta | S | 1 | 0 | 1 | 0.264 | KG | 137X80X102 | 4015082070946 |  | 292 | ICD | 1
207149 | T0-2-15679/I1/SVB | 207149 | Intreruptor principal - oprire de urgent | 55 | cerere oferta | S | 1 | 0 | 1 | 0.364 | KG | 137X80X110 | 4015082071493 |  | 292 | ICD | 1
207150 | T0-2-15679/I1/SVB-SW | 207150 | Intreruptor principal - fara functie opr | 55 | cerere oferta | S | 1 | 0 | 1 | 0.3 | KG | 137X80X110 | 4015082071509 |  | 292 | ICD | 1
36506 | T0-2-15679/IVS | 36506 | Intreruptor pornit oprit | 55 | cerere oferta | S | 1 | 0 | 1 | 0.12 | KG | 92X54X55 | 4015080365068 |  | 292 | ICD | 1
86334 | T0-2-15679/V/SVB | 86334 | Intreruptor principal - fara functie opr | 55 | cerere oferta | S | 1 | 0 | 1 | 0.158 | KG | 128X65X74 | 4015080863342 |  | 292 | ICD | 1
88707 | T0-2-15679/V/SVB-SW | 88707 | Intreruptor pornit oprit | 55 | cerere oferta | S | 1 | 0 | 1 | 0.187 | KG | 128X65X74 | 4015080887072 |  | 292 | ICD | 1
11459 | T0-2-15679/XZ | 11459 | Comutator de comanda - comutator pornit | 55 | cerere oferta | S | 1 | 0 | 1 | 0.088 | KG | 58X48X48 | 4015080114598 |  | 292 | ICD | 1
41252 | T0-2-15679/Z | 41252 | Întreruptoare Pornit-Oprit cu contacte a | 55 | cerere oferta | S | 1 | 0 | 1 | 0.134 | KG | 128X48X48 | 4015080412526 |  | 292 | ICD | 1
11463 | T0-2-15834/IVS | 11463 | Comutator de comanda - comutator pornit | 55 | cerere oferta | S | 1 | 0 | 1 | 0.12 | KG | 92X54X55 | 4015080114635 |  | 292 | ICD | 1
11466 | T0-2-15905/E | 11466 | Comutator de comanda - comutator pornit | 55 | cerere oferta | S | 1 | 0 | 1 | 0.108 | KG | 86X48X48 | 4015080114666 |  | 292 | ICD | 1
66931 | T0-2-15907/E | 66931 | Comutator Manual / Automat cu pozitie de | 55 | cerere oferta | S | 1 | 0 | 1 | 0.108 | KG | 86X48X48 | 4015080669319 |  | 292 | ICD | 1
50979 | T0-2-15907/E/SVA(C,E,G-J) | 50979 | Comutator de comanda - comutator pornit | 55 | cerere oferta | S | 1 | 0 | 1 | 0.239 | KG | 131X49X73 | 4015080509790 |  | 292 | ICD | 1
44996 | T0-2-15907/E/SVC(C,E,G-J) | 44996 | Comutator de comanda - comutator pornit | 55 | cerere oferta | S | 1 | 0 | 1 | 0.239 | KG | 86X48X48 | 4015080449966 |  | 292 | ICD | 1
69304 | T0-2-15907/EZ | 69304 | Comutator Manual/Automat cu revenire din | 55 | cerere oferta | S | 1 | 0 | 1 | 0.124 | KG | 106X48X48 | 4015080693048 |  | 292 | ICD | 1
207095 | T0-2-15907/I1 | 207095 | Comutator de comanda - comutator pornit | 55 | cerere oferta | S | 1 | 0 | 1 | 0.264 | KG | 137X80X102 | 4015082070953 |  | 292 | ICD | 1
207096 | T0-2-15907/I1/SVA(C,E,G-J) | 207096 | Comutator de comanda - comutator pornit | 55 | cerere oferta | S | 1 | 0 | 1 | 0.408 | KG | 137X80X102 | 4015082070960 |  | 292 | ICD | 1
207097 | T0-2-15907/I1/SVC(C,E,G-J) | 207097 | Comutator de comanda - comutator pornit | 55 | cerere oferta | S | 1 | 0 | 1 | 0.346 | KG | 137X80X102 | 4015082070977 |  | 292 | ICD | 1
76423 | T0-2-15907/IVS | 76423 | Comutator de comanda - comutator pornit | 55 | cerere oferta | S | 1 | 0 | 1 | 0.12 | KG | 92X54X55 | 4015080764236 |  | 292 | ICD | 1
11478 | T0-2-15907/XZ | 11478 | Comutator de comanda - comutator pornit | 55 | cerere oferta | S | 1 | 0 | 1 | 0.088 | KG | 58X48X48 | 4015080114789 |  | 292 | ICD | 1
78796 | T0-2-15907/Z | 78796 | Comutator Manual/Automat cu revenire din | 55 | cerere oferta | S | 1 | 0 | 1 | 0.134 | KG | 128X48X48 | 4015080787969 |  | 292 | ICD | 1
50980 | T0-2-15907/Z/SVC(C,E,G-J) | 50980 | Comutator de comanda - comutator pornit | 55 | cerere oferta | S | 1 | 0 | 1 | 0.284 | KG | 173X49X73 | 4015080509806 |  | 292 | ICD | 1
11479 | T0-2-15918/E | 11479 | Comutator de comanda - comutator pornit | 55 | cerere oferta | S | 1 | 0 | 1 | 0.108 | KG | 86X48X8 | 4015080114796 |  | 292 | ICD | 1
11486 | T0-2-15919/EZ | 11486 | Comutator de comanda - comutator pornit | 55 | cerere oferta | S | 1 | 0 | 1 | 0.124 | KG | 106X48X48 | 4015080114864 |  | 292 | ICD | 1
38861 | T0-2-15920/E | 38861 | Comutator de comanda - Comutator Voltmet | 55 | cerere oferta | S | 1 | 0 | 1 | 0.108 | KG | 86X48X48 | 4015080388616 |  | 292 | ICD | 1
41234 | T0-2-15920/EZ | 41234 | Comutator de comanda - Comutator Voltmet | 55 | cerere oferta | S | 1 | 0 | 1 | 0.124 | KG | 106X48X48 | 4015080412342 |  | 292 | ICD | 1
207098 | T0-2-15920/I1 | 207098 | Comutator de comanda - comutator pornit | 55 | cerere oferta | S | 1 | 0 | 1 | 0.264 | KG | 137X80X102 | 4015082070984 |  | 292 | ICD | 1
29452 | T0-2-15920/IVS | 29452 | Comutator de comanda - Comutator Voltmet | 55 | cerere oferta | S | 1 | 0 | 1 | 0.12 | KG | 92X54X55 | 4015080294528 |  | 292 | ICD | 1
48353 | T0-2-15920/Z | 48353 | Comutator de comanda - Comutator Voltmet | 55 | cerere oferta | S | 1 | 0 | 1 | 0.134 | KG | 128X48X48 | 4015080483533 |  | 292 | ICD | 1
67337 | T0-2-15921/E | 67337 | Comutator de comanda - Comutator Voltmet | 55 | cerere oferta | S | 1 | 0 | 1 | 0.108 | KG | 86X48X48 | 4015080673378 |  | 292 | ICD | 1
69710 | T0-2-15921/EZ | 69710 | Comutator de comanda - Comutator Voltmet | 55 | cerere oferta | S | 1 | 0 | 1 | 0.124 | KG | 106X48X48 | 4015080697107 |  | 292 | ICD | 1
207099 | T0-2-15921/I1 | 207099 | Comutator de comanda - comutator pornit | 55 | cerere oferta | S | 1 | 0 | 1 | 0.264 | KG | 137X80X102 | 4015082070991 |  | 292 | ICD | 1
74456 | T0-2-15921/IVS | 74456 | Comutator de comanda - comutator pornit | 55 | cerere oferta | S | 1 | 0 | 1 | 0.12 | KG | 92X54X55 | 4015080744566 |  | 292 | ICD | 1
76829 | T0-2-15921/Z | 76829 | Comutator de comanda - comutator pornit | 55 | cerere oferta | S | 1 | 0 | 1 | 0.134 | KG | 128X48X48 | 4015080768296 |  | 292 | ICD | 1
53099 | T0-2-15922/E | 53099 | Comutator de comanda - Comutator Voltmet | 55 | cerere oferta | S | 1 | 0 | 1 | 0.108 | KG | 86X48X48 | 4015080530992 |  | 292 | ICD | 1
55472 | T0-2-15922/EZ | 55472 | Comutator de comanda - Comutator Voltmet | 55 | cerere oferta | S | 1 | 0 | 1 | 0.124 | KG | 106X48X48 | 4015080554721 |  | 292 | ICD | 1
60218 | T0-2-15922/IVS | 60218 | Comutator de comanda - comutator pornit | 55 | cerere oferta | S | 1 | 0 | 1 | 0.12 | KG | 92X54X55 | 4015080602187 |  | 292 | ICD | 1
62591 | T0-2-15922/Z | 62591 | Comutator de comanda - comutator pornit | 55 | cerere oferta | S | 1 | 0 | 1 | 0.134 | KG | 128X48X48 | 4015080625919 |  | 292 | ICD | 1
81575 | T0-2-15923/E | 81575 | Comutator de comanda - comutator pornit | 55 | cerere oferta | S | 1 | 0 | 1 | 0.108 | KG | 86X48X48 | 4015080815754 |  | 292 | ICD | 1
11502 | T0-2-171/E | 11502 | Comutator de comanda - comutator pornit | 55 | cerere oferta | S | 1 | 0 | 1 | 0.108 | KG | 86X48X48 | 4015080115021 |  | 292 | ICD | 1
11503 | T0-2-171/EZ | 11503 | Comutator de comanda - comutator pornit | 55 | cerere oferta | S | 1 | 0 | 1 | 0.124 | KG | 106X48X48 | 4015080115038 |  | 292 | ICD | 1
222611 | T0-2-171/I1 | 222611 | Comutator in trepte (UK) | 55 | cerere oferta | S | 1 | 0 | 1 | 0.264 | KG | 137X80X102 | 4015082226114 |  | 292 | ICD | 1
11506 | T0-2-171/IVS | 11506 | Comutator de comanda - comutator pornit | 55 | cerere oferta | S | 1 | 0 | 1 | 0.12 | KG | 92X54X55 | 4015080115069 |  | 292 | ICD | 1
11508 | T0-2-171/Z | 11508 | Comutator de comanda - comutator pornit | 55 | cerere oferta | S | 1 | 0 | 1 | 0.134 | KG | 128X48X48 | 4015080115083 |  | 292 | ICD | 1
11509 | T0-2-172/E | 11509 | Comutator de comanda - comutator pornit | 55 | cerere oferta | S | 1 | 0 | 1 | 0.108 | KG | 86X48X48 | 4015080115090 |  | 292 | ICD | 1
11510 | T0-2-172/EZ | 11510 | Comutator de comanda - comutator pornit | 55 | cerere oferta | S | 1 | 0 | 1 | 0.124 | KG | 106X48X48 | 4015080115106 |  | 292 | ICD | 1
222612 | T0-2-172/I1 | 222612 | Comutator in trepte (UK) | 55 | cerere oferta | S | 1 | 0 | 1 | 0.264 | KG | 137X80X102 | 4015082226121 |  | 292 | ICD | 1
11513 | T0-2-172/IVS | 11513 | Comutator de comanda - comutator pornit | 55 | cerere oferta | S | 1 | 0 | 1 | 0.12 | KG | 92X54X55 | 4015080115137 |  | 292 | ICD | 1
11515 | T0-2-172/Z | 11515 | Comutator de comanda - comutator pornit | 55 | cerere oferta | S | 1 | 0 | 1 | 0.134 | KG | 128X48X48 | 4015080115151 |  | 292 | ICD | 1
11516 | T0-2-177/E | 11516 | Comutator de comanda - comutator pornit | 55 | cerere oferta | S | 1 | 0 | 1 | 0.108 | KG | 86X48X48 | 4015080115168 |  | 292 | ICD | 1
11517 | T0-2-177/EZ | 11517 | Comutator de comanda - comutator pornit | 55 | cerere oferta | S | 1 | 0 | 1 | 0.124 | KG | 106X48X48 | 4015080115175 |  | 292 | ICD | 1
11523 | T0-2-178/E | 11523 | Comutator de comanda - comutator pornit | 55 | cerere oferta | S | 1 | 0 | 1 | 0.108 | KG | 86X48X48 | 4015080115236 |  | 292 | ICD | 1
11544 | T0-2-35/E | 11544 | Comutator de comanda - comutator pornit | 55 | cerere oferta | S | 1 | 0 | 1 | 0.108 | KG | 86X48X48 | 4015080115441 |  | 292 | ICD | 1
11551 | T0-2-37/E | 11551 | Comutator de comanda - comutator pornit | 55 | cerere oferta | S | 1 | 0 | 1 | 0.108 | KG | 86X48X48 | 4015080115519 |  | 292 | ICD | 1
11552 | T0-2-37/EZ | 11552 | Comutator de comanda - comutator pornit | 55 | cerere oferta | S | 1 | 0 | 1 | 0.124 | KG | 106X48X48 | 4015080115526 |  | 292 | ICD | 1
222615 | T0-2-37/I1 | 222615 | Comutator in trepte - doua pozitii (UK) | 55 | cerere oferta | S | 1 | 0 | 1 | 0.264 | KG | 137X80X102 | 4015082226152 |  | 292 | ICD | 1
54119 | T0-2-37212/EZ | 54119 | Comutator de comanda - comutator pornit | 55 | cerere oferta | S | 1 | 0 | 1 | 0.15 | KG | 106X48X48 | 4015080541196 |  | 292 | ICD | 1
54118 | T0-2-37212D/Z | 54118 | Comutator de comanda - comutator pornit | 55 | cerere oferta | S | 1 | 0 | 1 | 0.169 | KG | 128X48X48 | 4015080541189 |  | 292 | ICD | 1
11558 | T0-2-39/E | 11558 | Comutator de comanda - comutator pornit | 55 | cerere oferta | S | 1 | 0 | 1 | 0.108 | KG | 86X48X48 | 4015080115588 |  | 292 | ICD | 1
11559 | T0-2-39/EZ | 11559 | Comutator de comanda - comutator pornit | 55 | cerere oferta | S | 1 | 0 | 1 | 0.124 | KG | 106X48X48 | 4015080115595 |  | 292 | ICD | 1
222616 | T0-2-39/I1 | 222616 | Comutator in trepte - doua pozitii (UK) | 55 | cerere oferta | S | 1 | 0 | 1 | 0.264 | KG | 137X80X102 | 4015082226169 |  | 292 | ICD | 1
202369 | T0-2-42835/XES/AE/KNB | 202369 | Comutator de comanda - cu pozitie de 0 | 55 | cerere oferta | S | 1 | 0 | 1 | 0.15 | KG | 105X48X48 | 4015082023690 |  | 292 | ICD | 1
11578 | T0-2-8004/E | 11578 | Comutator de comanda - comutator pornit | 55 | cerere oferta | S | 1 | 0 | 1 | 0.108 | KG | 86X48X48 | 4015080115786 |  | 292 | ICD | 1
11585 | T0-2-8005/EZ | 11585 | Comutator de comanda - comutator pornit | 55 | cerere oferta | S | 1 | 0 | 1 | 0.124 | KG | 106X48X48 | 4015080115854 |  | 292 | ICD | 1
11590 | T0-2-8011/E | 11590 | Comutator de comanda - comutator pornit | 55 | cerere oferta | S | 1 | 0 | 1 | 0.108 | KG | 86X48X48 | 4015080115908 |  | 292 | ICD | 1
11595 | T0-2-8011/Z | 11595 | Comutator de comanda - comutator pornit | 55 | cerere oferta | S | 1 | 0 | 1 | 0.134 | KG | 128X48X48 | 4015080115953 |  | 292 | ICD | 1
11596 | T0-2-8018/E | 11596 | Comutator de comanda - comutator pornit | 55 | cerere oferta | S | 1 | 0 | 1 | 0.108 | KG | 86X48X48 | 4015080115960 |  | 292 | ICD | 1
11603 | T0-2-8020/EZ | 11603 | Comutator de comanda - comutator pornit | 55 | cerere oferta | S | 1 | 0 | 1 | 0.124 | KG | 106X48X48 | 4015080116035 |  | 292 | ICD | 1
11608 | T0-2-8021/E | 11608 | Comutator de comanda - comutator pornit | 55 | cerere oferta | S | 1 | 0 | 1 | 0.108 | KG | 86X48X48 | 4015080116080 |  | 292 | ICD | 1
11609 | T0-2-8021/EZ | 11609 | Comutator de comanda - comutator pornit | 55 | cerere oferta | S | 1 | 0 | 1 | 0.124 | KG | 106X48X48 | 4015080116097 |  | 292 | ICD | 1
222617 | T0-2-8021/I1 | 222617 | Comutator in trepte (UK) | 55 | cerere oferta | S | 1 | 0 | 1 | 0.264 | KG | 137X80X102 | 4015082226176 |  | 292 | ICD | 1
11620 | T0-2-8047/E | 11620 | Comutator de comanda - comutator pornit | 55 | cerere oferta | S | 1 | 0 | 1 | 0.108 | KG | 86X48X48 | 4015080116202 |  | 292 | ICD | 1
11621 | T0-2-8047/EZ | 11621 | Comutator de comanda - comutator pornit | 55 | cerere oferta | S | 1 | 0 | 1 | 0.124 | KG | 106X48X48 | 4015080116219 |  | 292 | ICD | 1
95796 | T0-2-8060/E | 95796 | Comutator de comanda - comutator pornit | 55 | cerere oferta | S | 1 | 0 | 1 | 0.108 | KG | 86X48X48 | 4015080957966 |  | 292 | ICD | 1
43591 | T0-2-8060/EZ | 43591 | Comutator de comanda - comutator pornit | 55 | cerere oferta | S | 1 | 0 | 1 | 0.124 | KG | 106X48X48 | 4015080435914 |  | 292 | ICD | 1
11651 | T0-2-8064/E | 11651 | Comutator de comanda - comutator pornit | 55 | cerere oferta | S | 1 | 0 | 1 | 0.108 | KG | 86X48X48 | 4015080116516 |  | 292 | ICD | 1
11657 | T0-2-8120/E | 11657 | Comutator de comanda - comutator pornit | 55 | cerere oferta | S | 1 | 0 | 1 | 0.108 | KG | 86X48X48 | 4015080116578 |  | 292 | ICD | 1
11658 | T0-2-8120/EZ | 11658 | Comutator de comanda - comutator pornit | 55 | cerere oferta | S | 1 | 0 | 1 | 0.124 | KG | 106X48X48 | 4015080116585 |  | 292 | ICD | 1
11663 | T0-2-8150/E | 11663 | Comutator de comanda - comutator pornit | 55 | cerere oferta | S | 1 | 0 | 1 | 0.108 | KG | 86X48X48 | 4015080116639 |  | 292 | ICD | 1
11664 | T0-2-8150/EZ | 11664 | Comutator de comanda - comutator pornit | 55 | cerere oferta | S | 1 | 0 | 1 | 0.124 | KG | 106X48X48 | 4015080116646 |  | 292 | ICD | 1
11675 | T0-2-8159/E | 11675 | Comutator de comanda - comutator pornit | 55 | cerere oferta | S | 1 | 0 | 1 | 0.108 | KG | 86X48X48 | 4015080116752 |  | 292 | ICD | 1
15130 | T0-2-8177/E | 15130 | Comutatoare Pornit-Oprit cu revenire din | 55 | cerere oferta | S | 1 | 0 | 1 | 0.108 | KG | 86X48X48 | 4015080151302 |  | 292 | ICD | 1
17503 | T0-2-8177/EZ | 17503 | Comutatoare Pornit-Oprit cu revenire din | 55 | cerere oferta | S | 1 | 0 | 1 | 0.124 | KG | 106X48X48 | 4015080175032 |  | 292 | ICD | 1
207101 | T0-2-8177/I1 | 207101 | Comutator de comanda - comutator pornit | 55 | cerere oferta | S | 1 | 0 | 1 | 0.264 | KG | 137X80X102 | 4015082071011 |  | 292 | ICD | 1
22249 | T0-2-8177/IVS | 22249 | Comutator de comanda - comutator pornit | 55 | cerere oferta | S | 1 | 0 | 1 | 0.12 | KG | 92X54X55 | 4015080222491 |  | 292 | ICD | 1
24622 | T0-2-8177/Z | 24622 | Comutatoare Pornit-Oprit cu revenire din | 55 | cerere oferta | S | 1 | 0 | 1 | 0.134 | KG | 128X48X48 | 4015080246220 |  | 292 | ICD | 1
11689 | T0-2-8179/EZ | 11689 | Comutator de comanda - comutator pornit | 55 | cerere oferta | S | 1 | 0 | 1 | 0.124 | KG | 106X48X48 | 4015080116899 |  | 292 | ICD | 1
11694 | T0-2-8181/E | 11694 | Comutator de comanda - comutator pornit | 55 | cerere oferta | S | 1 | 0 | 1 | 0.108 | KG | 86X48X48 | 4015080116943 |  | 292 | ICD | 1
11695 | T0-2-8181/EZ | 11695 | Comutator de comanda - comutator pornit | 55 | cerere oferta | S | 1 | 0 | 1 | 0.124 | KG | 106X48X48 | 4015080116950 |  | 292 | ICD | 1
11700 | T0-2-8182/E | 11700 | Comutator de comanda - comutator pornit | 55 | cerere oferta | S | 1 | 0 | 1 | 0.108 | KG | 86X48X48 | 4015080117001 |  | 292 | ICD | 1
226793 | T0-2-8182/I1 | 226793 | Comutator in trepte (UK) | 55 | cerere oferta | S | 1 | 0 | 1 | 0.264 | KG | 137X80X102 | 4015082267933 |  | 292 | ICD | 1
11706 | T0-2-8202/E | 11706 | Comutator de comanda - comutator pornit | 55 | cerere oferta | S | 1 | 0 | 1 | 0.108 | KG | 86X48X48 | 4015080117063 |  | 292 | ICD | 1
11713 | T0-2-8203/EZ | 11713 | Comutator de comanda - comutator pornit | 55 | cerere oferta | S | 1 | 0 | 1 | 0.124 | KG | 106X48X48 | 4015080117131 |  | 292 | ICD | 1
11718 | T0-2-8206/E | 11718 | Comutator de comanda - comutator pornit | 55 | cerere oferta | S | 1 | 0 | 1 | 0.108 | KG | 86X48X48 | 4015080117186 |  | 292 | ICD | 1
222618 | T0-2-8206/I1 | 222618 | Comutator in trepte (UK) | 55 | cerere oferta | S | 1 | 0 | 1 | 0.264 | KG | 137X80X102 | 4015082226183 |  | 292 | ICD | 1
11724 | T0-2-8207/E | 11724 | Comutator de comanda - comutator pornit | 55 | cerere oferta | S | 1 | 0 | 1 | 0.108 | KG | 86X48X48 | 4015080117247 |  | 292 | ICD | 1
22234 | T0-2-8211/E | 22234 | Inversor de sursa cu pozitie de 0 (Grup/ | 55 | cerere oferta | S | 1 | 0 | 1 | 0.108 | KG | 86X48X48 | 4015080222347 |  | 292 | ICD | 1
53083 | T0-2-8211/EZ | 53083 | Inversor de sursa cu pozitie de 0 (Grup/ | 55 | cerere oferta | S | 1 | 0 | 1 | 0.124 | KG | 106X48X48 | 4015080530831 |  | 292 | ICD | 1
207102 | T0-2-8211/I1 | 207102 | Inversor de sursa cu pozitie de 0 (Grup/ | 55 | cerere oferta | S | 1 | 0 | 1 | 0.264 | KG | 137X80X102 | 4015082071028 |  | 292 | ICD | 1
76813 | T0-2-8211/IVS | 76813 | Inversor de sursa cu pozitie de 0 (Grup/ | 55 | cerere oferta | S | 1 | 0 | 1 | 0.12 | KG | 92X54X55 | 4015080768135 |  | 292 | ICD | 1
11736 | T0-2-8211/XZ | 11736 | Comutator de comanda - comutator pornit | 55 | cerere oferta | S | 1 | 0 | 1 | 0.088 | KG | 58X48X48 | 4015080117360 |  | 292 | ICD | 1
29354 | T0-2-8211/Z | 29354 | Inversor de sursa (Grup/Retea) (UK) | 55 | cerere oferta | S | 1 | 0 | 1 | 0.134 | KG | 128X48X48 | 4015080293545 |  | 292 | ICD | 1
22236 | T0-2-8215/E | 22236 | Inversor de sursa cu pozitie de 0 (Grup/ | 55 | cerere oferta | S | 1 | 0 | 1 | 0.108 | KG | 86X48X48 | 4015080222361 |  | 292 | ICD | 1
81561 | T0-2-8215/EZ | 81561 | Inversor de sursa - cu revenire la 0din | 55 | cerere oferta | S | 1 | 0 | 1 | 0.124 | KG | 106X48X48 | 4015080815617 |  | 292 | ICD | 1
207103 | T0-2-8215/I1 | 207103 | Comutator de comanda - comutator pornit | 55 | cerere oferta | S | 1 | 0 | 1 | 0.264 | KG | 137X80X102 | 4015082071035 |  | 292 | ICD | 1
48340 | T0-2-8215/IVS | 48340 | Inversor de sursa cu revenire la 0 din c | 55 | cerere oferta | S | 1 | 0 | 1 | 0.12 | KG | 92X54X55 | 4015080483403 |  | 292 | ICD | 1
11737 | T0-2-8215/XZ | 11737 | Comutator de comanda - comutator pornit | 55 | cerere oferta | S | 1 | 0 | 1 | 0.088 | KG | 58X48X48 | 4015080117377 |  | 292 | ICD | 1
53093 | T0-2-8215/Z | 53093 | Comutator de comanda - comutator pornit | 55 | cerere oferta | S | 1 | 0 | 1 | 0.134 | KG | 128X48X48 | 4015080530930 |  | 292 | ICD | 1
11738 | T0-2-8219/E | 11738 | Comutator de comanda - comutator pornit | 55 | cerere oferta | S | 1 | 0 | 1 | 0.108 | KG | 86X48X48 | 4015080117384 |  | 292 | ICD | 1
11739 | T0-2-8219/EZ | 11739 | Comutator de comanda - comutator pornit | 55 | cerere oferta | S | 1 | 0 | 1 | 0.124 | KG | 106X48X48 | 4015080117391 |  | 292 | ICD | 1
11741 | T0-2-8219/IVS | 11741 | Comutator de comanda - comutator pornit | 55 | cerere oferta | S | 1 | 0 | 1 | 0.12 | KG | 92X54X55 | 4015080117414 |  | 292 | ICD | 1
38847 | T0-2-8221/E | 38847 | Inversor de sursa - fara pozite de 0 | 55 | cerere oferta | S | 1 | 0 | 1 | 0.108 | KG | 86X48X48 | 4015080388470 |  | 292 | ICD | 1
10372 | T0-2-8221/EZ | 10372 | Inversor de sursa - fara pozite de 0 | 55 | cerere oferta | S | 1 | 0 | 1 | 0.124 | KG | 106X48X48 | 4015080103721 |  | 292 | ICD | 1
207104 | T0-2-8221/I1 | 207104 | Inversor de sursa - fara pozite de 0 | 55 | cerere oferta | S | 1 | 0 | 1 | 0.264 | KG | 137X80X102 | 4015082071042 |  | 292 | ICD | 1
57832 | T0-2-8221/IVS | 57832 | Inversor de sursa - fara pozite de 0 | 55 | cerere oferta | S | 1 | 0 | 1 | 0.12 | KG | 92X54X55 | 4015080578321 |  | 292 | ICD | 1
11744 | T0-2-8221/XZ | 11744 | Comutator de comanda - comutator pornit | 55 | cerere oferta | S | 1 | 0 | 1 | 0.088 | KG | 58X48X48 | 4015080117445 |  | 292 | ICD | 1
74450 | T0-2-8221/Z | 74450 | Inversor de sursa - fara pozite de 0 | 55 | cerere oferta | S | 1 | 0 | 1 | 0.134 | KG | 128X48X48 | 4015080744504 |  | 292 | ICD | 1
11745 | T0-2-8224/E | 11745 | Comutator de comanda - comutator pornit | 55 | cerere oferta | S | 1 | 0 | 1 | 0.108 | KG | 86X48X48 | 4015080117452 |  | 292 | ICD | 1
88685 | T0-2-8230/E | 88685 | Comutator in trepte - fara pozitie de 0 | 55 | cerere oferta | S | 1 | 0 | 1 | 0.108 | KG | 86X48X48 | 4015080886853 |  | 292 | ICD | 1
91058 | T0-2-8230/EZ | 91058 | Comutator de comanda - comutator in trep | 55 | cerere oferta | S | 1 | 0 | 1 | 0.124 | KG | 106X48X48 | 4015080910589 |  | 292 | ICD | 1
207105 | T0-2-8230/I1 | 207105 | Comutator in trepte - fara pozitie de 0 | 55 | cerere oferta | S | 1 | 0 | 1 | 0.264 | KG | 137X80X102 | 4015082071059 |  | 292 | ICD | 1
95804 | T0-2-8230/IVS | 95804 | Comutator de comanda - comutator in trep | 55 | cerere oferta | S | 1 | 0 | 1 | 0.12 | KG | 92X54X55 | 4015080958048 |  | 292 | ICD | 1
11757 | T0-2-8230/XZ | 11757 | Comutator de comanda - comutator pornit | 55 | cerere oferta | S | 1 | 0 | 1 | 0.088 | KG | 58X48X48 | 4015080117575 |  | 292 | ICD | 1
98177 | T0-2-8230/Z | 98177 | Comutator de comanda - comutator in trep | 55 | cerere oferta | S | 1 | 0 | 1 | 0.134 | KG | 128X48X48 | 4015080981770 |  | 292 | ICD | 1
12750 | T0-2-8231/E | 12750 | Comutator in trepte - fara pozitie de 0 | 55 | cerere oferta | S | 1 | 0 | 1 | 0.108 | KG | 86X48X48 | 4015080127505 |  | 292 | ICD | 1
15123 | T0-2-8231/EZ | 15123 | Comutator in trepte - fara pozitie de 0 | 55 | cerere oferta | S | 1 | 0 | 1 | 0.124 | KG | 106X48X48 | 4015080151234 |  | 292 | ICD | 1
207106 | T0-2-8231/I1 | 207106 | Comutator de comanda - comutator pornit | 55 | cerere oferta | S | 1 | 0 | 1 | 0.264 | KG | 137X80X102 | 4015082071066 |  | 292 | ICD | 1
19869 | T0-2-8231/IVS | 19869 | Comutator in trepte - fara pozitie de 0 | 55 | cerere oferta | S | 1 | 0 | 1 | 0.12 | KG | 92X54X55 | 4015080198697 |  | 292 | ICD | 1
22242 | T0-2-8231/Z | 22242 | Comutator de comanda (UK) | 55 | cerere oferta | S | 1 | 0 | 1 | 0.134 | KG | 128X48X48 | 4015080222422 |  | 292 | ICD | 1
50716 | T0-2-8241/E | 50716 | Comutator in trepte - cu pozitie de 0 | 55 | cerere oferta | S | 1 | 0 | 1 | 0.108 | KG | 86X48X48 | 4015080507161 |  | 292 | ICD | 1
53089 | T0-2-8241/EZ | 53089 | Comutator in trepte - cu pozitie de 0 | 55 | cerere oferta | S | 1 | 0 | 1 | 0.124 | KG | 106X48X48 | 4015080530893 |  | 292 | ICD | 1
207107 | T0-2-8241/I1 | 207107 | Comutator in trepte - cu pozitie de 0 | 55 | cerere oferta | S | 1 | 0 | 1 | 0.264 | KG | 137X80X102 | 4015082071073 |  | 292 | ICD | 1
57835 | T0-2-8241/IVS | 57835 | Comutator in trepte - cu pozitie de 0 | 55 | cerere oferta | S | 1 | 0 | 1 | 0.12 | KG | 92X54X55 | 4015080578352 |  | 292 | ICD | 1
11759 | T0-2-8241/XZ | 11759 | Comutator de comanda - comutator pornit | 55 | cerere oferta | S | 1 | 0 | 1 | 0.088 | KG | 58X48X48 | 4015080117599 |  | 292 | ICD | 1
62581 | T0-2-8241/Z | 62581 | Comutator in trepte (UK) | 55 | cerere oferta | S | 1 | 0 | 1 | 0.134 | KG | 128X48X48 | 4015080625810 |  | 292 | ICD | 1
67327 | T0-2-8242/E | 67327 | Comutator in trepte - cu pozitie de 0 | 55 | cerere oferta | S | 1 | 0 | 1 | 0.108 | KG | 86X48X48 | 4015080673279 |  | 292 | ICD | 1
69700 | T0-2-8242/EZ | 69700 | Comutator in trepte - cu pozitie de 0 | 55 | cerere oferta | S | 1 | 0 | 1 | 0.124 | KG | 106X48X48 | 4015080697008 |  | 292 | ICD | 1
207108 | T0-2-8242/I1 | 207108 | Comutator de comanda - comutator pornit | 55 | cerere oferta | S | 1 | 0 | 1 | 0.264 | KG | 138X83X115 | 4015082071080 |  | 292 | ICD | 1
74446 | T0-2-8242/IVS | 74446 | Comutator in trepte - cu pozitie de 0 | 55 | cerere oferta | S | 1 | 0 | 1 | 0.12 | KG | 92X54X55 | 4015080744467 |  | 292 | ICD | 1
11760 | T0-2-8242/XZ | 11760 | Comutator de comanda - comutator pornit | 55 | cerere oferta | S | 1 | 0 | 1 | 0.088 | KG | 58X48X48 | 4015080117605 |  | 292 | ICD | 1
76819 | T0-2-8242/Z | 76819 | Comutator in trepte (UK) | 55 | cerere oferta | S | 1 | 0 | 1 | 0.134 | KG | 128X48X48 | 4015080768197 |  | 292 | ICD | 1
11761 | T0-2-8260/E | 11761 | Comutator de comanda - comutator pornit | 55 | cerere oferta | S | 1 | 0 | 1 | 0.108 | KG | 86X48X48 | 4015080117612 |  | 292 | ICD | 1
11762 | T0-2-8260/EZ | 11762 | Comutator de comanda - comutator pornit | 55 | cerere oferta | S | 1 | 0 | 1 | 0.124 | KG | 106X48X48 | 4015080117629 |  | 292 | ICD | 1
222619 | T0-2-8260/I1 | 222619 | Comutator in trepte (UK) | 55 | cerere oferta | S | 1 | 0 | 1 | 0.264 | KG | 137X80X102 | 4015082226190 |  | 292 | ICD | 1
11764 | T0-2-8260/IVS | 11764 | Comutator de comanda - comutator pornit | 55 | cerere oferta | S | 1 | 0 | 1 | 0.12 | KG | 92X54X55 | 4015080117643 |  | 292 | ICD | 1
11765 | T0-2-8260/XZ | 11765 | Comutator de comanda - comutator pornit | 55 | cerere oferta | S | 1 | 0 | 1 | 0.088 | KG | 58X48X48 | 4015080117650 |  | 292 | ICD | 1
11780 | T0-2-8296/E | 11780 | Comutator de comanda - comutator pornit | 55 | cerere oferta | S | 1 | 0 | 1 | 0.108 | KG | 86X48X48 | 4015080117803 |  | 292 | ICD | 1
11783 | T0-2-8296/IVS | 11783 | Comutator de comanda - comutator pornit | 55 | cerere oferta | S | 1 | 0 | 1 | 0.12 | KG | 92X54X55 | 4015080117834 |  | 292 | ICD | 1
11786 | T0-2-8311/E | 11786 | Comutator de comanda - comutator pornit | 55 | cerere oferta | S | 1 | 0 | 1 | 0.108 | KG | 86X48X48 | 4015080117865 |  | 292 | ICD | 1
218974 | T0-2-8311/I1 | 218974 | Comutator in trepte (UK) | 55 | cerere oferta | S | 1 | 0 | 1 | 0.264 | KG | 137X80X102 | 4015082189747 |  | 292 | ICD | 1
11789 | T0-2-8311/IVS | 11789 | Comutator de comanda - comutator pornit | 55 | cerere oferta | S | 1 | 0 | 1 | 0.12 | KG | 92X54X55 | 4015080117896 |  | 292 | ICD | 1
11791 | T0-2-8311/Z | 11791 | Comutator de comanda - comutator pornit | 55 | cerere oferta | S | 1 | 0 | 1 | 0.134 | KG | 128X48X48 | 4015080117919 |  | 292 | ICD | 1
11792 | T0-2-8312/E | 11792 | Comutator de comanda - comutator pornit | 55 | cerere oferta | S | 1 | 0 | 1 | 0.108 | KG | 86X48X48 | 4015080117926 |  | 292 | ICD | 1
11793 | T0-2-8312/EZ | 11793 | Comutator de comanda - comutator pornit | 55 | cerere oferta | S | 1 | 0 | 1 | 0.124 | KG | 106X48X48 | 4015080117933 |  | 292 | ICD | 1
222620 | T0-2-8312/I1 | 222620 | Comutator in trepte (UK) | 55 | cerere oferta | S | 1 | 0 | 1 | 0.264 | KG | 137X80X102 | 4015082226206 |  | 292 | ICD | 1
11798 | T0-2-8316/E | 11798 | Comutator de comanda - comutator pornit | 55 | cerere oferta | S | 1 | 0 | 1 | 0.108 | KG | 86X48X48 | 4015080117988 |  | 292 | ICD | 1
11802 | T0-2-8316/XZ | 11802 | Comutator de comanda - comutator pornit | 55 | cerere oferta | S | 1 | 0 | 1 | 0.088 | KG | 58X48X48 | 4015080118022 |  | 292 | ICD | 1
11803 | T0-2-8316/Z | 11803 | Comutator de comanda - comutator pornit | 55 | cerere oferta | S | 1 | 0 | 1 | 0.134 | KG | 128X48X48 | 4015080118039 |  | 292 | ICD | 1
11804 | T0-2-8324/E | 11804 | Comutator de comanda - comutator pornit | 55 | cerere oferta | S | 1 | 0 | 1 | 0.108 | KG | 86X48X48 | 4015080118046 |  | 292 | ICD | 1
98847 | T0-2-8324/EA/SVB | 98847 | Comutator de comanda - comutator pornit | 55 | cerere oferta | S | 1 | 0 | 1 | 0.142 | KG | 111X65X74 | 4015080988472 |  | 292 | ICD | 1
11805 | T0-2-8324/EZ | 11805 | Comutator de comanda - comutator pornit | 55 | cerere oferta | S | 1 | 0 | 1 | 0.124 | KG | 106X48X48 | 4015080118053 |  | 292 | ICD | 1
218978 | T0-2-8324/I1/SVB | 218978 | Intreruptor principal (UK) | 55 | cerere oferta | S | 1 | 0 | 1 | 0.3 | KG | 137X80X110 | 4015082189785 |  | 292 | ICD | 1
218979 | T0-2-8324/I1/SVB-SW | 218979 | Intreruptor principal (UK) | 55 | cerere oferta | S | 1 | 0 | 1 | 0.3 | KG | 137X80X110 | 4015082189792 |  | 292 | ICD | 1
11807 | T0-2-8324/IVS | 11807 | Comutator de comanda - comutator pornit | 55 | cerere oferta | S | 1 | 0 | 1 | 0.12 | KG | 92X54X55 | 4015080118077 |  | 292 | ICD | 1
98841 | T0-2-8324/V/SVB | 98841 | Comutator de comanda - comutator pornit | 55 | cerere oferta | S | 1 | 0 | 1 | 0.158 | KG | 128X65X74 | 4015080988410 |  | 292 | ICD | 1
98840 | T0-2-8324/V/SVB-SW | 98840 | Comutator de comanda - comutator pornit | 55 | cerere oferta | S | 1 | 0 | 1 | 0.158 | KG | 128X65X74 | 4015080988403 |  | 292 | ICD | 1
11810 | T0-2-8331/E | 11810 | Comutator de comanda - comutator pornit | 55 | cerere oferta | S | 1 | 0 | 1 | 0.108 | KG | 86X48X48 | 4015080118107 |  | 292 | ICD | 1
11814 | T0-2-8331/XZ | 11814 | Comutator de comanda - comutator pornit | 55 | cerere oferta | S | 1 | 0 | 1 | 0.088 | KG | 58X48X48 | 4015080118145 |  | 292 | ICD | 1
11816 | T0-2-8340/E | 11816 | Comutator de comanda - comutator pornit | 55 | cerere oferta | S | 1 | 0 | 1 | 0.108 | KG | 86X48X48 | 4015080118169 |  | 292 | ICD | 1
53079 | T0-2-8400/E | 53079 | Inversor de sens cu pozitie de 0 (fara r | 55 | cerere oferta | S | 1 | 0 | 1 | 0.108 | KG | 86X48X48 | 4015080530794 |  | 292 | ICD | 1
55452 | T0-2-8400/EZ | 55452 | Inversor de sens cu pozitie de 0 (fara r | 55 | cerere oferta | S | 1 | 0 | 1 | 0.124 | KG | 106X48X48 | 4015080554523 |  | 292 | ICD | 1
207111 | T0-2-8400/I1 | 207111 | Inversor de sens cu pozitie de 0 (fara r | 55 | cerere oferta | S | 1 | 0 | 1 | 0.264 | KG | 137X80X102 | 4015082071110 |  | 292 | ICD | 1
60198 | T0-2-8400/IVS | 60198 | Inversor de sens cu pozitie de 0 (fara r | 55 | cerere oferta | S | 1 | 0 | 1 | 0.12 | KG | 92X54X55 | 4015080601982 |  | 292 | ICD | 1
11822 | T0-2-8400/XZ | 11822 | Comutator de comanda - comutator pornit | 55 | cerere oferta | S | 1 | 0 | 1 | 0.088 | KG | 58X48X48 | 4015080118220 |  | 292 | ICD | 1
62571 | T0-2-8400/Z | 62571 | Comutator de comanda - comutator pornit | 55 | cerere oferta | S | 1 | 0 | 1 | 0.134 | KG | 128X48X48 | 4015080625711 |  | 292 | ICD | 1
11823 | T0-2-8425/E | 11823 | Comutator de comanda - comutator pornit | 55 | cerere oferta | S | 1 | 0 | 1 | 0.108 | KG | 86X48X48 | 4015080118237 |  | 292 | ICD | 1
222623 | T0-2-8425/I1 | 222623 | Comutator in trepte (UK) | 55 | cerere oferta | S | 1 | 0 | 1 | 0.264 | KG | 137X80X102 | 4015082226237 |  | 292 | ICD | 1
11828 | T0-2-8425/Z | 11828 | Comutator de comanda - comutator pornit | 55 | cerere oferta | S | 1 | 0 | 1 | 0.134 | KG | 128X48X48 | 4015080118282 |  | 292 | ICD | 1
11848 | T0-2-8517/EZ | 11848 | Comutator de comanda - comutator pornit | 55 | cerere oferta | S | 1 | 0 | 1 | 0.124 | KG | 106X48X48 | 4015080118480 |  | 292 | ICD | 1
11859 | T0-2-8527/E | 11859 | Comutator de comanda - comutator pornit | 55 | cerere oferta | S | 1 | 0 | 1 | 0.108 | KG | 86X48X48 | 4015080118596 |  | 292 | ICD | 1
11860 | T0-2-8527/EZ | 11860 | Comutator de comanda - comutator pornit | 55 | cerere oferta | S | 1 | 0 | 1 | 0.124 | KG | 106X48X48 | 4015080118602 |  | 292 | ICD | 1
11937 | T0-2-8537/E | 11937 | Comutator de comanda - comutator pornit | 55 | cerere oferta | S | 1 | 0 | 1 | 0.108 | KG | 86X48X48 | 4015080119371 |  | 292 | ICD | 1
12165 | T0-2-8711/IVS | 12165 | Comutator de comanda - comutator pornit | 55 | cerere oferta | S | 1 | 0 | 1 | 0.12 | KG | 92X54X55 | 4015080121657 |  | 292 | ICD | 1
12217 | T0-2-8871/XZ | 12217 | Comutator de comanda - comutator pornit | 55 | cerere oferta | S | 1 | 0 | 1 | 0.088 | KG | 58X48X48 | 4015080122173 |  | 292 | ICD | 1
207398 | T0-2-8900/E | 207398 | Intreruptor pornit oprit | 55 | cerere oferta | S | 1 | 0 | 1 | 0.108 | KG | 86X48X48 | 4015082073985 |  | 292 | ICD | 1
226891 | T0-2-8900/E/SVB+ZFS61/62 | 226891 | Comutator in trepte (UK) | 55 | cerere oferta | S | 1 | 0 | 1 | 0.175 | KG | 111X65X74 | 4015082268916 |  | 292 | ICD | 1
207400 | T0-2-8900/EA/SVB | 207400 | Intreruptor principal - oprire de urgent | 55 | cerere oferta | S | 1 | 0 | 1 | 0.142 | KG | 111X65X74 | 4015082074005 |  | 292 | ICD | 1
207401 | T0-2-8900/EA/SVB-SW | 207401 | Intreruptor de sarcina / Intreruptor pri | 55 | cerere oferta | S | 1 | 0 | 1 | 0.142 | KG | 111X65X74 | 4015082074012 |  | 292 | ICD | 1
207399 | T0-2-8900/E-RT | 207399 | Intreruptor principal - oprire de urgent | 55 | cerere oferta | S | 1 | 0 | 1 | 0.108 | KG | 86X48X48 | 4015082073992 |  | 292 | ICD | 1
207402 | T0-2-8900/EZ | 207402 | Intreruptor principal / Intreruptor porn | 55 | cerere oferta | S | 1 | 0 | 1 | 0.124 | KG | 106X48X48 | 4015082074029 |  | 292 | ICD | 1
207109 | T0-2-8900/I1 | 207109 | Comutator de comanda - comutator pornit | 55 | cerere oferta | S | 1 | 0 | 1 | 0.264 | KG | 137X80X102 | 4015082071097 |  | 292 | ICD | 1
207151 | T0-2-8900/I1/SVB | 207151 | Intreruptor principal - oprire de urgent | 55 | cerere oferta | S | 1 | 0 | 1 | 0.361 | KG | 137X80X110 | 4015082071516 |  | 292 | ICD | 1
207152 | T0-2-8900/I1/SVB-SW | 207152 | Intreruptor de sarcina / Intreruptor pri | 55 | cerere oferta | S | 1 | 0 | 1 | 0.3 | KG | 137X80X110 | 4015082071523 |  | 292 | ICD | 1
207110 | T0-2-8900/I1-RT | 207110 | Comutator de comanda - comutator pornit | 55 | cerere oferta | S | 1 | 0 | 1 | 0.264 | KG | 137X80X102 | 4015082071103 |  | 292 | ICD | 1
207403 | T0-2-8900/IVS | 207403 | Intreruptor principal / Intreruptor porn | 55 | cerere oferta | S | 1 | 0 | 1 | 0.12 | KG | 92X54X55 | 4015082074036 |  | 292 | ICD | 1
207404 | T0-2-8900/IVS-RT | 207404 | Intreruptor principal / Intreruptor porn | 55 | cerere oferta | S | 1 | 0 | 1 | 0.12 | KG | 92X54X55 | 4015082074043 |  | 292 | ICD | 1
207405 | T0-2-8900/V/SVB | 207405 | Intreruptor principal - oprire de urgent | 55 | cerere oferta | S | 1 | 0 | 1 | 0.158 | KG | 128X65X74 | 4015082074050 |  | 292 | ICD | 1
207406 | T0-2-8900/V/SVB-SW | 207406 | Intreruptor principal - blocare pe pozit | 55 | cerere oferta | S | 1 | 0 | 1 | 0.158 | KG | 128X65X74 | 4015082074067 |  | 292 | ICD | 1
226093 | T0-2-8900/XZ | 226093 | Comutator in trepte (UK) | 55 | cerere oferta | S | 1 | 0 | 1 | 0.088 | KG | 58X48X8 | 4015082260934 |  | 292 | ICD | 1
207407 | T0-2-8900/Z | 207407 | Intreruptor principal / Intreruptor porn | 55 | cerere oferta | S | 1 | 0 | 1 | 0.134 | KG | 128X48X48 | 4015082074074 |  | 292 | ICD | 1
12219 | T0-2-92/E | 12219 | Comutator de comanda - comutator pornit | 55 | cerere oferta | S | 1 | 0 | 1 | 0.108 | KG | 86X48X48 | 4015080122197 |  | 292 | ICD | 1
12220 | T0-2-92/EZ | 12220 | Comutator de comanda - comutator pornit | 55 | cerere oferta | S | 1 | 0 | 1 | 0.124 | KG | 106X48X48 | 4015080122203 |  | 292 | ICD | 1
222626 | T0-2-92/I1 | 222626 | Comutator in trepte (UK) | 55 | cerere oferta | S | 1 | 0 | 1 | 0.264 | KG | 137X80X102 | 4015082226268 |  | 292 | ICD | 1
12226 | T0-2-94/E | 12226 | Comutator de comanda - comutator pornit | 55 | cerere oferta | S | 1 | 0 | 1 | 0.108 | KG | 86X48X48 | 4015080122265 |  | 292 | ICD | 1
12233 | T0-2-95/E | 12233 | Comutator de comanda - comutator pornit | 55 | cerere oferta | S | 1 | 0 | 1 | 0.108 | KG | 86X48X48 | 4015080122333 |  | 292 | ICD | 1
222470 | T0-2-95/I1 | 222470 | Comutator in trepte (UK) | 55 | cerere oferta | S | 1 | 0 | 1 | 0.264 | KG | 98X80X100 | 4015082224707 |  | 292 | ICD | 1
12237 | T0-2-95/IVS | 12237 | Comutator de comanda - comutator pornit | 55 | cerere oferta | S | 1 | 0 | 1 | 0.12 | KG | 92X54X55 | 4015080122371 |  | 292 | ICD | 1
12240 | T0-2-96/E | 12240 | Comutator de comanda - comutator pornit | 55 | cerere oferta | S | 1 | 0 | 1 | 0.108 | KG | 86X48X48 | 4015080122401 |  | 292 | ICD | 1
222628 | T0-2-96/I1 | 222628 | Comutator in trepte (UK) | 55 | cerere oferta | S | 1 | 0 | 1 | 0.264 | KG | 137X80X102 | 4015082226282 |  | 292 | ICD | 1
12244 | T0-2-96/IVS | 12244 | Comutator de comanda - comutator pornit | 55 | cerere oferta | S | 1 | 0 | 1 | 0.12 | KG | 92X54X55 | 4015080122449 |  | 292 | ICD | 1
12245 | T0-2-96/XZ | 12245 | Comutator de comanda - comutator pornit | 55 | cerere oferta | S | 1 | 0 | 1 | 0.088 | KG | 58X48X8 | 4015080122456 |  | 292 | ICD | 1
12246 | T0-2-96/Z | 12246 | Comutator de comanda - comutator pornit | 55 | cerere oferta | S | 1 | 0 | 1 | 0.134 | KG | 28X48X48 | 4015080122463 |  | 292 | ICD | 1
12247 | T0-2-99/E | 12247 | Comutator de comanda | 55 | cerere oferta | S | 1 | 0 | 1 | 0.108 | KG | 86X48X48 | 4015080122470 |  | 292 | ICD | 1
12248 | T0-2-99/EZ | 12248 | Comutator de comanda - comutator pornit | 55 | cerere oferta | S | 1 | 0 | 1 | 0.124 | KG | 106X48X48 | 4015080122487 |  | 292 | ICD | 1
12251 | T0-2-99/IVS | 12251 | Comutator de comanda - comutator pornit | 55 | cerere oferta | S | 1 | 0 | 1 | 0.12 | KG | 92X54X55 | 4015080122517 |  | 292 | ICD | 1
12253 | T0-2-99/Z | 12253 | Comutator de comanda | 55 | cerere oferta | S | 1 | 0 | 1 | 0.134 | KG | 128X48X48 | 4015080122531 |  | 292 | ICD | 1
907766 | T0-2-SOND*/E | 907766 | Comutator in trepte (UK) | 55 | cerere oferta | N | 1 | 0 | 1 | 0.108 | KG | 86X48X48 | 1002680 |  | 292 | ICD | 1
907777 | T0-2-SOND*/EA/SVB | 907777 | Comutator in trepte (UK) | 55 | cerere oferta | N | 1 | 0 | 1 | 0.142 | KG | 111X65X74 | 1002106 |  | 292 | ICD | 1
908044 | T0-2-SOND*/EA/SVB-SW | 908044 | Comutator in trepte (UK) | 55 | cerere oferta | N | 1 | 0 | 1 | 0.142 | KG | 111X65X74 | 1001896 |  | 292 | ICD | 1
907788 | T0-2-SOND*/EZ | 907788 | Comutator in trepte (UK) | 55 | cerere oferta | N | 1 | 0 | 1 | 0.124 | KG | 106X48X48 | 1002102 |  | 292 | ICD | 1
908033 | T0-2-SOND*/EZ/OFS | 908033 | Comutator in trepte (UK) | 55 | cerere oferta | N | 1 | 0 | 1 | 0.157 | KG | 106X48X48 | 1004081 |  | 292 | ICD | 1
207483 | T0-2-SOND*/I1 | 207483 | Comutator in trepte (UK) | 55 | cerere oferta | N | 1 | 0 | 1 | 0.264 | KG | 137X80X102 | 1001752 |  | 292 | ICD | 1
207484 | T0-2-SOND*/I1/SVB | 207484 | Comutator in trepte (UK) | 55 | cerere oferta | N | 1 | 0 | 1 | 0.3 | KG | 137X80X110 | 1002498 |  | 292 | ICD | 1
207485 | T0-2-SOND*/I1/SVB-SW | 207485 | Comutator in trepte (UK) | 55 | cerere oferta | N | 1 | 0 | 1 | 0.3 | KG | 137X80X110 | 1002497 |  | 292 | ICD | 1
907807 | T0-2-SOND*/IVS | 907807 | Comutator in trepte (UK) | 55 | cerere oferta | N | 1 | 0 | 1 | 0.12 | KG | 92X54X55 | 1002091 |  | 292 | ICD | 1
907818 | T0-2-SOND*/V/SVB | 907818 | Comutator in trepte (UK) | 55 | cerere oferta | N | 1 | 0 | 1 | 0.158 | KG | 128X65X74 | 1002080 |  | 292 | ICD | 1
908055 | T0-2-SOND*/V/SVB-SW | 908055 | Comutator in trepte (UK) | 55 | cerere oferta | N | 1 | 0 | 1 | 0.158 | KG | 128X65X74 | 1001892 |  | 292 | ICD | 1
907829 | T0-2-SOND*/XZ | 907829 | Comutator in trepte (UK) | 55 | cerere oferta | N | 1 | 0 | 1 | 0.55 | KG | 58X48X48 | 1004125 |  | 292 | ICD | 1
907840 | T0-2-SOND*/Z | 907840 | Comutator in trepte (UK) | 55 | cerere oferta | N | 1 | 0 | 1 | 0.134 | KG | 128X48X48 | 1002065 |  | 292 | ICD | 1
12254 | T0-3-115/E | 12254 | Comutator de comanda - comutator pornit | 55 | cerere oferta | S | 1 | 0 | 1 | 0.132 | KG | 95X48X48 | 4015080122548 |  | 292 | ICD | 1
12258 | T0-3-115/IVS | 12258 | Comutator de comanda - comutator pornit | 55 | cerere oferta | S | 1 | 0 | 1 | 0.155 | KG | 101X54X55 | 4015080122586 |  | 292 | ICD | 1
12263 | T0-3-12/EA/SVB | 12263 | Comutator de comanda - comutator pornit | 55 | cerere oferta | S | 1 | 0 | 1 | 0.166 | KG | 120X65X74 | 4015080122630 |  | 292 | ICD | 1
12271 | T0-3-12/V/SVB | 12271 | Comutator de comanda - comutator pornit | 55 | cerere oferta | S | 1 | 0 | 1 | 0.158 | KG | 137X65X74 | 4015080122715 |  | 292 | ICD | 1
12273 | T0-3-12/Z | 12273 | Comutator de comanda - comutator pornit | 55 | cerere oferta | S | 1 | 0 | 1 | 0.163 | KG | 137X48X48 | 4015080122739 |  | 292 | ICD | 1
12274 | T0-3-123/E | 12274 | Comutator de comanda cu revenire (UK) | 55 | cerere oferta | S | 1 | 0 | 1 | 0.127 | KG | 95X48X48 | 4015080122746 |  | 292 | ICD | 1
12275 | T0-3-123/EZ | 12275 | Comutator de comanda - comutator pornit | 55 | cerere oferta | S | 1 | 0 | 1 | 0.153 | KG | 115X48X48 | 4015080122753 |  | 292 | ICD | 1
222632 | T0-3-123/I1 | 222632 | Comutator in trepte (UK) | 55 | cerere oferta | S | 1 | 0 | 1 | 0.288 | KG | 137X80X122 | 4015082226329 |  | 292 | ICD | 1
12280 | T0-3-123/Z | 12280 | Comutator de comanda - comutator pornit | 55 | cerere oferta | S | 1 | 0 | 1 | 0.163 | KG | 137X48X48 | 4015080122807 |  | 292 | ICD | 1
12294 | T0-3-136/E | 12294 | Comutator de comanda - comutator pornit | 55 | cerere oferta | S | 1 | 0 | 1 | 0.127 | KG | 95X48X48 | 4015080122944 |  | 292 | ICD | 1
12301 | T0-3-144/E | 12301 | Comutator de comanda - comutator pornit | 55 | cerere oferta | S | 1 | 0 | 1 | 0.127 | KG | 95X48X48 | 4015080123019 |  | 292 | ICD | 1
12302 | T0-3-144/EZ | 12302 | Comutator de comanda - comutator pornit | 55 | cerere oferta | S | 1 | 0 | 1 | 0.153 | KG | 115X48X48 | 4015080123026 |  | 292 | ICD | 1
12306 | T0-3-144/XZ | 12306 | Comutator de comanda - comutator pornit | 55 | cerere oferta | S | 1 | 0 | 1 | 0.119 | KG | 67X48X48 | 4015080123064 |  | 292 | ICD | 1
12308 | T0-3-145/E | 12308 | Comutator de comanda - comutator pornit | 55 | cerere oferta | S | 1 | 0 | 1 | 0.127 | KG | 95X48X48 | 4015080123088 |  | 292 | ICD | 1
12309 | T0-3-145/EZ | 12309 | Comutator de comanda - comutator pornit | 55 | cerere oferta | S | 1 | 0 | 1 | 0.153 | KG | 115X48X48 | 4015080123095 |  | 292 | ICD | 1
12315 | T0-3-15/E | 12315 | Comutator de comanda - comutator pornit | 55 | cerere oferta | S | 1 | 0 | 1 | 0.127 | KG | 95X48X48 | 4015080123156 |  | 292 | ICD | 1
12331 | T0-3-150/E | 12331 | Comutator in trepte (UK) | 55 | cerere oferta | S | 1 | 0 | 1 | 0.127 | KG | 95X48X48 | 4015080123316 |  | 292 | ICD | 1
12380 | T0-3-150/EZ | 12380 | Comutator de comanda - comutator pornit | 55 | cerere oferta | S | 1 | 0 | 1 | 0.153 | KG | 115X48X48 | 4015080123804 |  | 292 | ICD | 1
12383 | T0-3-150/IVS | 12383 | Comutator de comanda - comutator pornit | 55 | cerere oferta | S | 1 | 0 | 1 | 0.155 | KG | 101X54X55 | 4015080123835 |  | 292 | ICD | 1
12406 | T0-3-15005/E | 12406 | Comutator de comanda - comutator pornit | 55 | cerere oferta | S | 1 | 0 | 1 | 0.127 | KG | 95X48X48 | 4015080124061 |  | 292 | ICD | 1
12407 | T0-3-15005/EZ | 12407 | Comutator de comanda - comutator pornit | 55 | cerere oferta | S | 1 | 0 | 1 | 0.153 | KG | 115X48X48 | 4015080124078 |  | 292 | ICD | 1
12416 | T0-3-15006/E | 12416 | Comutator de comanda - comutator pornit | 55 | cerere oferta | S | 1 | 0 | 1 | 0.127 | KG | 95X48X48 | 4015080124160 |  | 292 | ICD | 1
12525 | T0-3-15010/E | 12525 | Comutator de comanda - comutator pornit | 55 | cerere oferta | S | 1 | 0 | 1 | 0.127 | KG | 95X48X48 | 4015080125259 |  | 292 | ICD | 1
12580 | T0-3-15016/EZ | 12580 | Comutator de comanda - comutator pornit | 55 | cerere oferta | S | 1 | 0 | 1 | 0.153 | KG | 115X48X48 | 4015080125808 |  | 292 | ICD | 1
12582 | T0-3-15016/IVS | 12582 | Comutator de comanda - comutator pornit | 55 | cerere oferta | S | 1 | 0 | 1 | 0.155 | KG | 101X54X55 | 4015080125822 |  | 292 | ICD | 1
12604 | T0-3-15026/E | 12604 | Comutator de comanda - comutator pornit | 55 | cerere oferta | S | 1 | 0 | 1 | 0.127 | KG | 95X48X48 | 4015080126041 |  | 292 | ICD | 1
12634 | T0-3-15027/EZ | 12634 | Comutator de comanda - comutator pornit | 55 | cerere oferta | S | 1 | 0 | 1 | 0.153 | KG | 115X48X48 | 4015080126348 |  | 292 | ICD | 1
12664 | T0-3-15030/E | 12664 | Comutator de comanda - comutator pornit | 55 | cerere oferta | S | 1 | 0 | 1 | 0.127 | KG | 95X48X48 | 4015080126645 |  | 292 | ICD | 1
12665 | T0-3-15030/EZ | 12665 | Comutator de comanda - comutator pornit | 55 | cerere oferta | S | 1 | 0 | 1 | 0.153 | KG | 115X48X48 | 4015080126652 |  | 292 | ICD | 1
12833 | T0-3-15053/E | 12833 | Comutator de comanda - comutator pornit | 55 | cerere oferta | S | 1 | 0 | 1 | 0.127 | KG | 95X48X48 | 4015080128335 |  | 292 | ICD | 1
221111 | T0-3-15053/I1 | 221111 | Comutator in trepte (UK) | 55 | cerere oferta | S | 1 | 0 | 1 | 0.288 | KG | 137X80X122 | 4015082211110 |  | 292 | ICD | 1
12838 | T0-3-15053/Z | 12838 | Comutator de comanda - comutator pornit | 55 | cerere oferta | S | 1 | 0 | 1 | 0.163 | KG | 137X48X48 | 4015080128380 |  | 292 | ICD | 1
12871 | T0-3-15064/Z | 12871 | Comutator de comanda - comutator pornit | 55 | cerere oferta | S | 1 | 0 | 1 | 0.163 | KG | 137X48X48 | 4015080128717 |  | 292 | ICD | 1
12897 | T0-3-15069/E | 12897 | Comutator de comanda - comutator pornit | 55 | cerere oferta | S | 1 | 0 | 1 | 0.127 | KG | 95X48X48 | 4015080128977 |  | 292 | ICD | 1
12898 | T0-3-15069/EZ | 12898 | Comutator de comanda - comutator pornit | 55 | cerere oferta | S | 1 | 0 | 1 | 0.153 | KG | 115X48X48 | 4015080128984 |  | 292 | ICD | 1
222639 | T0-3-15069/I1 | 222639 | Comutator in trepte (UK) | 55 | cerere oferta | S | 1 | 0 | 1 | 0.288 | KG | 137X80X122 | 4015082226398 |  | 292 | ICD | 1
12909 | T0-3-15098/E | 12909 | Comutator de comanda - comutator pornit | 55 | cerere oferta | S | 1 | 0 | 1 | 0.127 | KG | 95X48X48 | 4015080129097 |  | 292 | ICD | 1
12910 | T0-3-15098/EZ | 12910 | Comutator de comanda - comutator pornit | 55 | cerere oferta | S | 1 | 0 | 1 | 0.153 | KG | 115X48X48 | 4015080129103 |  | 292 | ICD | 1
12915 | T0-3-151/E | 12915 | Comutator de comanda - comutator pornit | 55 | cerere oferta | S | 1 | 0 | 1 | 0.127 | KG | 95X48X48 | 4015080129158 |  | 292 | ICD | 1
12916 | T0-3-151/EZ | 12916 | Comutator de comanda - comutator pornit | 55 | cerere oferta | S | 1 | 0 | 1 | 0.153 | KG | 115X48X48 | 4015080129165 |  | 292 | ICD | 1
222640 | T0-3-151/I1 | 222640 | Comutator in trepte (UK) | 55 | cerere oferta | S | 1 | 0 | 1 | 0.288 | KG | 137X80X122 | 4015082226404 |  | 292 | ICD | 1
24623 | T0-3-15115/E | 24623 | Comutator de comanda - comutator pornit | 55 | cerere oferta | S | 1 | 0 | 1 | 0.127 | KG | 95X48X48 | 4015080246237 |  | 292 | ICD | 1
26996 | T0-3-15115/EZ | 26996 | Comutator de comanda - comutator pornit | 55 | cerere oferta | S | 1 | 0 | 1 | 0.153 | KG | 115X48X48 | 4015080269960 |  | 292 | ICD | 1
222641 | T0-3-15115/I1 | 222641 | Comutator in trepte (UK) | 55 | cerere oferta | S | 1 | 0 | 1 | 0.288 | KG | 137X80X122 | 4015082226411 |  | 292 | ICD | 1
12929 | T0-3-15122/E | 12929 | Comutator de comanda - comutator pornit | 55 | cerere oferta | S | 1 | 0 | 1 | 0.127 | KG | 95X48X48 | 4015080129295 |  | 292 | ICD | 1
12938 | T0-3-15123/IVS | 12938 | Comutator de comanda - comutator pornit | 55 | cerere oferta | S | 1 | 0 | 1 | 0.155 | KG | 101X54X55 | 4015080129387 |  | 292 | ICD | 1
12947 | T0-3-15131/E | 12947 | Comutator in trepte (UK) | 55 | cerere oferta | S | 1 | 0 | 1 | 0.127 | KG | 95X48X48 | 4015080129479 |  | 292 | ICD | 1
12948 | T0-3-15131/EZ | 12948 | Comutator in trepte (UK) | 55 | cerere oferta | S | 1 | 0 | 1 | 0.153 | KG | 115X48X48 | 4015080129486 |  | 292 | ICD | 1
222481 | T0-3-15131/I1 | 222481 | Comutator in trepte (UK) | 55 | cerere oferta | S | 1 | 0 | 1 | 0.288 | KG | 137X80X122 | 4015082224813 |  | 292 | ICD | 1
12950 | T0-3-15131/IVS | 12950 | Comutator de comanda - comutator pornit | 55 | cerere oferta | S | 1 | 0 | 1 | 0.155 | KG | 101X54X55 | 4015080129509 |  | 292 | ICD | 1
12953 | T0-3-15137/E | 12953 | Comutator in trepte (UK) | 55 | cerere oferta | S | 1 | 0 | 1 | 0.127 | KG | 95X48X48 | 4015080129530 |  | 292 | ICD | 1
12954 | T0-3-15137/EZ | 12954 | Comutator de comanda - comutator pornit | 55 | cerere oferta | S | 1 | 0 | 1 | 0.153 | KG | 115X48X48 | 4015080129547 |  | 292 | ICD | 1
222644 | T0-3-15137/I1 | 222644 | Comutator in trepte (UK) | 55 | cerere oferta | S | 1 | 0 | 1 | 0.288 | KG | 137X80X122 | 4015082226442 |  | 292 | ICD | 1
12956 | T0-3-15137/IVS | 12956 | Comutator de comanda - comutator pornit | 55 | cerere oferta | S | 1 | 0 | 1 | 0.155 | KG | 101X54X55 | 4015080129561 |  | 292 | ICD | 1
12957 | T0-3-15137/XZ | 12957 | Comutator de comanda - comutator pornit | 55 | cerere oferta | S | 1 | 0 | 1 | 0.119 | KG | 67X48X48 | 4015080129578 |  | 292 | ICD | 1
12959 | T0-3-15143/E | 12959 | Comutator de comanda - comutator pornit | 55 | cerere oferta | S | 1 | 0 | 1 | 0.127 | KG | 95X48X48 | 4015080129592 |  | 292 | ICD | 1
12968 | T0-3-15149/IVS | 12968 | Comutator de comanda - comutator pornit | 55 | cerere oferta | S | 1 | 0 | 1 | 0.155 | KG | 101X54X55 | 4015080129684 |  | 292 | ICD | 1
8119 | T0-3-15159/EA/SVB | 8119 | Comutator de comanda - comutator pornit | 55 | cerere oferta | S | 1 | 0 | 1 | 0.142 | KG | 120X65X74 | 4015080081197 |  | 292 | ICD | 1
222646 | T0-3-15159/I1/SVB | 222646 | Comutator in trepte (UK) | 55 | cerere oferta | S | 1 | 0 | 1 | 0.324 | KG | 137X80X130 | 4015082226466 |  | 292 | ICD | 1
12979 | T0-3-15190/E | 12979 | Comutator de comanda - comutator pornit | 55 | cerere oferta | S | 1 | 0 | 1 | 0.127 | KG | 95X48X48 | 4015080129790 |  | 292 | ICD | 1
12985 | T0-3-15259/E | 12985 | Comutator de comanda - comutator pornit | 55 | cerere oferta | S | 1 | 0 | 1 | 0.127 | KG | 95X48X48 | 4015080129851 |  | 292 | ICD | 1
8128 | T0-3-15259/EA/SVB | 8128 | Comutator de comanda - comutator pornit | 55 | cerere oferta | S | 1 | 0 | 1 | 0.142 | KG | 120X65X74 | 4015080081289 |  | 292 | ICD | 1
222653 | T0-3-15259/I1/SVB | 222653 | Comutator in trepte (UK) | 55 | cerere oferta | S | 1 | 0 | 1 | 0.324 | KG | 137X80X130 | 4015082226534 |  | 292 | ICD | 1
8136 | T0-3-15284/EA/SVB | 8136 | Comutator de comanda - comutator pornit | 55 | cerere oferta | S | 1 | 0 | 1 | 0.142 | KG | 120X65X74 | 4015080081364 |  | 292 | ICD | 1
8141 | T0-3-15284/IVS-RT | 8141 | Comutator de comanda - comutator pornit | 55 | cerere oferta | S | 1 | 0 | 1 | 0.144 | KG | 101X54X55 | 4015080081418 |  | 292 | ICD | 1
13000 | T0-3-15284/Z | 13000 | Comutator de comanda - comutator pornit | 55 | cerere oferta | S | 1 | 0 | 1 | 0.163 | KG | 137X48X48 | 4015080130000 |  | 292 | ICD | 1
13001 | T0-3-15373/E | 13001 | Comutator de comanda | 55 | cerere oferta | S | 1 | 0 | 1 | 0.127 | KG | 95X48X48 | 4015080130017 |  | 292 | ICD | 1
29365 | T0-3-15391/E | 29365 | Comutator de comanda cu trei pozitii | 55 | cerere oferta | S | 1 | 0 | 1 | 0.127 | KG | 95X48X48 | 4015080293651 |  | 292 | ICD | 1
31738 | T0-3-15391/EZ | 31738 | Comutator de comanda cu trei pozitii | 55 | cerere oferta | S | 1 | 0 | 1 | 0.153 | KG | 115X48X48 | 4015080317388 |  | 292 | ICD | 1
207112 | T0-3-15391/I1 | 207112 | Comutator de comanda - comutator pornit | 55 | cerere oferta | S | 1 | 0 | 1 | 0.288 | KG | 137X80X122 | 4015082071127 |  | 292 | ICD | 1
36484 | T0-3-15391/IVS | 36484 | Comutator de comanda - comutator pornit | 55 | cerere oferta | S | 1 | 0 | 1 | 0.155 | KG | 101X54X55 | 4015080364849 |  | 292 | ICD | 1
38857 | T0-3-15391/Z | 38857 | Comutator de comanda - comutator pornit | 55 | cerere oferta | S | 1 | 0 | 1 | 0.163 | KG | 137X48X48 | 4015080388579 |  | 292 | ICD | 1
43603 | T0-3-15392/E | 43603 | Comutator de comanda - comutator pornit | 55 | cerere oferta | S | 1 | 0 | 1 | 0.127 | KG | 95X48X48 | 4015080436034 |  | 292 | ICD | 1
45976 | T0-3-15392/EZ | 45976 | Comutator de comanda - comutator pornit | 55 | cerere oferta | S | 1 | 0 | 1 | 0.153 | KG | 115X48X48 | 4015080459767 |  | 292 | ICD | 1
222651 | T0-3-15392/I1 | 222651 | Comutator in trepte (UK) | 55 | cerere oferta | S | 1 | 0 | 1 | 0.288 | KG | 137X80X122 | 4015082226510 |  | 292 | ICD | 1
57841 | T0-3-15393/E | 57841 | Comutator de comanda | 55 | cerere oferta | S | 1 | 0 | 1 | 0.127 | KG | 95X48X48 | 4015080578413 |  | 292 | ICD | 1
60214 | T0-3-15393/EZ | 60214 | Comutator de comanda - comutator pornit | 55 | cerere oferta | S | 1 | 0 | 1 | 0.153 | KG | 115X48X48 | 4015080602149 |  | 292 | ICD | 1
218980 | T0-3-15393/I1 | 218980 | Comutator de comanda (UK) | 55 | cerere oferta | S | 1 | 0 | 1 | 0.288 | KG | 137X80X122 | 4015082189808 |  | 292 | ICD | 1
72079 | T0-3-15394/E | 72079 | Comutator de comanda cu trei pozitii (cu | 55 | cerere oferta | S | 1 | 0 | 1 | 0.127 | KG | 95X48X48 | 4015080720799 |  | 292 | ICD | 1
74452 | T0-3-15394/EZ | 74452 | Comutator de comanda cu trei pozitii (cu | 55 | cerere oferta | S | 1 | 0 | 1 | 0.153 | KG | 115X48X48 | 4015080744528 |  | 292 | ICD | 1
207113 | T0-3-15394/I1 | 207113 | Comutator de comanda - comutator pornit | 55 | cerere oferta | S | 1 | 0 | 1 | 0.288 | KG | 137X80X122 | 4015082071134 |  | 292 | ICD | 1
79198 | T0-3-15394/IVS | 79198 | Comutator de comanda - comutator cu trei | 55 | cerere oferta | S | 1 | 0 | 1 | 0.155 | KG | 101X54X55 | 4015080791980 |  | 292 | ICD | 1
81571 | T0-3-15394/Z | 81571 | Comutator de comanda - comutator pornit | 55 | cerere oferta | S | 1 | 0 | 1 | 0.163 | KG | 137X48X48 | 4015080815716 |  | 292 | ICD | 1
34109 | T0-3-15423/E | 34109 | Inversor de sursa | 55 | cerere oferta | S | 1 | 0 | 1 | 0.127 | KG | 95X48X48 | 4015080341093 |  | 292 | ICD | 1
36482 | T0-3-15423/EZ | 36482 | Inversor de sursa (UK) | 55 | cerere oferta | S | 1 | 0 | 1 | 0.153 | KG | 115X48X48 | 4015080364825 |  | 292 | ICD | 1
207114 | T0-3-15423/I1 | 207114 | Comutator de comanda - comutator pornit | 55 | cerere oferta | S | 1 | 0 | 1 | 0.288 | KG | 137X80X122 | 4015082071141 |  | 292 | ICD | 1
41228 | T0-3-15423/IVS | 41228 | Comutator de comanda - comutator pornit | 55 | cerere oferta | S | 1 | 0 | 1 | 0.155 | KG | 101X54X55 | 4015080412281 |  | 292 | ICD | 1
43601 | T0-3-15423/Z | 43601 | Comutator de comanda - comutator pornit | 55 | cerere oferta | S | 1 | 0 | 1 | 0.163 | KG | 137X48X48 | 4015080436010 |  | 292 | ICD | 1
48348 | T0-3-15433/E | 48348 | Coimutator Manual/Automat cu pozitie de | 55 | cerere oferta | S | 1 | 0 | 1 | 0.127 | KG | 95X48X48 | 4015080483489 |  | 292 | ICD | 1
50721 | T0-3-15433/EZ | 50721 | Coimutator Manual/Automat cu pozitie de | 55 | cerere oferta | S | 1 | 0 | 1 | 0.153 | KG | 115X48X48 | 4015080507215 |  | 292 | ICD | 1
207115 | T0-3-15433/I1 | 207115 | Comutator de comanda - comutator pornit | 55 | cerere oferta | S | 1 | 0 | 1 | 0.288 | KG | 137X80X122 | 4015082071158 |  | 292 | ICD | 1
55467 | T0-3-15433/IVS | 55467 | Coimutator Manual/Automat cu pozitie de | 55 | cerere oferta | S | 1 | 0 | 1 | 0.155 | KG | 101X54X55 | 4015080554677 |  | 292 | ICD | 1
200057 | T0-3-15433/XES | 200057 | Comutator de comanda (UK) | 55 | cerere oferta | S | 1 | 0 | 1 | 0.1 | KG | 59X48X48 | 4015082000578 |  | 292 | ICD | 1
13012 | T0-3-15433/XZ | 13012 | Comutator de comanda - comutator pornit | 55 | cerere oferta | S | 1 | 0 | 1 | 0.119 | KG | 67X48X48 | 4015080130123 |  | 292 | ICD | 1
57840 | T0-3-15433/Z | 57840 | Coimutator Manual/Automat cu pozitie de | 55 | cerere oferta | S | 1 | 0 | 1 | 0.163 | KG | 137X48X48 | 4015080578406 |  | 292 | ICD | 1
13013 | T0-3-15443/E | 13013 | Comutator de comanda - comutator pornit | 55 | cerere oferta | S | 1 | 0 | 1 | 0.127 | KG | 95X48X48 | 4015080130130 |  | 292 | ICD | 1
13015 | T0-3-15443/EZ | 13015 | Comutator de comanda - comutator pornit | 55 | cerere oferta | S | 1 | 0 | 1 | 0.153 | KG | 115X48X48 | 4015080130154 |  | 292 | ICD | 1
222652 | T0-3-15443/I1 | 222652 | Comutator in trepte (UK) | 55 | cerere oferta | S | 1 | 0 | 1 | 0.288 | KG | 137X80X122 | 4015082226527 |  | 292 | ICD | 1
13020 | T0-3-15443/Z | 13020 | Comutator de comanda - comutator pornit | 55 | cerere oferta | S | 1 | 0 | 1 | 0.163 | KG | 137X48X48 | 4015080130208 |  | 292 | ICD | 1
15127 | T0-3-15453/E | 15127 | Coimutator Manual/Automat cu pozitie de | 55 | cerere oferta | S | 1 | 0 | 1 | 0.127 | KG | 95X48X48 | 4015080151272 |  | 292 | ICD | 1
17500 | T0-3-15453/EZ | 17500 | Coimutator Manual/Automat cu pozitie de | 55 | cerere oferta | S | 1 | 0 | 1 | 0.153 | KG | 115X48X48 | 4015080175001 |  | 292 | ICD | 1
207116 | T0-3-15453/I1 | 207116 | Comutator de comanda - comutator pornit | 55 | cerere oferta | S | 1 | 0 | 1 | 0.288 | KG | 137X80X122 | 4015082071165 |  | 292 | ICD | 1
22246 | T0-3-15453/IVS | 22246 | Comutator Manual / Automat fara pozitie | 55 | cerere oferta | S | 1 | 0 | 1 | 0.155 | KG | 101X54X55 | 4015080222460 |  | 292 | ICD | 1
24619 | T0-3-15453/Z | 24619 | Comutator Manual / Automat fara pozitie | 55 | cerere oferta | S | 1 | 0 | 1 | 0.163 | KG | 137X48X48 | 4015080246190 |  | 292 | ICD | 1
13022 | T0-3-15475/E | 13022 | Comutator de comanda - comutator pornit | 55 | cerere oferta | S | 1 | 0 | 1 | 0.127 | KG | 95X48X48 | 4015080130222 |  | 292 | ICD | 1
222466 | T0-3-15475/I1 | 222466 | Comutator in trepte (UK) | 55 | cerere oferta | S | 1 | 0 | 1 | 0.288 | KG | 119X80X100 | 4015082224660 |  | 292 | ICD | 1
48351 | T0-3-15513/E | 48351 | Comutator de comanda | 55 | cerere oferta | S | 1 | 0 | 1 | 0.127 | KG | 95X48X48 | 4015080483519 |  | 292 | ICD | 1
50724 | T0-3-15513/EZ | 50724 | Comutator de comanda - comutator pornit | 55 | cerere oferta | S | 1 | 0 | 1 | 0.153 | KG | 115X48X48 | 4015080507246 |  | 292 | ICD | 1
207117 | T0-3-15513/I1 | 207117 | Comutator de comanda - comutator pornit | 55 | cerere oferta | S | 1 | 0 | 1 | 0.288 | KG | 137X80X122 | 4015082071172 |  | 292 | ICD | 1
57843 | T0-3-15513/Z | 57843 | Comutator de comanda - comutator pornit | 55 | cerere oferta | S | 1 | 0 | 1 | 0.163 | KG | 137X48X48 | 4015080578437 |  | 292 | ICD | 1
98839 | T0-3-15543/E | 98839 | Comutator de comanda - comutator pornit | 55 | cerere oferta | S | 1 | 0 | 1 | 0.127 | KG | 95X48X48 | 4015080988397 |  | 292 | ICD | 1
98838 | T0-3-15543/EZ | 98838 | Comutator de comanda - comutator pornit | 55 | cerere oferta | S | 1 | 0 | 1 | 0.153 | KG | 115X48X48 | 4015080988380 |  | 292 | ICD | 1
98204 | T0-3-15680/E | 98204 | Comutator de comanda - comutator pornit | 55 | cerere oferta | S | 1 | 0 | 1 | 0.127 | KG | 95X48X48 | 4015080982043 |  | 292 | ICD | 1
38875 | T0-3-15680/EA/SVB | 38875 | Intreruptor principal - oprire de urgent | 55 | cerere oferta | S | 1 | 0 | 1 | 0.142 | KG | 120X65X74 | 4015080388753 |  | 292 | ICD | 1
41248 | T0-3-15680/EA/SVB-SW | 41248 | Intreruptor principal - blocare pe pozit | 55 | cerere oferta | S | 1 | 0 | 1 | 0.142 | KG | 120X65X74 | 4015080412489 |  | 292 | ICD | 1
10404 | T0-3-15680/EZ | 10404 | Comutator de comanda - comutator pornit | 55 | cerere oferta | S | 1 | 0 | 1 | 0.153 | KG | 115X48X48 | 4015080104049 |  | 292 | ICD | 1
218963 | T0-3-15680/I1 | 218963 | Intreruptor principal | 55 | cerere oferta | S | 1 | 0 | 1 | 0.288 | KG | 137X80X122 | 4015082189631 |  | 292 | ICD | 1
207153 | T0-3-15680/I1/SVB | 207153 | Intreruptor principal - oprire de urgent | 55 | cerere oferta | S | 1 | 0 | 1 | 0.439 | KG | 137X80X130 | 4015082071530 |  | 292 | ICD | 1
207154 | T0-3-15680/I1/SVB-SW | 207154 | Intreruptor principal | 55 | cerere oferta | S | 1 | 0 | 1 | 0.324 | KG | 137X80X130 | 4015082071547 |  | 292 | ICD | 1
43621 | T0-3-15680/V/SVB | 43621 | Comutator de comanda - comutator pornit | 55 | cerere oferta | S | 1 | 0 | 1 | 0.158 | KG | 137X65X74 | 4015080436218 |  | 292 | ICD | 1
45994 | T0-3-15680/V/SVB-SW | 45994 | Comutator de comanda - comutator pornit | 55 | cerere oferta | S | 1 | 0 | 1 | 0.158 | KG | 137X65X74 | 4015080459941 |  | 292 | ICD | 1
13046 | T0-3-15680/XZ | 13046 | Comutator de comanda - comutator pornit | 55 | cerere oferta | S | 1 | 0 | 1 | 0.119 | KG | 67X48X48 | 4015080130468 |  | 292 | ICD | 1
76848 | T0-3-15681/E | 76848 | Comutator de comanda - comutator pornit | 55 | cerere oferta | S | 1 | 0 | 1 | 0.127 | KG | 95X48X48 | 4015080768487 |  | 292 | ICD | 1
86335 | T0-3-15681/EA/SVB | 86335 | Comutator de comanda - comutator pornit | 55 | cerere oferta | S | 1 | 0 | 1 | 0.142 | KG | 120X65X74 | 4015080863359 |  | 292 | ICD | 1
207155 | T0-3-15681/I1/SVB | 207155 | Intreruptor principal (UK) | 55 | cerere oferta | S | 1 | 0 | 1 | 0.324 | KG | 137X80X130 | 4015082071554 |  | 292 | ICD | 1
207156 | T0-3-15681/I1/SVB-SW | 207156 | Intreruptor principal (UK) | 55 | cerere oferta | S | 1 | 0 | 1 | 0.324 | KG | 137X80X130 | 4015082071561 |  | 292 | ICD | 1
16619 | T0-3-15683/E | 16619 | Intreruptor pornit oprit (UK) | 55 | cerere oferta | S | 1 | 0 | 1 | 0.127 | KG | 95X48X48 | 4015080166191 |  | 292 | ICD | 1
15571 | T0-3-15683/EA/SVB | 15571 | Intreruptor principal - oprire de urgent | 55 | cerere oferta | S | 1 | 0 | 1 | 0.142 | KG | 120X65X74 | 4015080155713 |  | 292 | ICD | 1
15600 | T0-3-15683/EA/SVB-SW | 15600 | Intreruptor principal - blocare pe pozit | 55 | cerere oferta | S | 1 | 0 | 1 | 0.142 | KG | 120X65X74 | 4015080156000 |  | 292 | ICD | 1
16658 | T0-3-15683/EZ | 16658 | Comutator de comanda - comutator pornit | 55 | cerere oferta | S | 1 | 0 | 1 | 0.153 | KG | 115X48X48 | 4015080166580 |  | 292 | ICD | 1
207118 | T0-3-15683/I1 | 207118 | Comutator de comanda - comutator pornit | 55 | cerere oferta | S | 1 | 0 | 1 | 0.288 | KG | 137X80X122 | 4015082071189 |  | 292 | ICD | 1
207157 | T0-3-15683/I1/SVB | 207157 | Intreruptor principal - oprire de urgent | 55 | cerere oferta | S | 1 | 0 | 1 | 0.324 | KG | 137X80X130 | 4015082071578 |  | 292 | ICD | 1
207158 | T0-3-15683/I1/SVB-SW | 207158 | Intreruptor principal - blocare pe pozit | 55 | cerere oferta | S | 1 | 0 | 1 | 0.324 | KG | 137X80X130 | 4015082071585 |  | 292 | ICD | 1
16722 | T0-3-15683/IVS | 16722 | Comutator de comanda - comutator pornit | 55 | cerere oferta | S | 1 | 0 | 1 | 0.155 | KG | 101X54X55 | 4015080167228 |  | 292 | ICD | 1
15634 | T0-3-15683/V/SVB | 15634 | Comutator de comanda - comutator pornit | 55 | cerere oferta | S | 1 | 0 | 1 | 0.158 | KG | 137X65X74 | 4015080156345 |  | 292 | ICD | 1
15664 | T0-3-15683/V/SVB-SW | 15664 | Comutator de comanda - comutator pornit | 55 | cerere oferta | S | 1 | 0 | 1 | 0.158 | KG | 137X65X74 | 4015080156642 |  | 292 | ICD | 1
16843 | T0-3-15683/Z | 16843 | Comutator de comanda - comutator pornit | 55 | cerere oferta | S | 1 | 0 | 1 | 0.163 | KG | 137X48X48 | 4015080168430 |  | 292 | ICD | 1
19878 | T0-3-15924/E | 19878 | Comutator de comanda - Comutator Voltmet | 55 | cerere oferta | S | 1 | 0 | 1 | 0.127 | KG | 95X48X48 | 4015080198789 |  | 292 | ICD | 1
22251 | T0-3-15924/EZ | 22251 | Comutator de comanda - Comutator Voltmet | 55 | cerere oferta | S | 1 | 0 | 1 | 0.153 | KG | 115X48X48 | 4015080222514 |  | 292 | ICD | 1
207119 | T0-3-15924/I1 | 207119 | Comutator de comanda - comutator pornit | 55 | cerere oferta | S | 1 | 0 | 1 | 0.288 | KG | 137X80X122 | 4015082071196 |  | 292 | ICD | 1
26997 | T0-3-15924/IVS | 26997 | Comutator de comanda - Comutator Voltmet | 55 | cerere oferta | S | 1 | 0 | 1 | 0.155 | KG | 101X54X55 | 4015080269977 |  | 292 | ICD | 1
29370 | T0-3-15924/Z | 29370 | Comutator de comanda - Comutator Voltmet | 55 | cerere oferta | S | 1 | 0 | 1 | 0.163 | KG | 137X48X48 | 4015080293705 |  | 292 | ICD | 1
13073 | T0-3-173/E | 13073 | Comutator de comanda - comutator pornit | 55 | cerere oferta | S | 1 | 0 | 1 | 0.127 | KG | 95X48X48 | 4015080130734 |  | 292 | ICD | 1
13074 | T0-3-173/EZ | 13074 | Comutator de comanda - comutator pornit | 55 | cerere oferta | S | 1 | 0 | 1 | 0.153 | KG | 115X48X48 | 4015080130741 |  | 292 | ICD | 1
13080 | T0-3-174/E | 13080 | Comutator de comanda - comutator pornit | 55 | cerere oferta | S | 1 | 0 | 1 | 0.127 | KG | 95X48X48 | 4015080130802 |  | 292 | ICD | 1
13081 | T0-3-174/EZ | 13081 | Comutator de comanda - comutator pornit | 55 | cerere oferta | S | 1 | 0 | 1 | 0.153 | KG | 115X48X48 | 4015080130819 |  | 292 | ICD | 1
13087 | T0-3-179/E | 13087 | Comutator de comanda - comutator pornit | 55 | cerere oferta | S | 1 | 0 | 1 | 0.127 | KG | 95X48X48 | 4015080130871 |  | 292 | ICD | 1
13088 | T0-3-179/EZ | 13088 | Comutator de comanda - comutator pornit | 55 | cerere oferta | S | 1 | 0 | 1 | 0.153 | KG | 115X48X48 | 4015080130888 |  | 292 | ICD | 1
13094 | T0-3-180/E | 13094 | Comutator de comanda - comutator pornit | 55 | cerere oferta | S | 1 | 0 | 1 | 0.127 | KG | 95X48X48 | 4015080130949 |  | 292 | ICD | 1
13101 | T0-3-19/E | 13101 | Comutator de comanda - Comutator Voltmet | 55 | cerere oferta | S | 1 | 0 | 1 | 0.127 | KG | 95X48X48 | 4015080131014 |  | 292 | ICD | 1
13108 | T0-3-190/E | 13108 | Comutator de comanda - comutator pornit | 55 | cerere oferta | S | 1 | 0 | 1 | 0.127 | KG | 95X48X48 | 4015080131083 |  | 292 | ICD | 1
222480 | T0-3-190/I1 | 222480 | Comutator in trepte (UK) | 55 | cerere oferta | S | 1 | 0 | 1 | 0.288 | KG | 137X80X122 | 4015082224806 |  | 292 | ICD | 1
13129 | T0-3-197/E | 13129 | Comutator de comanda - comutator pornit | 55 | cerere oferta | S | 1 | 0 | 1 | 0.127 | KG | 95X48X48 | 4015080131298 |  | 292 | ICD | 1
1619 | T0-3-2/E | 1619 | Comutator in trepte (UK) | 55 | cerere oferta | S | 1 | 0 | 1 | 0.127 | KG | 95X48X48 | 4015080016199 |  | 292 | ICD | 1
222658 | T0-3-2/I1 | 222658 | Comutator in trepte (UK) | 55 | cerere oferta | S | 1 | 0 | 1 | 0.288 | KG | 137X80X122 | 4015082226589 |  | 292 | ICD | 1
1623 | T0-3-2/Z | 1623 | Comutator de comanda - comutator pornit | 55 | cerere oferta | S | 1 | 0 | 1 | 0.163 | KG | 137X48X48 | 4015080016236 |  | 292 | ICD | 1
13234 | T0-3-20/E | 13234 | Comutator de comanda - comutator pornit | 55 | cerere oferta | S | 1 | 0 | 1 | 0.127 | KG | 95X48X48 | 4015080132349 |  | 292 | ICD | 1
13243 | T0-3-20/EZ | 13243 | Comutator de comanda - comutator pornit | 55 | cerere oferta | S | 1 | 0 | 1 | 0.153 | KG | 115X48X48 | 4015080132431 |  | 292 | ICD | 1
222660 | T0-3-20/I1 | 222660 | Comutator in trepte (UK) | 55 | cerere oferta | S | 1 | 0 | 1 | 0.288 | KG | 137X80X122 | 4015082226602 |  | 292 | ICD | 1
13326 | T0-3-36/E | 13326 | Comutator de comanda - comutator pornit | 55 | cerere oferta | S | 1 | 0 | 1 | 0.127 | KG | 95X48X48 | 4015080133261 |  | 292 | ICD | 1
13327 | T0-3-36/EZ | 13327 | Comutator de comanda - comutator pornit | 55 | cerere oferta | S | 1 | 0 | 1 | 0.153 | KG | 115X48X48 | 4015080133278 |  | 292 | ICD | 1
13333 | T0-3-38/E | 13333 | Comutator in trepte (UK) | 55 | cerere oferta | S | 1 | 0 | 1 | 0.127 | KG | 95X48X48 | 4015080133339 |  | 292 | ICD | 1
13334 | T0-3-38/EZ | 13334 | Comutator de comanda - comutator pornit | 55 | cerere oferta | S | 1 | 0 | 1 | 0.153 | KG | 115X48X48 | 4015080133346 |  | 292 | ICD | 1
13337 | T0-3-38/IVS | 13337 | Comutator de comanda - comutator pornit | 55 | cerere oferta | S | 1 | 0 | 1 | 0.155 | KG | 101X54X5 | 4015080133377 |  | 292 | ICD | 1
204875 | T0-3-39668D/E | 204875 | Comutator Manual / Automat (UK) | 55 | cerere oferta | S | 1 | 0 | 1 | 0.166 | KG | 95X48X48 | 4015082048754 |  | 292 | ICD | 1
228045 | T0-3-43627/I1/SVC(B,H)-SOND807 | 228045 | Comutator in trepte (UK) | 55 | cerere oferta | S | 10 | 0 | 1 | 0.6 | KG | 137X80X151 | 4015082280451 |  | 292 | ICD | 1
13340 | T0-3-50/E | 13340 | Comutator in trepte (UK) | 55 | cerere oferta | S | 1 | 0 | 1 | 0.127 | KG | 95X48X48 | 4015080133407 |  | 292 | ICD | 1
13367 | T0-3-6/E | 13367 | Comutator de comanda - comutator pornit | 55 | cerere oferta | S | 1 | 0 | 1 | 0.127 | KG | 95X48X48 | 4015080133674 |  | 292 | ICD | 1
222663 | T0-3-6/I1 | 222663 | Comutator in trepte - doua pozitii (UK) | 55 | cerere oferta | S | 1 | 0 | 1 | 0.288 | KG | 137X80X122 | 4015082226633 |  | 292 | ICD | 1
226303 | T0-3-64669-SCM/EZ-P1/OFS+9MM+BZ2,9 | 226303 | Rotary switch T-SOND/EZ,20A | 55 | cerere oferta | S | 1 | 0 | 1 | 0.182 | KG | 115X48X48 | 4015082263034 |  | 292 | ICD | 1
222430 | T0-3-67074GB/Z/2XZAV | 222430 | Comutator in trepte (UK) | 55 | cerere oferta | S | 1 | 0 | 1 | 0.194 | KG | 137X48X48 | 4015082224301 |  | 292 | ICD | 1
229432 | T0-3-68206GB-SOND804 | 229432 | Comutator in trepte (UK) | 55 | cerere oferta | S | 1 | 0 | 1 | 0.3 | KG | 137X80X130 | 4015082294328 |  | 292 | ICD | 1
260801 | T0-3-69084GB/IVS | 260801 | Comutator in trepte (UK) | 55 | cerere oferta | S | 1 | 0 | 1 | 0.16 | KG | 101X54X55 | 4015082608019 |  | 292 | ICD | 1
13374 | T0-3-7/E | 13374 | Comutator in trepte (UK) | 55 | cerere oferta | S | 1 | 0 | 1 | 0.127 | KG | 95X48X48 | 4015080133742 |  | 292 | ICD | 1
222664 | T0-3-7/I1 | 222664 | Comutator in trepte - doua pozitii (UK) | 55 | cerere oferta | S | 1 | 0 | 1 | 0.288 | KG | 137X80X122 | 4015082226640 |  | 292 | ICD | 1
95813 | T0-3-8007/E | 95813 | Comutator de comanda -comutator voltmetr | 55 | cerere oferta | S | 1 | 0 | 1 | 0.121 | KG | 95X48X48 | 4015080958130 |  | 292 | ICD | 1
98186 | T0-3-8007/EZ | 98186 | Comutator de comanda -comutator voltmetr | 55 | cerere oferta | S | 1 | 0 | 1 | 0.153 | KG | 115X48X48 | 4015080981862 |  | 292 | ICD | 1
207120 | T0-3-8007/I1 | 207120 | Comutator de comanda - comutator pornit | 55 | cerere oferta | S | 1 | 0 | 1 | 0.288 | KG | 137X80X122 | 4015082071202 |  | 292 | ICD | 1
12759 | T0-3-8007/IVS | 12759 | Comutator de comanda - Comutator Voltmet | 55 | cerere oferta | S | 1 | 0 | 1 | 0.155 | KG | 101X54X55 | 4015080127598 |  | 292 | ICD | 1
13388 | T0-3-8007/XZ | 13388 | Comutator de comanda - comutator pornit | 55 | cerere oferta | S | 1 | 0 | 1 | 0.119 | KG | 67X48X48 | 4015080133889 |  | 292 | ICD | 1
15132 | T0-3-8007/Z | 15132 | Comutator de comanda - Comutator Voltmet | 55 | cerere oferta | S | 1 | 0 | 1 | 0.163 | KG | 137X48X48 | 4015080151326 |  | 292 | ICD | 1
13396 | T0-3-8017/EZ | 13396 | Comutator de comanda - comutator pornit | 55 | cerere oferta | S | 1 | 0 | 1 | 0.153 | KG | 115X48X48 | 4015080133964 |  | 292 | ICD | 1
13401 | T0-3-8030/E | 13401 | Comutator de comanda - comutator pornit | 55 | cerere oferta | S | 1 | 0 | 1 | 0.121 | KG | 95X48X48 | 4015080134015 |  | 292 | ICD | 1
13402 | T0-3-8030/EZ | 13402 | Comutator de comanda - comutator pornit | 55 | cerere oferta | S | 1 | 0 | 1 | 0.153 | KG | 115X48X48 | 4015080134022 |  | 292 | ICD | 1
207121 | T0-3-8030/I1 | 207121 | Comutator de comanda - comutator pornit | 55 | cerere oferta | S | 1 | 0 | 1 | 0.288 | KG | 137X80X122 | 4015082071219 |  | 292 | ICD | 1
13404 | T0-3-8030/IVS | 13404 | Comutator de comanda - comutator pornit | 55 | cerere oferta | S | 1 | 0 | 1 | 0.155 | KG | 101X54X55 | 4015080134046 |  | 292 | ICD | 1
13407 | T0-3-8037/E | 13407 | Comutator de comanda - comutator pornit | 55 | cerere oferta | S | 1 | 0 | 1 | 0.121 | KG | 95X48X48 | 4015080134077 |  | 292 | ICD | 1
34116 | T0-3-8048/E | 34116 | Comutator de comanda - Comutator Amperme | 55 | cerere oferta | S | 1 | 0 | 1 | 0.121 | KG | 95X48X48 | 4015080341161 |  | 292 | ICD | 1
36489 | T0-3-8048/EZ | 36489 | Comutator de comanda - Comutator Voltmet | 55 | cerere oferta | S | 1 | 0 | 1 | 0.153 | KG | 115X48X48 | 4015080364894 |  | 292 | ICD | 1
41235 | T0-3-8048/IVS | 41235 | Comutator de comanda - Comutator Voltmet | 55 | cerere oferta | S | 1 | 0 | 1 | 0.155 | KG | 101X54X55 | 4015080412359 |  | 292 | ICD | 1
43608 | T0-3-8048/Z | 43608 | Comutator de comanda - Comutator Voltmet | 55 | cerere oferta | S | 1 | 0 | 1 | 0.163 | KG | 137X48X48 | 4015080436089 |  | 292 | ICD | 1
13423 | T0-3-8152/IVS | 13423 | Comutator de comanda - comutator pornit | 55 | cerere oferta | S | 1 | 0 | 1 | 0.155 | KG | 101X54X55 | 4015080134237 |  | 292 | ICD | 1
29353 | T0-3-8212/E | 29353 | Inversor de sursa cu pozitie de 0 (Grup/ | 55 | cerere oferta | S | 1 | 0 | 1 | 0.121 | KG | 95X48X48 | 4015080293538 |  | 292 | ICD | 1
57829 | T0-3-8212/EZ | 57829 | Inversor de sursa cu pozitie de 0 (Grup/ | 55 | cerere oferta | S | 1 | 0 | 1 | 0.153 | KG | 115X48X48 | 4015080578291 |  | 292 | ICD | 1
207123 | T0-3-8212/I1 | 207123 | Inversor de sursa cu pozitie de 0 (Grup/ | 55 | cerere oferta | S | 1 | 0 | 1 | 0.288 | KG | 137X80X122 | 4015082071233 |  | 292 | ICD | 1
79186 | T0-3-8212/IVS | 79186 | Inversor de sursa cu pozitie de 0 (Grup/ | 55 | cerere oferta | S | 1 | 0 | 1 | 0.155 | KG | 101X54X55 | 4015080791867 |  | 292 | ICD | 1
5740 | T0-3-8212/XZ | 5740 | Comutator de comanda - comutator pornit | 55 | cerere oferta | S | 1 | 0 | 1 | 0.119 | KG | 67X48X48 | 4015080057406 |  | 292 | ICD | 1
36473 | T0-3-8212/Z | 36473 | Inversor de sursa cu pozitie de 0 (Grup/ | 55 | cerere oferta | S | 1 | 0 | 1 | 0.163 | KG | 137X48X48 | 4015080364733 |  | 292 | ICD | 1
24609 | T0-3-8216/E | 24609 | Inversor de sursa cu pozitie de 0 (Grup/ | 55 | cerere oferta | S | 1 | 0 | 1 | 0.121 | KG | 95X48X48 | 4015080246091 |  | 292 | ICD | 1
86307 | T0-3-8216/EZ | 86307 | Inversor de sursa cu revenire la 0 din c | 55 | cerere oferta | S | 1 | 0 | 1 | 0.153 | KG | 115X48X48 | 4015080863076 |  | 292 | ICD | 1
207434 | T0-3-8216/I1 | 207434 | Comutator de comanda - comutator pornit | 55 | cerere oferta | S | 1 | 0 | 1 | 0.288 | KG | 137X80X122 | 4015082074340 |  | 292 | ICD | 1
50713 | T0-3-8216/IVS | 50713 | Comutator de comanda - comutator pornit | 55 | cerere oferta | S | 1 | 0 | 1 | 0.155 | KG | 101X54X55 | 4015080507130 |  | 292 | ICD | 1
13444 | T0-3-8216/XZ | 13444 | Comutator de comanda - comutator pornit | 55 | cerere oferta | S | 1 | 0 | 1 | 0.119 | KG | 67X48X48 | 4015080134442 |  | 292 | ICD | 1
55466 | T0-3-8216/Z | 55466 | Comutator de comanda - comutator pornit | 55 | cerere oferta | S | 1 | 0 | 1 | 0.163 | KG | 137X48X48 | 4015080554660 |  | 292 | ICD | 1
48339 | T0-3-8222/E | 48339 | Inversor de sursa fara pozitie de 0 | 55 | cerere oferta | S | 1 | 0 | 1 | 0.121 | KG | 95X48X48 | 4015080483397 |  | 292 | ICD | 1
15118 | T0-3-8222/EZ | 15118 | Inversor de sursa fara pozitie de 0 | 55 | cerere oferta | S | 1 | 0 | 1 | 0.153 | KG | 115X48X48 | 4015080151180 |  | 292 | ICD | 1
207124 | T0-3-8222/I1 | 207124 | Inversor de sursa fara pozitie de 0 | 55 | cerere oferta | S | 1 | 0 | 1 | 0.288 | KG | 137X80X122 | 4015082071240 |  | 292 | ICD | 1
60205 | T0-3-8222/IVS | 60205 | Inversor de sursa fara pozitie de 0 | 55 | cerere oferta | S | 1 | 0 | 1 | 0.155 | KG | 101X54X55 | 4015080602057 |  | 292 | ICD | 1
200059 | T0-3-8222/XES | 200059 | Comutator in trepte (UK) | 55 | cerere oferta | S | 1 | 0 | 1 | 0.01 | KG | 59X48X48 | 4015082000592 |  | 292 | ICD | 1
13445 | T0-3-8222/XZ | 13445 | Comutator de comanda - comutator pornit | 55 | cerere oferta | S | 1 | 0 | 1 | 0.119 | KG | 67X48X48 | 4015080134459 |  | 292 | ICD | 1
88686 | T0-3-8222/Z | 88686 | Comutator in trepte (UK) | 55 | cerere oferta | S | 1 | 0 | 1 | 0.163 | KG | 137X48X48 | 4015080886860 |  | 292 | ICD | 1
15112 | T0-3-8228/E | 15112 | Inversor de sens cu pozitie de 0 | 55 | cerere oferta | S | 1 | 0 | 1 | 0.121 | KG | 116X76X68 | 4015080151128 |  | 292 | ICD | 1
48334 | T0-3-8228/EZ | 48334 | Inversor de sens cu revenire la 0 din do | 55 | cerere oferta | S | 1 | 0 | 1 | 0.153 | KG | 115X48X48 | 4015080483342 |  | 292 | ICD | 1
207125 | T0-3-8228/I1 | 207125 | Inversor de sens cu pozitie de 0 | 55 | cerere oferta | S | 1 | 0 | 1 | 0.288 | KG | 137X80X122 | 4015082071257 |  | 292 | ICD | 1
62572 | T0-3-8228/IVS | 62572 | Comutator de comanda - comutator pornit | 55 | cerere oferta | S | 1 | 0 | 1 | 0.155 | KG | 101X54X55 | 4015080625728 |  | 292 | ICD | 1
13446 | T0-3-8228/XZ | 13446 | Comutator de comanda - comutator pornit | 55 | cerere oferta | S | 1 | 0 | 1 | 0.119 | KG | 67X48X48 | 4015080134466 |  | 292 | ICD | 1
74437 | T0-3-8228/Z | 74437 | Comutator de comanda - comutator pornit | 55 | cerere oferta | S | 1 | 0 | 1 | 0.163 | KG | 137X48X48 | 4015080744375 |  | 292 | ICD | 1
26988 | T0-3-8232/E | 26988 | Comutator in trepte fara pozitie de 0 | 55 | cerere oferta | S | 1 | 0 | 1 | 0.121 | KG | 95X48X48 | 4015080269885 |  | 292 | ICD | 1
29361 | T0-3-8232/EZ | 29361 | Comutator in trepte fara pozitie de 0 | 55 | cerere oferta | S | 1 | 0 | 1 | 0.153 | KG | 115X48X48 | 4015080293613 |  | 292 | ICD | 1
207126 | T0-3-8232/I1 | 207126 | Comutator de comanda - comutator pornit | 55 | cerere oferta | S | 1 | 0 | 1 | 0.288 | KG | 137X80X122 | 4015082071264 |  | 292 | ICD | 1
34107 | T0-3-8232/IVS | 34107 | Comutator in trepte fara pozitie de 0 | 55 | cerere oferta | S | 1 | 0 | 1 | 0.155 | KG | 101X54X55 | 4015080341079 |  | 292 | ICD | 1
200060 | T0-3-8232/XES | 200060 | Comutator in trepte (UK) | 55 | cerere oferta | S | 1 | 0 | 1 | 0.1 | KG | 59X48X48 | 4015082000608 |  | 292 | ICD | 1
13447 | T0-3-8232/XZ | 13447 | Comutator de comanda - comutator pornit | 55 | cerere oferta | S | 1 | 0 | 1 | 0.119 | KG | 67X48X48 | 4015080134473 |  | 292 | ICD | 1
36480 | T0-3-8232/Z | 36480 | Comutator de comanda - comutator pornit | 55 | cerere oferta | S | 1 | 0 | 1 | 0.163 | KG | 137X48X48 | 4015080364801 |  | 292 | ICD | 1
41226 | T0-3-8233/E | 41226 | Comutator in trepte fara pozitie de 0 | 55 | cerere oferta | S | 1 | 0 | 1 | 0.121 | KG | 95X48X48 | 4015080412267 |  | 292 | ICD | 1
43599 | T0-3-8233/EZ | 43599 | Comutator in trepte fara pozitie de 0 | 55 | cerere oferta | S | 1 | 0 | 1 | 0.153 | KG | 115X48X48 | 4015080435990 |  | 292 | ICD | 1
207127 | T0-3-8233/I1 | 207127 | Comutator de comanda - comutator pornit | 55 | cerere oferta | S | 1 | 0 | 1 | 0.288 | KG | 137X80X122 | 4015082071271 |  | 292 | ICD | 1
48345 | T0-3-8233/IVS | 48345 | Comutator in trepte fara pozitie de 0 | 55 | cerere oferta | S | 1 | 0 | 1 | 0.155 | KG | 101X54X55 | 4015080483458 |  | 292 | ICD | 1
13448 | T0-3-8233/XZ | 13448 | Comutator de comanda - comutator pornit | 55 | cerere oferta | S | 1 | 0 | 1 | 0.119 | KG | 67X48X48 | 4015080134480 |  | 292 | ICD | 1
50718 | T0-3-8233/Z | 50718 | Comutator de comanda - comutator pornit | 55 | cerere oferta | S | 1 | 0 | 1 | 0.163 | KG | 137X48X48 | 4015080507185 |  | 292 | ICD | 1
81565 | T0-3-8243/E | 81565 | Comutator in trepte cu pozitie de 0 | 55 | cerere oferta | S | 1 | 0 | 1 | 0.121 | KG | 115X76X68 | 4015080815655 |  | 292 | ICD | 1
83938 | T0-3-8243/EZ | 83938 | Comutator in trepte cu pozitie de 0 | 55 | cerere oferta | S | 1 | 0 | 1 | 0.153 | KG | 115X48X48 | 4015080839385 |  | 292 | ICD | 1
207128 | T0-3-8243/I1 | 207128 | Comutator de comanda - comutator pornit | 55 | cerere oferta | S | 1 | 0 | 1 | 0.288 | KG | 137X80X122 | 4015082071288 |  | 292 | ICD | 1
88684 | T0-3-8243/IVS | 88684 | Comutator in trepte cu pozitie de 0 | 55 | cerere oferta | S | 1 | 0 | 1 | 0.155 | KG | 101X54X55 | 4015080886846 |  | 292 | ICD | 1
13449 | T0-3-8243/XZ | 13449 | Comutator de comanda - comutator pornit | 55 | cerere oferta | S | 1 | 0 | 1 | 0.119 | KG | 67X48X48 | 4015080134497 |  | 292 | ICD | 1
91057 | T0-3-8243/Z | 91057 | Comutator de comanda - comutator pornit | 55 | cerere oferta | S | 1 | 0 | 1 | 0.163 | KG | 137X48X48 | 4015080910572 |  | 292 | ICD | 1
95803 | T0-3-8244/E | 95803 | Comutator de comanda - cu pozitie de 0 | 55 | cerere oferta | S | 1 | 0 | 1 | 0.121 | KG | 95X48X48 | 4015080958031 |  | 292 | ICD | 1
98176 | T0-3-8244/EZ | 98176 | Comutator de comanda - cu pozitie de 0 | 55 | cerere oferta | S | 1 | 0 | 1 | 0.153 | KG | 115X48X48 | 4015080981763 |  | 292 | ICD | 1
207129 | T0-3-8244/I1 | 207129 | Comutator de comanda - comutator pornit | 55 | cerere oferta | S | 1 | 0 | 1 | 0.288 | KG | 137X80X122 | 4015082071295 |  | 292 | ICD | 1
12749 | T0-3-8244/IVS | 12749 | Comutator in trepte cu pozitie de 0 | 55 | cerere oferta | S | 1 | 0 | 1 | 0.155 | KG | 101X54X55 | 4015080127499 |  | 292 | ICD | 1
13450 | T0-3-8244/XZ | 13450 | Comutator de comanda - comutator pornit | 55 | cerere oferta | S | 1 | 0 | 1 | 0.119 | KG | 67X48X48 | 4015080134503 |  | 292 | ICD | 1
15122 | T0-3-8244/Z | 15122 | Comutator de comanda - comutator pornit | 55 | cerere oferta | S | 1 | 0 | 1 | 0.163 | KG | 137X48X48 | 4015080151227 |  | 292 | ICD | 1
13451 | T0-3-8250/E | 13451 | Comutator in trepte (UK) | 55 | cerere oferta | S | 1 | 0 | 1 | 0.121 | KG | 95X48X48 | 4015080134510 |  | 292 | ICD | 1
13452 | T0-3-8250/EZ | 13452 | Comutator in trepte (UK) | 55 | cerere oferta | S | 1 | 0 | 1 | 0.153 | KG | 115X48X48 | 4015080134527 |  | 292 | ICD | 1
212325 | T0-3-8250/I1 | 212325 | Comutator in trepte (UK) | 55 | cerere oferta | S | 1 | 0 | 1 | 0.288 | KG | 119X80X100 | 4015082123253 |  | 292 | ICD | 1
13454 | T0-3-8250/IVS | 13454 | Comutator in trepte (UK) | 55 | cerere oferta | S | 1 | 0 | 1 | 0.155 | KG | 101X54X55 | 4015080134541 |  | 292 | ICD | 1
13455 | T0-3-8250/XZ | 13455 | Comutator de comanda - comutator pornit | 55 | cerere oferta | S | 1 | 0 | 1 | 0.119 | KG | 67X48X48 | 4015080134558 |  | 292 | ICD | 1
13456 | T0-3-8250/Z | 13456 | Comutator de comanda - comutator pornit | 55 | cerere oferta | S | 1 | 0 | 1 | 0.163 | KG | 137X48X48 | 4015080134565 |  | 292 | ICD | 1
13457 | T0-3-8261/E | 13457 | Comutator in trepte (UK) | 55 | cerere oferta | S | 1 | 0 | 1 | 0.121 | KG | 95X48X48 | 4015080134572 |  | 292 | ICD | 1
13458 | T0-3-8261/EZ | 13458 | Comutator in trepte (UK) | 55 | cerere oferta | S | 1 | 0 | 1 | 0.153 | KG | 115X48X48 | 4015080134589 |  | 292 | ICD | 1
218981 | T0-3-8261/I1 | 218981 | Comutator in trepte (UK) | 55 | cerere oferta | S | 1 | 0 | 1 | 0.288 | KG | 137X80X122 | 4015082189815 |  | 292 | ICD | 1
34106 | T0-3-8280/E | 34106 | Comutator in trepte cu pozitie de 0 | 55 | cerere oferta | S | 1 | 0 | 1 | 0.121 | KG | 95X48X48 | 4015080341062 |  | 292 | ICD | 1
36479 | T0-3-8280/EZ | 36479 | Comutator in trepte cu pozitie de 0 | 55 | cerere oferta | S | 1 | 0 | 1 | 0.153 | KG | 115X48X48 | 4015080364795 |  | 292 | ICD | 1
207130 | T0-3-8280/I1 | 207130 | Comutator de comanda - comutator pornit | 55 | cerere oferta | S | 1 | 0 | 1 | 0.288 | KG | 137X80X122 | 4015082071301 |  | 292 | ICD | 1
41225 | T0-3-8280/IVS | 41225 | Comutator de comanda - comutator pornit | 55 | cerere oferta | S | 1 | 0 | 1 | 0.155 | KG | 101X54X55 | 4015080412250 |  | 292 | ICD | 1
43598 | T0-3-8280/Z | 43598 | Comutator de comanda - comutator pornit | 55 | cerere oferta | S | 1 | 0 | 1 | 0.163 | KG | 137X48X48 | 4015080435983 |  | 292 | ICD | 1
13464 | T0-3-8297/E | 13464 | Comutator de comanda - comutator pornit | 55 | cerere oferta | S | 1 | 0 | 1 | 0.121 | KG | 95X48X48 | 4015080134640 |  | 292 | ICD | 1
222666 | T0-3-8297/I1 | 222666 | Comutator in trepte (UK) | 55 | cerere oferta | S | 1 | 0 | 1 | 0.288 | KG | 137X80X122 | 4015082226664 |  | 292 | ICD | 1
13470 | T0-3-8299/E | 13470 | Comutator de comanda - comutator pornit | 55 | cerere oferta | S | 1 | 0 | 1 | 0.121 | KG | 95X48X48 | 4015080134701 |  | 292 | ICD | 1
13476 | T0-3-8313/E | 13476 | Comutator de comanda - comutator pornit | 55 | cerere oferta | S | 1 | 0 | 1 | 0.121 | KG | 95X48X48 | 4015080134763 |  | 292 | ICD | 1
13482 | T0-3-8314/E | 13482 | Comutator de comanda - comutator pornit | 55 | cerere oferta | S | 1 | 0 | 1 | 0.121 | KG | 95X48X48 | 4015080134824 |  | 292 | ICD | 1
13483 | T0-3-8314/EZ | 13483 | Comutator de comanda - comutator pornit | 55 | cerere oferta | S | 1 | 0 | 1 | 0.153 | KG | 115X48X48 | 4015080134831 |  | 292 | ICD | 1
222668 | T0-3-8314/I1 | 222668 | Comutator in trepte (UK) | 55 | cerere oferta | S | 1 | 0 | 1 | 0.288 | KG | 137X80X122 | 4015082226688 |  | 292 | ICD | 1
13488 | T0-3-8332/E | 13488 | Comutator de comanda - comutator pornit | 55 | cerere oferta | S | 1 | 0 | 1 | 0.121 | KG | 95X48X48 | 4015080134886 |  | 292 | ICD | 1
222669 | T0-3-8332/I1 | 222669 | Comutator in trepte (UK) | 55 | cerere oferta | S | 1 | 0 | 1 | 0.288 | KG | 137X80X122 | 4015082226695 |  | 292 | ICD | 1
13494 | T0-3-8341/E | 13494 | Comutator de comanda - comutator pornit | 55 | cerere oferta | S | 1 | 0 | 1 | 0.121 | KG | 95X48X48 | 4015080134947 |  | 292 | ICD | 1
8185 | T0-3-8341/EA/SVB-SW | 8185 | Comutator de comanda - comutator pornit | 55 | cerere oferta | S | 1 | 0 | 1 | 0.142 | KG | 120X65X74 | 4015080081852 |  | 292 | ICD | 1
218983 | T0-3-8341/I1/SVB | 218983 | Intreruptor principal (UK) | 55 | cerere oferta | S | 1 | 0 | 1 | 0.324 | KG | 137X80X130 | 4015082189839 |  | 292 | ICD | 1
222670 | T0-3-8341/I1/SVB-SW | 222670 | Comutator in trepte (UK) | 55 | cerere oferta | S | 1 | 0 | 1 | 0.324 | KG | 137X80X130 | 4015082226701 |  | 292 | ICD | 1
13501 | T0-3-8341/V/SVB | 13501 | Comutator de comanda - comutator pornit | 55 | cerere oferta | S | 1 | 0 | 1 | 0.158 | KG | 137X65X74 | 4015080135012 |  | 292 | ICD | 1
43624 | T0-3-8342/E | 43624 | Intreruptor pornit - oprit fara contacte | 55 | cerere oferta | S | 1 | 0 | 1 | 0.121 | KG | 95X48X48 | 4015080436249 |  | 292 | ICD | 1
29382 | T0-3-8342/EA/SVB | 29382 | Intreruptor principal - oprire de urgent | 55 | cerere oferta | S | 1 | 0 | 1 | 0.142 | KG | 120X65X74 | 4015080293828 |  | 292 | ICD | 1
31755 | T0-3-8342/EA/SVB-SW | 31755 | Intreruptor principal - blocare pe pozit | 55 | cerere oferta | S | 1 | 0 | 1 | 0.142 | KG | 120X65X74 | 4015080317555 |  | 292 | ICD | 1
13504 | T0-3-8342/E-RT | 13504 | Comutator de comanda - comutator pornit | 55 | cerere oferta | S | 1 | 0 | 1 | 0.144 | KG | 95X48X48 | 4015080135043 |  | 292 | ICD | 1
45997 | T0-3-8342/EZ | 45997 | Intreruptor pornit - oprit fara contacte | 55 | cerere oferta | S | 1 | 0 | 1 | 0.153 | KG | 115X48X48 | 4015080459972 |  | 292 | ICD | 1
207131 | T0-3-8342/I1 | 207131 | Intreruptor pornit - oprit fara contacte | 55 | cerere oferta | S | 1 | 0 | 1 | 0.288 | KG | 137X80X122 | 4015082071318 |  | 292 | ICD | 1
207159 | T0-3-8342/I1/SVB | 207159 | Intreruptor principal - oprire de urgent | 55 | cerere oferta | S | 1 | 0 | 1 | 0.324 | KG | 137X80X130 | 4015082071592 |  | 292 | ICD | 1
207160 | T0-3-8342/I1/SVB-SW | 207160 | Intreruptor principal - blocare pe pozit | 55 | cerere oferta | S | 1 | 0 | 1 | 0.324 | KG | 137X80X130 | 4015082071608 |  | 292 | ICD | 1
50743 | T0-3-8342/IVS | 50743 | Intreruptor pornit - oprit fara contacte | 55 | cerere oferta | S | 1 | 0 | 1 | 0.155 | KG | 101X54X55 | 4015080507437 |  | 292 | ICD | 1
34128 | T0-3-8342/V/SVB | 34128 | Intreruptor principal - oprire de urgent | 55 | cerere oferta | S | 1 | 0 | 1 | 0.158 | KG | 137X65X74 | 4015080341284 |  | 292 | ICD | 1
36501 | T0-3-8342/V/SVB-SW | 36501 | Comutator de comanda - comutator pornit | 55 | cerere oferta | S | 1 | 0 | 1 | 0.158 | KG | 137X65X74 | 4015080365013 |  | 292 | ICD | 1
13506 | T0-3-8342/XZ | 13506 | Comutator de comanda - comutator pornit | 55 | cerere oferta | S | 1 | 0 | 1 | 0.119 | KG | 67X48X48 | 4015080135067 |  | 292 | ICD | 1
55489 | T0-3-8342/Z | 55489 | Intreruptor pornit - oprit fara contacte | 55 | cerere oferta | S | 1 | 0 | 1 | 0.163 | KG | 137X48X48 | 4015080554899 |  | 292 | ICD | 1
91047 | T0-3-8401/E | 91047 | Inversor de sens cu pozitie de 0 | 55 | cerere oferta | S | 1 | 0 | 1 | 0.121 | KG | 95X48X48 | 4015080910473 |  | 292 | ICD | 1
93420 | T0-3-8401/EZ | 93420 | Inversor de sens cu pozitie de 0 | 55 | cerere oferta | S | 1 | 0 | 1 | 0.153 | KG | 115X48X48 | 4015080934202 |  | 292 | ICD | 1
207132 | T0-3-8401/I1 | 207132 | Inversor de sens cu pozitie de 0 | 55 | cerere oferta | S | 1 | 0 | 1 | 0.288 | KG | 137X80X122 | 4015082071325 |  | 292 | ICD | 1
98166 | T0-3-8401/IVS | 98166 | Inversor de sens cu pozitie de 0 | 55 | cerere oferta | S | 1 | 0 | 1 | 0.155 | KG | 101X54X55 | 4015080981664 |  | 292 | ICD | 1
5739 | T0-3-8401/XZ | 5739 | Inversor de sens cu pozitie de 0 | 55 | cerere oferta | S | 1 | 0 | 1 | 0.119 | KG | 67X48X48 | 4015080057390 |  | 292 | ICD | 1
10366 | T0-3-8401/Z | 10366 | Inversor de sens cu pozitie de 0 | 55 | cerere oferta | S | 1 | 0 | 1 | 0.163 | KG | 137X48X48 | 4015080103660 |  | 292 | ICD | 1
982 | T0-3-8426/E | 982 | Comutator de comanda - comutator pornit | 55 | cerere oferta | S | 1 | 0 | 1 | 0.121 | KG | 95X48X48 | 4015080009825 |  | 292 | ICD | 1
222672 | T0-3-8426/I1 | 222672 | Comutator in trepte (UK) | 55 | cerere oferta | S | 1 | 0 | 1 | 0.288 | KG | 137X80X122 | 4015082226725 |  | 292 | ICD | 1
38849 | T0-3-8451/E | 38849 | Comutator de poli - 2 turatii, 1 sens de | 55 | cerere oferta | S | 1 | 0 | 1 | 0.121 | KG | 95X48X48 | 4015080388494 |  | 292 | ICD | 1
83936 | T0-3-8451/EZ | 83936 | Comutator de poli - 2 turatii, 1 sens de | 55 | cerere oferta | S | 1 | 0 | 1 | 0.153 | KG | 115X48X48 | 4015080839361 |  | 292 | ICD | 1
207133 | T0-3-8451/I1 | 207133 | Comutator de comanda - comutator pornit | 55 | cerere oferta | S | 1 | 0 | 1 | 0.288 | KG | 137X80X122 | 4015082071332 |  | 292 | ICD | 1
26985 | T0-3-8451/IVS | 26985 | Comutator de poli - 2 turatii, 1 sens de | 55 | cerere oferta | S | 1 | 0 | 1 | 0.155 | KG | 101X54X55 | 4015080269854 |  | 292 | ICD | 1
13508 | T0-3-8451/XZ | 13508 | Comutator de comanda - comutator pornit | 55 | cerere oferta | S | 1 | 0 | 1 | 0.119 | KG | 67X48X48 | 4015080135081 |  | 292 | ICD | 1
43596 | T0-3-8451/Z | 43596 | Comutator de poli (UK) | 55 | cerere oferta | S | 1 | 0 | 1 | 0.163 | KG | 137X48X48 | 4015080435969 |  | 292 | ICD | 1
13509 | T0-3-8622/E | 13509 | Comutator de comanda - comutator pornit | 55 | cerere oferta | S | 1 | 0 | 1 | 0.121 | KG | 95X48X48 | 4015080135098 |  | 292 | ICD | 1
222673 | T0-3-8622/I1 | 222673 | Comutator in trepte (UK) | 55 | cerere oferta | S | 1 | 0 | 1 | 0.288 | KG | 137X80X122 | 4015082226732 |  | 292 | ICD | 1
231938 | T0-3-8901/E | 231938 | Intreruptor pornit - oprit fara contacte | 55 | cerere oferta | S | 1 | 0 | 1 | 0.121 | KG | 95X48X48 | 4015082319380 |  | 292 | ICD | 1
231932 | T0-3-8901/EA/SVB | 231932 | Intreruptor principal (UK) | 55 | cerere oferta | S | 1 | 0 | 1 | 0.142 | KG | 120X65X74 | 4015082319328 |  | 292 | ICD | 1
231933 | T0-3-8901/EA/SVB-SW | 231933 | Intreruptor principal - blocare pe pozit | 55 | cerere oferta | S | 1 | 0 | 1 | 0.142 | KG | 120X65X74 | 4015082319335 |  | 292 | ICD | 1
231939 | T0-3-8901/EZ | 231939 | Intreruptor pornit - oprit (UK) | 55 | cerere oferta | S | 1 | 0 | 1 | 0.153 | KG | 115X48X48 | 4015082319397 |  | 292 | ICD | 1
231941 | T0-3-8901/I1 | 231941 | Intreruptor pornit - oprit cu contacte a | 55 | cerere oferta | S | 1 | 0 | 1 | 0.288 | KG | 137X80X122 | 4015082319410 |  | 292 | ICD | 1
231934 | T0-3-8901/I1/SVB | 231934 | Intreruptor principal - oprire de urgent | 55 | cerere oferta | S | 1 | 0 | 1 | 0.324 | KG | 137X80X130 | 4015082319342 |  | 292 | ICD | 1
231935 | T0-3-8901/I1/SVB-SW | 231935 | Intreruptor pornit - oprit (UK) | 55 | cerere oferta | S | 1 | 0 | 1 | 0.324 | KG | 137X80X130 | 4015082319359 |  | 292 | ICD | 1
231940 | T0-3-8901/IVS | 231940 | Intreruptor pornit - oprit (UK) | 55 | cerere oferta | S | 1 | 0 | 1 | 0.155 | KG | 101X54X55 | 4015082319403 |  | 292 | ICD | 1
231942 | T0-3-8901/Z | 231942 | Intreruptor pornit - oprit (UK) | 55 | cerere oferta | S | 1 | 0 | 1 | 0.163 | KG | 137X48X48 | 4015082319427 |  | 292 | ICD | 1
907767 | T0-3-SOND*/E | 907767 | Comutatoare cu came (UK) | 55 | cerere oferta | N | 1 | 0 | 1 | 0.121 | KG | 95X48X48 | 1002115 |  | 292 | ICD | 1
907778 | T0-3-SOND*/EA/SVB | 907778 | Comutatoare cu came (UK) | 55 | cerere oferta | N | 1 | 0 | 1 | 0.142 | KG | 120X65X74 | 1002105 |  | 292 | ICD | 1
908045 | T0-3-SOND*/EA/SVB-SW | 908045 | Comutatoare cu came (UK) | 55 | cerere oferta | N | 1 | 0 | 1 | 0.142 | KG | 120X65X74 | 1001895 |  | 292 | ICD | 1
907789 | T0-3-SOND*/EZ | 907789 | Comutatoare cu came (UK) | 55 | cerere oferta | N | 1 | 0 | 1 | 0.153 | KG | 115X48X48 | 1002101 |  | 292 | ICD | 1
908034 | T0-3-SOND*/EZ/OFS | 908034 | Comutatoare cu came (UK) | 55 | cerere oferta | N | 1 | 0 | 1 | 0.182 | KG | 115X48X48 | 1004080 |  | 292 | ICD | 1
207486 | T0-3-SOND*/I1 | 207486 | Comutatoare cu came (UK) | 55 | cerere oferta | N | 1 | 0 | 1 | 0.288 | KG | 137X80X122 | 1002496 |  | 292 | ICD | 1
207487 | T0-3-SOND*/I1/SVB | 207487 | Comutatoare cu came (UK) | 55 | cerere oferta | N | 1 | 0 | 1 | 0.324 | KG | 137X80X130 | 1002495 |  | 292 | ICD | 1
207488 | T0-3-SOND*/I1/SVB-SW | 207488 | Comutatoare cu came (UK) | 55 | cerere oferta | N | 1 | 0 | 1 | 0.324 | KG | 137X80X130 | 1002494 |  | 292 | ICD | 1
907808 | T0-3-SOND*/IVS | 907808 | Comutatoare cu came (UK) | 55 | cerere oferta | N | 1 | 0 | 1 | 0.155 | KG | 101X54X55 | 1002090 |  | 292 | ICD | 1
907819 | T0-3-SOND*/V/SVB | 907819 | Comutatoare cu came (UK) | 55 | cerere oferta | N | 1 | 0 | 1 | 0.158 | KG | 137X65X74 | 1002079 |  | 292 | ICD | 1
908056 | T0-3-SOND*/V/SVB-SW | 908056 | Comutatoare cu came (UK) | 55 | cerere oferta | N | 1 | 0 | 1 | 0.158 | KG | 137X65X74 | 1001891 |  | 292 | ICD | 1
907830 | T0-3-SOND*/XZ | 907830 | Comutatoare cu came (UK) | 55 | cerere oferta | N | 1 | 0 | 1 | 0.119 | KG | 67X48X48 | 1004124 |  | 292 | ICD | 1
907841 | T0-3-SOND*/Z | 907841 | Comutatoare cu came (UK) | 55 | cerere oferta | N | 1 | 0 | 1 | 0.163 | KG | 137X48X48 | 1002064 |  | 292 | ICD | 1
13519 | T0-4-106/IVS | 13519 | Comutator de comanda - comutator pornit | 55 | cerere oferta | S | 1 | 0 | 1 | 0.179 | KG | 111X54X55 | 4015080135197 |  | 292 | ICD | 1
13522 | T0-4-11/E | 13522 | Comutator rapid (UK) | 55 | cerere oferta | S | 1 | 0 | 1 | 0.156 | KG | 105X48X48 | 4015080135227 |  | 292 | ICD | 1
13523 | T0-4-11/EZ | 13523 | Comutator de comanda - comutator pornit | 55 | cerere oferta | S | 1 | 0 | 1 | 0.177 | KG | 125X48X48 | 4015080135234 |  | 292 | ICD | 1
13524 | T0-4-11/EZ/OFS | 13524 | Comutator de comanda - comutator pornit | 55 | cerere oferta | S | 1 | 0 | 1 | 0.208 | KG | 125X48X48 | 4015080135241 |  | 292 | ICD | 1
222674 | T0-4-11/I1 | 222674 | Comutator in trepte (UK) | 55 | cerere oferta | S | 1 | 0 | 1 | 0.36 | KG | 137X80X122 | 4015082226749 |  | 292 | ICD | 1
13528 | T0-4-11/Z | 13528 | Comutator de comanda - comutator pornit | 55 | cerere oferta | S | 1 | 0 | 1 | 0.187 | KG | 147X48X48 | 4015080135289 |  | 292 | ICD | 1
13529 | T0-4-131/E | 13529 | Comutator de comanda - comutator pornit | 55 | cerere oferta | S | 1 | 0 | 1 | 0.156 | KG | 105X48X48 | 4015080135296 |  | 292 | ICD | 1
222569 | T0-4-131/I1 | 222569 | Comutator in trepte (UK) | 55 | cerere oferta | S | 1 | 0 | 1 | 0.36 | KG | 137X80X122 | 4015082225698 |  | 292 | ICD | 1
13536 | T0-4-133/E | 13536 | Comutator de comanda - comutator pornit | 55 | cerere oferta | S | 1 | 0 | 1 | 0.156 | KG | 105X48X48 | 4015080135364 |  | 292 | ICD | 1
13543 | T0-4-135/E | 13543 | Comutator de comanda - comutator pornit | 55 | cerere oferta | S | 1 | 0 | 1 | 0.156 | KG | 105X48X8 | 4015080135432 |  | 292 | ICD | 1
13550 | T0-4-146/E | 13550 | Comutator de comanda - comutator pornit | 55 | cerere oferta | S | 1 | 0 | 1 | 0.156 | KG | 105X48X48 | 4015080135500 |  | 292 | ICD | 1
13551 | T0-4-146/EZ | 13551 | Comutator de comanda - comutator pornit | 55 | cerere oferta | S | 1 | 0 | 1 | 0.177 | KG | 125X48X48 | 4015080135517 |  | 292 | ICD | 1
222675 | T0-4-146/I1 | 222675 | Comutator in trepte (UK) | 55 | cerere oferta | S | 1 | 0 | 1 | 0.36 | KG | 137X80X122 | 4015082226756 |  | 292 | ICD | 1
13554 | T0-4-146/IVS | 13554 | Comutator de comanda - comutator pornit | 55 | cerere oferta | S | 1 | 0 | 1 | 0.179 | KG | 111X54X55 | 4015080135548 |  | 292 | ICD | 1
13558 | T0-4-15007/EZ | 13558 | Comutator de comanda - comutator pornit | 55 | cerere oferta | S | 1 | 0 | 1 | 0.177 | KG | 125X48X48 | 4015080135586 |  | 292 | ICD | 1
13569 | T0-4-15011/E | 13569 | Comutator de comanda - comutator pornit | 55 | cerere oferta | S | 1 | 0 | 1 | 0.156 | KG | 105X48X48 | 4015080135692 |  | 292 | ICD | 1
13582 | T0-4-15031/EZ | 13582 | Comutator de comanda - comutator pornit | 55 | cerere oferta | S | 1 | 0 | 1 | 0.177 | KG | 125X48X48 | 4015080135821 |  | 292 | ICD | 1
13599 | T0-4-15056/E | 13599 | Comutator de comanda - comutator pornit | 55 | cerere oferta | S | 1 | 0 | 1 | 0.156 | KG | 105X48X48 | 4015080135999 |  | 292 | ICD | 1
13600 | T0-4-15056/EZ | 13600 | Comutator de comanda - comutator pornit | 55 | cerere oferta | S | 1 | 0 | 1 | 0.177 | KG | 125X48X48 | 4015080136002 |  | 292 | ICD | 1
13604 | T0-4-15056/Z | 13604 | Comutator de comanda - comutator pornit | 55 | cerere oferta | S | 1 | 0 | 1 | 0.187 | KG | 147X48X48 | 4015080136040 |  | 292 | ICD | 1
13629 | T0-4-15107/E | 13629 | Comutator de comanda - comutator pornit | 55 | cerere oferta | S | 1 | 0 | 1 | 0.156 | KG | 105X48X48 | 4015080136293 |  | 292 | ICD | 1
222693 | T0-4-15107/I1 | 222693 | Comutator in trepte - doua pozitii (UK) | 55 | cerere oferta | S | 1 | 0 | 1 | 0.36 | KG | 137X80X122 | 4015082226930 |  | 292 | ICD | 1
13634 | T0-4-15107/Z | 13634 | Comutator de comanda - comutator pornit | 55 | cerere oferta | S | 1 | 0 | 1 | 0.187 | KG | 147X48X48 | 4015080136347 |  | 292 | ICD | 1
13635 | T0-4-15126/E | 13635 | Comutator de comanda - comutator pornit | 55 | cerere oferta | S | 1 | 0 | 1 | 0.156 | KG | 105X48X48 | 4015080136354 |  | 292 | ICD | 1
218152 | T0-4-15126/I1 | 218152 | Comutator voltmetric (UK) | 55 | cerere oferta | S | 1 | 0 | 1 | 0.36 | KG | 137X80X122 | 4015082181529 |  | 292 | ICD | 1
13641 | T0-4-15132/E | 13641 | Comutator in trepte (UK) | 55 | cerere oferta | S | 1 | 0 | 1 | 0.156 | KG | 105X48X48 | 4015080136415 |  | 292 | ICD | 1
13642 | T0-4-15132/EZ | 13642 | Comutator de comanda - comutator pornit | 55 | cerere oferta | S | 1 | 0 | 1 | 0.177 | KG | 125X48X48 | 4015080136422 |  | 292 | ICD | 1
222694 | T0-4-15132/I1 | 222694 | Comutator in trepte (UK) | 55 | cerere oferta | S | 1 | 0 | 1 | 0.36 | KG | 137X80X122 | 4015082226947 |  | 292 | ICD | 1
13644 | T0-4-15132/IVS | 13644 | Comutator de comanda - comutator pornit | 55 | cerere oferta | S | 1 | 0 | 1 | 0.179 | KG | 111X54X55 | 4015080136446 |  | 292 | ICD | 1
13645 | T0-4-15132/XZ | 13645 | Comutator de comanda - comutator pornit | 55 | cerere oferta | S | 1 | 0 | 1 | 0.142 | KG | 77X48X48 | 4015080136453 |  | 292 | ICD | 1
13647 | T0-4-15138/E | 13647 | Comutator in trepte (UK) | 55 | cerere oferta | S | 1 | 0 | 1 | 0.156 | KG | 105X48X48 | 4015080136477 |  | 292 | ICD | 1
13648 | T0-4-15138/EZ | 13648 | Comutator in trepte (UK) | 55 | cerere oferta | S | 1 | 0 | 1 | 0.177 | KG | 125X48X48 | 4015080136484 |  | 292 | ICD | 1
222482 | T0-4-15138/I1 | 222482 | Comutator in trepte (UK) | 55 | cerere oferta | S | 1 | 0 | 1 | 0.36 | KG | 137X80X122 | 4015082224820 |  | 292 | ICD | 1
13653 | T0-4-15164/E | 13653 | Comutator de comanda - comutator pornit | 55 | cerere oferta | S | 1 | 0 | 1 | 0.156 | KG | 105X48X48 | 4015080136538 |  | 292 | ICD | 1
8207 | T0-4-15164/EA/SVB | 8207 | Comutator de comanda - comutator pornit | 55 | cerere oferta | S | 1 | 0 | 1 | 0.166 | KG | 130X65X74 | 4015080082071 |  | 292 | ICD | 1
222695 | T0-4-15164/I1 | 222695 | Comutator in trepte (UK) | 55 | cerere oferta | S | 1 | 0 | 1 | 0.36 | KG | 137X80X122 | 4015082226954 |  | 292 | ICD | 1
222483 | T0-4-15164/I1/SVB | 222483 | Comutator in trepte (UK) | 55 | cerere oferta | S | 1 | 0 | 1 | 0.389 | KG | 137X80X130 | 4015082224837 |  | 292 | ICD | 1
13661 | T0-4-15185/E | 13661 | Comutator de comanda - comutator pornit | 55 | cerere oferta | S | 1 | 0 | 1 | 0.156 | KG | 105X48X48 | 4015080136613 |  | 292 | ICD | 1
13665 | T0-4-15185/XZ | 13665 | Comutator de comanda - comutator pornit | 55 | cerere oferta | S | 1 | 0 | 1 | 0.142 | KG | 77X48X48 | 4015080136651 |  | 292 | ICD | 1
13667 | T0-4-152/E | 13667 | Comutator de comanda - comutator pornit | 55 | cerere oferta | S | 1 | 0 | 1 | 0.156 | KG | 105X48X48 | 4015080136675 |  | 292 | ICD | 1
13668 | T0-4-152/EZ | 13668 | Comutator de comanda - comutator pornit | 55 | cerere oferta | S | 1 | 0 | 1 | 0.177 | KG | 125X48X48 | 4015080136682 |  | 292 | ICD | 1
13674 | T0-4-15204/E | 13674 | Comutator de comanda - comutator pornit | 55 | cerere oferta | S | 1 | 0 | 1 | 0.156 | KG | 105X48X48 | 4015080136743 |  | 292 | ICD | 1
13686 | T0-4-15223/E | 13686 | Comutator de comanda - comutator pornit | 55 | cerere oferta | S | 1 | 0 | 1 | 0.156 | KG | 105X48X48 | 4015080136866 |  | 292 | ICD | 1
13692 | T0-4-15246/E | 13692 | Comutator in trepte (UK) | 55 | cerere oferta | S | 1 | 0 | 1 | 0.156 | KG | 105X48X48 | 4015080136927 |  | 292 | ICD | 1
13693 | T0-4-15246/EZ | 13693 | Comutator de comanda - comutator pornit | 55 | cerere oferta | S | 1 | 0 | 1 | 0.177 | KG | 125X48X48 | 4015080136934 |  | 292 | ICD | 1
222699 | T0-4-15246/I1 | 222699 | Comutator in trepte (UK) | 55 | cerere oferta | S | 1 | 0 | 1 | 0.36 | KG | 137X80X122 | 4015082226992 |  | 292 | ICD | 1
13696 | T0-4-15246/XZ | 13696 | Comutator de comanda - comutator pornit | 55 | cerere oferta | S | 1 | 0 | 1 | 0.142 | KG | 77X48X48 | 4015080136965 |  | 292 | ICD | 1
13706 | T0-4-153/E | 13706 | Comutator in trepte (UK) | 55 | cerere oferta | S | 1 | 0 | 1 | 0.156 | KG | 105X48X48 | 4015080137061 |  | 292 | ICD | 1
13707 | T0-4-153/EZ | 13707 | Comutator de comanda - comutator pornit | 55 | cerere oferta | S | 1 | 0 | 1 | 0.177 | KG | 125X48X48 | 4015080137078 |  | 292 | ICD | 1
222700 | T0-4-153/I1 | 222700 | Comutator in trepte (UK) | 55 | cerere oferta | S | 1 | 0 | 1 | 0.36 | KG | 137X80X122 | 4015082227005 |  | 292 | ICD | 1
13713 | T0-4-15374/E | 13713 | Comutator de comanda - comutator pornit | 55 | cerere oferta | S | 1 | 0 | 1 | 0.156 | KG | 105X48X48 | 4015080137139 |  | 292 | ICD | 1
222701 | T0-4-15374/I1 | 222701 | Comutator in trepte (UK) | 55 | cerere oferta | S | 1 | 0 | 1 | 0.36 | KG | 137X80X122 | 4015082227012 |  | 292 | ICD | 1
13716 | T0-4-15374/IVS | 13716 | Comutator de comanda - comutator pornit | 55 | cerere oferta | S | 1 | 0 | 1 | 0.179 | KG | 111X54X55 | 4015080137160 |  | 292 | ICD | 1
13717 | T0-4-15374/XZ | 13717 | Comutator de comanda - comutator pornit | 55 | cerere oferta | S | 1 | 0 | 1 | 0.142 | KG | 77X48X48 | 4015080137177 |  | 292 | ICD | 1
29368 | T0-4-15602/E | 29368 | Comutator de codificare | 55 | cerere oferta | S | 1 | 0 | 1 | 0.156 | KG | 105X48X48 | 4015080293682 |  | 292 | ICD | 1
31741 | T0-4-15602/EZ | 31741 | Comutator de codificare | 55 | cerere oferta | S | 1 | 0 | 1 | 0.177 | KG | 125X48X48 | 4015080317418 |  | 292 | ICD | 1
207134 | T0-4-15602/I1 | 207134 | Comutator de comanda - comutator pornit | 55 | cerere oferta | S | 1 | 0 | 1 | 0.36 | KG | 137X80X122 | 4015082071349 |  | 292 | ICD | 1
36487 | T0-4-15602/IVS | 36487 | Comutator de comanda - comutator pornit | 55 | cerere oferta | S | 1 | 0 | 1 | 0.179 | KG | 111X54X55 | 4015080364870 |  | 292 | ICD | 1
38860 | T0-4-15602/Z | 38860 | Comutator de comanda - comutator pornit | 55 | cerere oferta | S | 1 | 0 | 1 | 0.187 | KG | 147X48X48 | 4015080388609 |  | 292 | ICD | 1
43606 | T0-4-15603/E | 43606 | Comutator de comanda - comutator pornit | 55 | cerere oferta | S | 1 | 0 | 1 | 0.156 | KG | 105X48X48 | 4015080436065 |  | 292 | ICD | 1
57844 | T0-4-15604/E | 57844 | Comutator de comanda - comutator pornit | 55 | cerere oferta | S | 1 | 0 | 1 | 0.156 | KG | 105X48X48 | 4015080578444 |  | 292 | ICD | 1
10405 | T0-4-15682/E | 10405 | Comutator de comanda - comutator pornit | 55 | cerere oferta | S | 1 | 0 | 1 | 0.156 | KG | 105X48X48 | 4015080104056 |  | 292 | ICD | 1
19892 | T0-4-15682/EA/SVB | 19892 | Intreruptor principal - oprire de urgent | 55 | cerere oferta | S | 1 | 0 | 1 | 0.166 | KG | 130X65X74 | 4015080198925 |  | 292 | ICD | 1
22265 | T0-4-15682/EA/SVB-SW | 22265 | Intreruptor principal - blocare pe pozit | 55 | cerere oferta | S | 1 | 0 | 1 | 0.166 | KG | 130X65X74 | 4015080222651 |  | 292 | ICD | 1
12778 | T0-4-15682/EZ | 12778 | Comutator de comanda - comutator pornit | 55 | cerere oferta | S | 1 | 0 | 1 | 0.177 | KG | 125X48X48 | 4015080127789 |  | 292 | ICD | 1
207135 | T0-4-15682/I1 | 207135 | Comutator de comanda - comutator pornit | 55 | cerere oferta | S | 1 | 0 | 1 | 0.36 | KG | 137X80X122 | 4015082071356 |  | 292 | ICD | 1
207161 | T0-4-15682/I1/SVB | 207161 | Intreruptor principal - oprire de urgent | 55 | cerere oferta | S | 1 | 0 | 1 | 0.451 | KG | 150X84X140 | 4015082071615 |  | 292 | ICD | 1
207162 | T0-4-15682/I1/SVB-SW | 207162 | Intreruptor principal - blocare pe pozit | 55 | cerere oferta | S | 1 | 0 | 1 | 0.348 | KG | 140X85X150 | 4015082071622 |  | 292 | ICD | 1
17524 | T0-4-15682/IVS | 17524 | Comutator de comanda - comutator pornit | 55 | cerere oferta | S | 1 | 0 | 1 | 0.179 | KG | 111X54X55 | 4015080175247 |  | 292 | ICD | 1
24638 | T0-4-15682/V/SVB | 24638 | Intreruptor principal - oprire de urgent | 55 | cerere oferta | S | 1 | 0 | 1 | 0.158 | KG | 147X65X74 | 4015080246381 |  | 292 | ICD | 1
27011 | T0-4-15682/V/SVB-SW | 27011 | Intreruptor principal - blocare pe pozit | 55 | cerere oferta | S | 1 | 0 | 1 | 0.182 | KG | 147X65X74 | 4015080270119 |  | 292 | ICD | 1
13760 | T0-4-15682/XZ | 13760 | Comutator de comanda - comutator pornit | 55 | cerere oferta | S | 1 | 0 | 1 | 0.142 | KG | 77X48X48 | 4015080137603 |  | 292 | ICD | 1
22270 | T0-4-15682/Z | 22270 | Comutator de comanda - comutator pornit | 55 | cerere oferta | S | 1 | 0 | 1 | 0.187 | KG | 147X48X48 | 4015080222705 |  | 292 | ICD | 1
13761 | T0-4-15700/E | 13761 | Comutator de comanda - comutator pornit | 55 | cerere oferta | S | 1 | 0 | 1 | 0.156 | KG | 105X48X48 | 4015080137610 |  | 292 | ICD | 1
8235 | T0-4-15700/EA/SVB | 8235 | Comutator de comanda - comutator pornit | 55 | cerere oferta | S | 1 | 0 | 1 | 0.166 | KG | 130X65X74 | 4015080082354 |  | 292 | ICD | 1
13766 | T0-4-15700/IVS | 13766 | Comutator de comanda - comutator pornit | 55 | cerere oferta | S | 1 | 0 | 1 | 0.179 | KG | 111X54X55 | 4015080137665 |  | 292 | ICD | 1
8241 | T0-4-15700/V/SVB | 8241 | Comutator de comanda - comutator pornit | 55 | cerere oferta | S | 1 | 0 | 1 | 0.158 | KG | 147X65X74 | 4015080082415 |  | 292 | ICD | 1
13768 | T0-4-15700/Z | 13768 | Comutator de comanda - comutator pornit | 55 | cerere oferta | S | 1 | 0 | 1 | 0.187 | KG | 147X48X48 | 4015080137689 |  | 292 | ICD | 1
13781 | T0-4-15951/E | 13781 | Comutator de comanda - comutator pornit | 55 | cerere oferta | S | 1 | 0 | 1 | 0.156 | KG | 105X48X48 | 4015080137818 |  | 292 | ICD | 1
13785 | T0-4-15951/XZ | 13785 | Comutator de comanda - comutator pornit | 55 | cerere oferta | S | 1 | 0 | 1 | 0.142 | KG | 77X48X48 | 4015080137856 |  | 292 | ICD | 1
13794 | T0-4-181/E | 13794 | Comutator de comanda - comutator pornit | 55 | cerere oferta | S | 1 | 0 | 1 | 0.156 | KG | 105X48X48 | 4015080137948 |  | 292 | ICD | 1
13810 | T0-4-22/EA/SVB | 13810 | Comutator de comanda - comutator pornit | 55 | cerere oferta | S | 1 | 0 | 1 | 0.166 | KG | 130X65X74 | 4015080138105 |  | 292 | ICD | 1
13821 | T0-4-24/E | 13821 | Comutator stea - triunghi (UK) | 55 | cerere oferta | S | 1 | 0 | 1 | 0.156 | KG | 105X48X48 | 4015080138211 |  | 292 | ICD | 1
13827 | T0-4-24/Z | 13827 | Comutator de comanda - comutator pornit | 55 | cerere oferta | S | 1 | 0 | 1 | 0.187 | KG | 147X48X48 | 4015080138273 |  | 292 | ICD | 1
13828 | T0-4-3/E | 13828 | Comutator de comanda - comutator pornit | 55 | cerere oferta | S | 1 | 0 | 1 | 0.156 | KG | 105X48X48 | 4015080138280 |  | 292 | ICD | 1
30734 | T0-4-38561/XES/AE/KNB | 30734 | Comutator de comanda - comutator pornit | 55 | cerere oferta | S | 1 | 0 | 1 | 0.192 | KG | 105X48X48 | 4015080307341 |  | 292 | ICD | 1
13835 | T0-4-4/E | 13835 | Comutator rapid (UK) | 55 | cerere oferta | S | 1 | 0 | 1 | 0.156 | KG | 105X48X48 | 4015080138358 |  | 292 | ICD | 1
13836 | T0-4-4/EZ | 13836 | Comutator de comanda - comutator pornit | 55 | cerere oferta | S | 1 | 0 | 1 | 0.177 | KG | 125X48X48 | 4015080138365 |  | 292 | ICD | 1
222708 | T0-4-4/I1 | 222708 | Comutator in trepte (UK) | 55 | cerere oferta | S | 1 | 0 | 1 | 0.36 | KG | 137X80X122 | 4015082227081 |  | 292 | ICD | 1
13841 | T0-4-4/Z | 13841 | Comutator de comanda - comutator pornit | 55 | cerere oferta | S | 1 | 0 | 1 | 0.187 | KG | 147X48X48 | 4015080138419 |  | 292 | ICD | 1
13842 | T0-4-41/E | 13842 | Comutator de comanda - comutator pornit | 55 | cerere oferta | S | 1 | 0 | 1 | 0.156 | KG | 105X48X48 | 4015080138426 |  | 292 | ICD | 1
13843 | T0-4-41/EZ | 13843 | Comutator de comanda - comutator pornit | 55 | cerere oferta | S | 1 | 0 | 1 | 0.177 | KG | 125X48X48 | 4015080138433 |  | 292 | ICD | 1
13847 | T0-4-41/XZ | 13847 | Comutator de comanda - comutator pornit | 55 | cerere oferta | S | 1 | 0 | 1 | 0.142 | KG | 77X48X48 | 4015080138471 |  | 292 | ICD | 1
13849 | T0-4-45/E | 13849 | Comutator de comanda - comutator pornit | 55 | cerere oferta | S | 1 | 0 | 1 | 0.156 | KG | 105X48X48 | 4015080138495 |  | 292 | ICD | 1
13863 | T0-4-47/E | 13863 | Comutator de comanda - comutator pornit | 55 | cerere oferta | S | 1 | 0 | 1 | 0.156 | KG | 105X48X48 | 4015080138631 |  | 292 | ICD | 1
13870 | T0-4-48/E | 13870 | Inversor de sens (UK) | 55 | cerere oferta | S | 1 | 0 | 1 | 0.156 | KG | 105X48X48 | 4015080138709 |  | 292 | ICD | 1
13871 | T0-4-48/EZ | 13871 | Comutator de comanda - comutator pornit | 55 | cerere oferta | S | 1 | 0 | 1 | 0.177 | KG | 125X48X48 | 4015080138716 |  | 292 | ICD | 1
13877 | T0-4-49/E | 13877 | Comutator de comanda - comutator pornit | 55 | cerere oferta | S | 1 | 0 | 1 | 0.156 | KG | 105X48X48 | 4015080138778 |  | 292 | ICD | 1
13884 | T0-4-5/E | 13884 | Comutator rapid (UK) | 55 | cerere oferta | S | 1 | 0 | 1 | 0.156 | KG | 105X48X48 | 4015080138846 |  | 292 | ICD | 1
222711 | T0-4-5/I1 | 222711 | Comutator in trepte (UK) | 55 | cerere oferta | S | 1 | 0 | 1 | 0.36 | KG | 137X80X122 | 4015082227111 |  | 292 | ICD | 1
13890 | T0-4-5/Z | 13890 | Comutator de comanda - comutator pornit | 55 | cerere oferta | S | 1 | 0 | 1 | 0.187 | KG | 147X48X48 | 4015080138907 |  | 292 | ICD | 1
226304 | T0-4-64670-SCM/EZ-P1/OFS+9MM+BZ2,9 | 226304 | Rotary switch T-SOND/EZ,20A | 55 | cerere oferta | S | 1 | 0 | 1 | 0.185 | KG | 125X48X48 | 4015082263041 |  | 292 | ICD | 1
226305 | T0-4-64674-SCM/EZ-P1/OFS+9MM+BZ2,9 | 226305 | Rotary switch T-SOND/EZ,20A | 55 | cerere oferta | S | 1 | 0 | 1 | 0.208 | KG | 125X48X48 | 4015082263058 |  | 292 | ICD | 1
13891 | T0-4-65/E | 13891 | Comutator de comanda - comutator pornit | 55 | cerere oferta | S | 1 | 0 | 1 | 0.156 | KG | 105X48X48 | 4015080138914 |  | 292 | ICD | 1
222712 | T0-4-65/I1 | 222712 | Comutator in trepte (UK) | 55 | cerere oferta | S | 1 | 0 | 1 | 0.36 | KG | 137X80X122 | 4015082227128 |  | 292 | ICD | 1
13904 | T0-4-8008/E | 13904 | Comutator de comanda - comutator pornit | 55 | cerere oferta | S | 1 | 0 | 1 | 0.156 | KG | 105X48X48 | 4015080139041 |  | 292 | ICD | 1
13905 | T0-4-8008/EZ | 13905 | Comutator de comanda - comutator pornit | 55 | cerere oferta | S | 1 | 0 | 1 | 0.177 | KG | 125X48X48 | 4015080139058 |  | 292 | ICD | 1
13941 | T0-4-8171/E | 13941 | Comutator de comanda - comutator pornit | 55 | cerere oferta | S | 1 | 0 | 1 | 0.156 | KG | 105X48X48 | 4015080139416 |  | 292 | ICD | 1
31726 | T0-4-8213/E | 31726 | Inversor de sursa - cu pozitie de 0 | 55 | cerere oferta | S | 1 | 0 | 1 | 0.156 | KG | 105X48X48 | 4015080317265 |  | 292 | ICD | 1
62575 | T0-4-8213/EZ | 62575 | Inversor de sursa - cu pozitie de 0 | 55 | cerere oferta | S | 1 | 0 | 1 | 0.177 | KG | 125X48X48 | 4015080625759 |  | 292 | ICD | 1
207136 | T0-4-8213/I1 | 207136 | Inversor de sursa - cu pozitie de 0 | 55 | cerere oferta | S | 1 | 0 | 1 | 0.412 | KG | 137X80X122 | 4015082071363 |  | 292 | ICD | 1
81559 | T0-4-8213/IVS | 81559 | Inversor de sursa - cu pozitie de 0 | 55 | cerere oferta | S | 1 | 0 | 1 | 0.179 | KG | 111X54X55 | 4015080815594 |  | 292 | ICD | 1
13960 | T0-4-8213/XZ | 13960 | Comutator de comanda - comutator pornit | 55 | cerere oferta | S | 1 | 0 | 1 | 0.142 | KG | 77X48X48 | 4015080139607 |  | 292 | ICD | 1
43592 | T0-4-8213/Z | 43592 | Inversor de sursa - cu pozitie de 0 | 55 | cerere oferta | S | 1 | 0 | 1 | 0.187 | KG | 147X48X48 | 4015080435921 |  | 292 | ICD | 1
50712 | T0-4-8223/E | 50712 | Inversor de sursa - fara pozitie de 0 | 55 | cerere oferta | S | 1 | 0 | 1 | 0.156 | KG | 105X48X48 | 4015080507123 |  | 292 | ICD | 1
19864 | T0-4-8223/EZ | 19864 | Inversor de sursa - fara pozitie de 0 | 55 | cerere oferta | S | 1 | 0 | 1 | 0.177 | KG | 125X48X48 | 4015080198642 |  | 292 | ICD | 1
207137 | T0-4-8223/I1 | 207137 | Inversor de sursa - fara pozitie de 0 | 55 | cerere oferta | S | 1 | 0 | 1 | 0.36 | KG | 137X80X122 | 4015082071370 |  | 292 | ICD | 1
62578 | T0-4-8223/IVS | 62578 | Inversor de sursa - fara pozitie de 0 | 55 | cerere oferta | S | 1 | 0 | 1 | 0.179 | KG | 111X54X55 | 4015080625780 |  | 292 | ICD | 1
86315 | T0-4-8223/Z | 86315 | Inversor de sursa - (UK) | 55 | cerere oferta | S | 1 | 0 | 1 | 0.187 | KG | 147X48X48 | 4015080863151 |  | 292 | ICD | 1
55464 | T0-4-8234/E | 55464 | Inversor de sursa - fara pozitie de 0 | 55 | cerere oferta | S | 1 | 0 | 1 | 0.156 | KG | 105X48X48 | 4015080554646 |  | 292 | ICD | 1
57837 | T0-4-8234/EZ | 57837 | Comutator de comanda - comutator pornit | 55 | cerere oferta | S | 1 | 0 | 1 | 0.177 | KG | 125X48X48 | 4015080578376 |  | 292 | ICD | 1
222715 | T0-4-8234/I1 | 222715 | Comutator in trepte (UK) | 55 | cerere oferta | S | 1 | 0 | 1 | 0.36 | KG | 137X80X122 | 4015082227159 |  | 292 | ICD | 1
74448 | T0-4-8235/E | 74448 | Comutator in trepte (UK) | 55 | cerere oferta | S | 1 | 0 | 1 | 0.156 | KG | 105X48X48 | 4015080744481 |  | 292 | ICD | 1
76821 | T0-4-8235/EZ | 76821 | Comutator in trepte (UK) | 55 | cerere oferta | S | 1 | 0 | 1 | 0.177 | KG | 125X48X48 | 4015080768210 |  | 292 | ICD | 1
222716 | T0-4-8235/I1 | 222716 | Comutator in trepte (UK) | 55 | cerere oferta | S | 1 | 0 | 1 | 0.36 | KG | 137X80X122 | 4015082227166 |  | 292 | ICD | 1
81567 | T0-4-8235/IVS | 81567 | Comutator de comanda - comutator pornit | 55 | cerere oferta | S | 1 | 0 | 1 | 0.179 | KG | 111X54X5 | 4015080815679 |  | 292 | ICD | 1
83940 | T0-4-8235/Z | 83940 | Comutator de comanda - comutator pornit | 55 | cerere oferta | S | 1 | 0 | 1 | 0.187 | KG | 147X48X48 | 4015080839408 |  | 292 | ICD | 1
19868 | T0-4-8245/E | 19868 | Comutator in trepte (UK) | 55 | cerere oferta | S | 1 | 0 | 1 | 0.156 | KG | 105X48X48 | 4015080198680 |  | 292 | ICD | 1
22241 | T0-4-8245/EZ | 22241 | Comutator de comanda - comutator pornit | 55 | cerere oferta | S | 1 | 0 | 1 | 0.177 | KG | 125X48X48 | 4015080222415 |  | 292 | ICD | 1
222717 | T0-4-8245/I1 | 222717 | Comutator in trepte (UK) | 55 | cerere oferta | S | 1 | 0 | 1 | 0.36 | KG | 137X80X122 | 4015082227173 |  | 292 | ICD | 1
29360 | T0-4-8245/Z | 29360 | Comutator de comanda - comutator pornit | 55 | cerere oferta | S | 1 | 0 | 1 | 0.187 | KG | 147X48X48 | 4015080293606 |  | 292 | ICD | 1
13965 | T0-4-8246/E | 13965 | Comutator de comanda - comutator pornit | 55 | cerere oferta | S | 1 | 0 | 1 | 0.156 | KG | 105X48X48 | 4015080139652 |  | 292 | ICD | 1
13966 | T0-4-8246/EZ | 13966 | Comutator de comanda - comutator pornit | 55 | cerere oferta | S | 1 | 0 | 1 | 0.177 | KG | 125X48X48 | 4015080139669 |  | 292 | ICD | 1
13968 | T0-4-8246/IVS | 13968 | Comutator de comanda - comutator pornit | 55 | cerere oferta | S | 1 | 0 | 1 | 0.179 | KG | 111X54X55 | 4015080139683 |  | 292 | ICD | 1
13971 | T0-4-8251/E | 13971 | Comutator in trepte fara pozitie de 0 | 55 | cerere oferta | S | 1 | 0 | 1 | 0.156 | KG | 105X48X48 | 4015080139713 |  | 292 | ICD | 1
13972 | T0-4-8251/EZ | 13972 | Comutator in trepte fara pozitie de 0 | 55 | cerere oferta | S | 1 | 0 | 1 | 0.177 | KG | 125X48X48 | 4015080139720 |  | 292 | ICD | 1
218984 | T0-4-8251/I1 | 218984 | Comutator in trepte (UK) | 55 | cerere oferta | S | 1 | 0 | 1 | 0.36 | KG | 137X80X122 | 4015082189846 |  | 292 | ICD | 1
13974 | T0-4-8251/IVS | 13974 | Comutator de comanda - comutator pornit | 55 | cerere oferta | S | 1 | 0 | 1 | 0.179 | KG | 111X54X55 | 4015080139744 |  | 292 | ICD | 1
13976 | T0-4-8251/Z | 13976 | Comutator de comanda - comutator pornit | 55 | cerere oferta | S | 1 | 0 | 1 | 0.187 | KG | 147X48X48 | 4015080139768 |  | 292 | ICD | 1
13977 | T0-4-8262/E | 13977 | Comutator de comanda - comutator pornit | 55 | cerere oferta | S | 1 | 0 | 1 | 0.156 | KG | 105X48X48 | 4015080139775 |  | 292 | ICD | 1
13978 | T0-4-8262/EZ | 13978 | Comutator de comanda - comutator pornit | 55 | cerere oferta | S | 1 | 0 | 1 | 0.177 | KG | 125X48X48 | 4015080139782 |  | 292 | ICD | 1
13980 | T0-4-8262/IVS | 13980 | Comutator de comanda - comutator pornit | 55 | cerere oferta | S | 1 | 0 | 1 | 0.179 | KG | 111X54X55 | 4015080139805 |  | 292 | ICD | 1
10371 | T0-4-8294/E | 10371 | Inversor de sursa cu pozitie de 0 (Grup/ | 55 | cerere oferta | S | 1 | 0 | 1 | 0.156 | KG | 105X48X48 | 4015080103714 |  | 292 | ICD | 1
72069 | T0-4-8294/EZ | 72069 | Comutator de comanda - comutator pornit | 55 | cerere oferta | S | 1 | 0 | 1 | 0.177 | KG | 125X48X48 | 4015080720690 |  | 292 | ICD | 1
207138 | T0-4-8294/I1 | 207138 | Inversor de sursa cu pozitie de 0 (Grup/ | 55 | cerere oferta | S | 1 | 0 | 1 | 0.36 | KG | 137X80X122 | 4015082071387 |  | 292 | ICD | 1
43594 | T0-4-8294/IVS | 43594 | Inversor de sursa cu pozitie de 0 (Grup/ | 55 | cerere oferta | S | 1 | 0 | 1 | 0.179 | KG | 111X54X55 | 4015080435945 |  | 292 | ICD | 1
8262 | T0-4-8343/EA/SVB-SW | 8262 | Comutator de comanda - comutator pornit | 55 | cerere oferta | S | 1 | 0 | 1 | 0.166 | KG | 130X65X74 | 4015080082620 |  | 292 | ICD | 1
222718 | T0-4-8343/I1 | 222718 | Comutator in trepte (UK) | 55 | cerere oferta | S | 1 | 0 | 1 | 0.36 | KG | 137X80X122 | 4015082227180 |  | 292 | ICD | 1
218965 | T0-4-8343/I1/SVB | 218965 | Intreruptor principal (UK) | 55 | cerere oferta | S | 1 | 0 | 1 | 0.389 | KG | 137X80X130 | 4015082189655 |  | 292 | ICD | 1
13999 | T0-4-8343/Z | 13999 | Comutator de comanda - comutator pornit | 55 | cerere oferta | S | 1 | 0 | 1 | 0.187 | KG | 147X48X48 | 4015080139997 |  | 292 | ICD | 1
14000 | T0-4-8344/E | 14000 | Comutator de comanda - comutator pornit | 55 | cerere oferta | S | 1 | 0 | 1 | 0.156 | KG | 105X48X48 | 4015080140009 |  | 292 | ICD | 1
8267 | T0-4-8344/EA/SVB | 8267 | Intreruptor principal - oprire de urgent | 55 | cerere oferta | S | 1 | 0 | 1 | 0.166 | KG | 130X65X74 | 4015080082675 |  | 292 | ICD | 1
8268 | T0-4-8344/EA/SVB-SW | 8268 | Intreruptor principal - blocare pe pozit | 55 | cerere oferta | S | 1 | 0 | 1 | 0.166 | KG | 130X65X74 | 4015080082682 |  | 292 | ICD | 1
14001 | T0-4-8344/E-RT | 14001 | Comutator de comanda - comutator pornit | 55 | cerere oferta | S | 1 | 0 | 1 | 0.151 | KG | 105X48X48 | 4015080140016 |  | 292 | ICD | 1
14002 | T0-4-8344/EZ | 14002 | Comutator de comanda - comutator pornit | 55 | cerere oferta | S | 1 | 0 | 1 | 0.177 | KG | 125X48X48 | 4015080140023 |  | 292 | ICD | 1
207139 | T0-4-8344/I1 | 207139 | Comutator de comanda - comutator pornit | 55 | cerere oferta | S | 1 | 0 | 1 | 0.36 | KG | 137X80X122 | 4015082071394 |  | 292 | ICD | 1
207163 | T0-4-8344/I1/SVB | 207163 | Intreruptor principal - oprire de urgent | 55 | cerere oferta | S | 1 | 0 | 1 | 0.389 | KG | 137X80X130 | 4015082071639 |  | 292 | ICD | 1
207164 | T0-4-8344/I1/SVB-SW | 207164 | Intreruptor principal - blocare pe pozit | 55 | cerere oferta | S | 1 | 0 | 1 | 0.348 | KG | 137X80X130 | 4015082071646 |  | 292 | ICD | 1
255883 | T0-4-8344/I2/SVB-NA | 255883 | Comutator de comanda - comutator pornit | 55 | cerere oferta | S | 1 | 0 | 1 | 0.496 | KG | 137X80X130 | 4015082558833 |  | 292 | ICD | 1
255882 | T0-4-8344/I2-NA | 255882 | Comutator de comanda - comutator pornit | 55 | cerere oferta | S | 1 | 0 | 1 | 0.496 | KG | 137X80X122 | 4015082558826 |  | 292 | ICD | 1
14006 | T0-4-8344/IVS | 14006 | Comutator de comanda - comutator pornit | 55 | cerere oferta | S | 1 | 0 | 1 | 0.179 | KG | 111X54X55 | 4015080140061 |  | 292 | ICD | 1
14007 | T0-4-8344/V/SVB | 14007 | Comutator de comanda - comutator pornit | 55 | cerere oferta | S | 1 | 0 | 1 | 0.158 | KG | 147X65X74 | 4015080140078 |  | 292 | ICD | 1
8272 | T0-4-8344/V/SVB-SW | 8272 | Comutator de comanda - comutator pornit | 55 | cerere oferta | S | 1 | 0 | 1 | 0.182 | KG | 147X65X74 | 4015080082729 |  | 292 | ICD | 1
14008 | T0-4-8344/XZ | 14008 | Comutator de comanda - comutator pornit | 55 | cerere oferta | S | 1 | 0 | 1 | 0.142 | KG | 77X48X48 | 4015080140085 |  | 292 | ICD | 1
14009 | T0-4-8344/Z | 14009 | Comutator de comanda - comutator pornit | 55 | cerere oferta | S | 1 | 0 | 1 | 0.187 | KG | 147X48X48 | 4015080140092 |  | 292 | ICD | 1
14010 | T0-4-8402/E | 14010 | Comutator de comanda - comutator pornit | 55 | cerere oferta | S | 1 | 0 | 1 | 0.156 | KG | 105X48X48 | 4015080140108 |  | 292 | ICD | 1
24604 | T0-4-8410/E | 24604 | Comutator stea - triunghi | 55 | cerere oferta | S | 1 | 0 | 1 | 0.156 | KG | 105X48X48 | 4015080246046 |  | 292 | ICD | 1
53080 | T0-4-8410/EZ | 53080 | Comutator stea - triunghi | 55 | cerere oferta | S | 1 | 0 | 1 | 0.177 | KG | 125X48X48 | 4015080530800 |  | 292 | ICD | 1
207140 | T0-4-8410/I1 | 207140 | Comutator stea - triunghi | 55 | cerere oferta | S | 1 | 0 | 1 | 0.36 | KG | 137X80X122 | 4015082071400 |  | 292 | ICD | 1
64945 | T0-4-8410/IVS | 64945 | Comutator stea - triunghi | 55 | cerere oferta | S | 1 | 0 | 1 | 0.179 | KG | 111X54X55 | 4015080649458 |  | 292 | ICD | 1
14016 | T0-4-8410/XZ | 14016 | Comutator de comanda - comutator pornit | 55 | cerere oferta | S | 1 | 0 | 1 | 0.142 | KG | 77X48X48 | 4015080140160 |  | 292 | ICD | 1
83929 | T0-4-8410/Z | 83929 | Comutator stea - triunghi | 55 | cerere oferta | S | 1 | 0 | 1 | 0.187 | KG | 147X48X48 | 4015080839293 |  | 292 | ICD | 1
14017 | T0-4-8417/E | 14017 | Comutator de comanda - comutator pornit | 55 | cerere oferta | S | 1 | 0 | 1 | 0.156 | KG | 105X48X48 | 4015080140177 |  | 292 | ICD | 1
14018 | T0-4-8417/EZ | 14018 | Comutator de comanda - comutator pornit | 55 | cerere oferta | S | 1 | 0 | 1 | 0.177 | KG | 125X48X48 | 4015080140184 |  | 292 | ICD | 1
14022 | T0-4-8417/Z | 14022 | Comutator de comanda - comutator pornit | 55 | cerere oferta | S | 1 | 0 | 1 | 0.187 | KG | 147X48X48 | 4015080140221 |  | 292 | ICD | 1
14023 | T0-4-8418/E | 14023 | Comutator de comanda - comutator pornit | 55 | cerere oferta | S | 1 | 0 | 1 | 0.156 | KG | 105X48X48 | 4015080140238 |  | 292 | ICD | 1
14029 | T0-4-8419/E | 14029 | Comutator de comanda - comutator pornit | 55 | cerere oferta | S | 1 | 0 | 1 | 0.156 | KG | 105X48X48 | 4015080140290 |  | 292 | ICD | 1
222726 | T0-4-8419/I1 | 222726 | Comutator in trepte (UK) | 55 | cerere oferta | S | 1 | 0 | 1 | 0.36 | KG | 137X80X122 | 4015082227265 |  | 292 | ICD | 1
14034 | T0-4-8419/Z | 14034 | Comutator stea - triunghi (UK) | 55 | cerere oferta | S | 1 | 0 | 1 | 0.187 | KG | 147X48X48 | 4015080140344 |  | 292 | ICD | 1
14035 | T0-4-8439/E | 14035 | Comutator de comanda - comutator pornit | 55 | cerere oferta | S | 1 | 0 | 1 | 0.156 | KG | 105X48X48 | 4015080140351 |  | 292 | ICD | 1
41222 | T0-4-8440/E | 41222 | Comutator de poli - 2 turatii, 1 sens de | 55 | cerere oferta | S | 1 | 0 | 1 | 0.156 | KG | 105X48X48 | 4015080412229 |  | 292 | ICD | 1
88682 | T0-4-8440/EZ | 88682 | Comutator de poli - 2 turatii, 1 sens de | 55 | cerere oferta | S | 1 | 0 | 1 | 0.177 | KG | 125X48X48 | 4015080886822 |  | 292 | ICD | 1
207141 | T0-4-8440/I1 | 207141 | Comutator de poli - 2 turatii, 1 sens de | 55 | cerere oferta | S | 1 | 0 | 1 | 0.36 | KG | 137X80X122 | 4015082071417 |  | 292 | ICD | 1
29358 | T0-4-8440/IVS | 29358 | Comutator de poli - 2 turatii, 1 sens de | 55 | cerere oferta | S | 1 | 0 | 1 | 0.179 | KG | 111X54X55 | 4015080293583 |  | 292 | ICD | 1
14041 | T0-4-8440/XZ | 14041 | Comutator de comanda - comutator pornit | 55 | cerere oferta | S | 1 | 0 | 1 | 0.142 | KG | 77X48X48 | 4015080140412 |  | 292 | ICD | 1
48342 | T0-4-8440/Z | 48342 | Comutator de poli - 2 turatii, 1 sens de | 55 | cerere oferta | S | 1 | 0 | 1 | 0.187 | KG | 147X48X48 | 4015080483427 |  | 292 | ICD | 1
43595 | T0-4-8441/E | 43595 | Comutator de poli - 2 turatii, 1 sens de | 55 | cerere oferta | S | 1 | 0 | 1 | 0.156 | KG | 105X48X48 | 4015080435952 |  | 292 | ICD | 1
93428 | T0-4-8441/EZ | 93428 | Comutator de comanda - comutator pornit | 55 | cerere oferta | S | 1 | 0 | 1 | 0.177 | KG | 125X48X48 | 4015080934288 |  | 292 | ICD | 1
207142 | T0-4-8441/I1 | 207142 | Comutator de poli - 2 turatii, 1 sens de | 55 | cerere oferta | S | 1 | 0 | 1 | 0.36 | KG | 137X80X122 | 4015082071424 |  | 292 | ICD | 1
31731 | T0-4-8441/IVS | 31731 | Comutator de poli - 2 turatii, 1 sens de | 55 | cerere oferta | S | 1 | 0 | 1 | 0.179 | KG | 111X54X55 | 4015080317319 |  | 292 | ICD | 1
14042 | T0-4-8441/XZ | 14042 | Comutator de comanda - comutator pornit | 55 | cerere oferta | S | 1 | 0 | 1 | 0.142 | KG | 77X48X48 | 4015080140429 |  | 292 | ICD | 1
53088 | T0-4-8441/Z | 53088 | Comutator de comanda - comutator pornit | 55 | cerere oferta | S | 1 | 0 | 1 | 0.187 | KG | 147X48X48 | 4015080530886 |  | 292 | ICD | 1
14043 | T0-4-8443/E | 14043 | Comutator de comanda - comutator pornit | 55 | cerere oferta | S | 1 | 0 | 1 | 0.156 | KG | 105X48X48 | 4015080140436 |  | 292 | ICD | 1
14049 | T0-4-8450/E | 14049 | Comutator de comanda - comutator pornit | 55 | cerere oferta | S | 1 | 0 | 1 | 0.156 | KG | 105X48X48 | 4015080140498 |  | 292 | ICD | 1
222727 | T0-4-8450/I1 | 222727 | Comutator in trepte (UK) | 55 | cerere oferta | S | 1 | 0 | 1 | 0.36 | KG | 137X80X122 | 4015082227272 |  | 292 | ICD | 1
14055 | T0-4-8480/E | 14055 | Comutator de comanda - comutator pornit | 55 | cerere oferta | S | 1 | 0 | 1 | 0.156 | KG | 105X48X48 | 4015080140559 |  | 292 | ICD | 1
14068 | T0-4-88/E | 14068 | Comutator de comanda - comutator pornit | 55 | cerere oferta | S | 1 | 0 | 1 | 0.156 | KG | 105X48X48 | 4015080140689 |  | 292 | ICD | 1
222730 | T0-4-88/I1 | 222730 | Comutator in trepte (UK) | 55 | cerere oferta | S | 1 | 0 | 1 | 0.36 | KG | 137X80X122 | 4015082227302 |  | 292 | ICD | 1
218985 | T0-4-8902/I1 | 218985 | Inversor de sursa (UK) | 55 | cerere oferta | S | 1 | 0 | 1 | 0.36 | KG | 137X80X122 | 4015082189853 |  | 292 | ICD | 1
218960 | T0-4-8903/I1/SVB | 218960 | Inversor de sursa (UK) | 55 | cerere oferta | S | 1 | 0 | 1 | 0.389 | KG | 150X84X140 | 4015082189600 |  | 292 | ICD | 1
14075 | T0-4-90/E | 14075 | Comutator de comanda - comutator pornit | 55 | cerere oferta | S | 1 | 0 | 1 | 0.156 | KG | 105X48X48 | 4015080140757 |  | 292 | ICD | 1
907768 | T0-4-SOND*/E | 907768 | Comutator cu came (UK) | 55 | cerere oferta | N | 1 | 0 | 1 | 0.156 | KG | 105X48X48 | 1002114 |  | 292 | ICD | 1
907779 | T0-4-SOND*/EA/SVB | 907779 | Comutator cu came (UK) | 55 | cerere oferta | N | 1 | 0 | 1 | 0.166 | KG | 130X65X74 | 1002104 |  | 292 | ICD | 1
908046 | T0-4-SOND*/EA/SVB-SW | 908046 | Comutator cu came (UK) | 55 | cerere oferta | N | 1 | 0 | 1 | 0.166 | KG | 130X65X74 | 1001894 |  | 292 | ICD | 1
907790 | T0-4-SOND*/EZ | 907790 | Comutator cu came (UK) | 55 | cerere oferta | N | 1 | 0 | 1 | 0.177 | KG | 125X48X48 | 1002100 |  | 292 | ICD | 1
908035 | T0-4-SOND*/EZ/OFS | 908035 | Comutator cu came (UK) | 55 | cerere oferta | N | 1 | 0 | 1 | 0.208 | KG | 125X48X48 | 1004079 |  | 292 | ICD | 1
207489 | T0-4-SOND*/I1 | 207489 | Comutator cu came (UK) | 55 | cerere oferta | N | 1 | 0 | 1 | 0.36 | KG | 137X80X122 | 1002493 |  | 292 | ICD | 1
207490 | T0-4-SOND*/I1/SVB | 207490 | Comutator cu came (UK) | 55 | cerere oferta | N | 1 | 0 | 1 | 0.389 | KG | 137X80X130 | 1002492 |  | 292 | ICD | 1
207491 | T0-4-SOND*/I1/SVB-SW | 207491 | Comutator cu came (UK) | 55 | cerere oferta | N | 1 | 0 | 1 | 0.348 | KG | 137X80X130 | 1002491 |  | 292 | ICD | 1
907809 | T0-4-SOND*/IVS | 907809 | Comutator cu came (UK) | 55 | cerere oferta | N | 1 | 0 | 1 | 0.179 | KG | 11X54X55 | 1002089 |  | 292 | ICD | 1
907820 | T0-4-SOND*/V/SVB | 907820 | Comutator cu came (UK) | 55 | cerere oferta | N | 1 | 0 | 1 | 0.158 | KG | 147X65X74 | 1002078 |  | 292 | ICD | 1
908057 | T0-4-SOND*/V/SVB-SW | 908057 | Comutator cu came (UK) | 55 | cerere oferta | N | 1 | 0 | 1 | 0.182 | KG | 147X65X74 | 1001890 |  | 292 | ICD | 1
907831 | T0-4-SOND*/XZ | 907831 | Comutator cu came (UK) | 55 | cerere oferta | N | 1 | 0 | 1 | 0.142 | KG | 77X48X48 | 1004123 |  | 292 | ICD | 1
907842 | T0-4-SOND*/Z | 907842 | Comutator cu came (UK) | 55 | cerere oferta | N | 1 | 0 | 1 | 0.187 | KG | 147X48X48 | 1002063 |  | 292 | ICD | 1
14088 | T0-5-124/E | 14088 | Comutator de comanda - comutator pornit | 55 | cerere oferta | S | 1 | 0 | 1 | 0.147 | KG | 114X48X48 | 4015080140887 |  | 292 | ICD | 1
14089 | T0-5-124/EZ | 14089 | Comutator de comanda - comutator pornit | 55 | cerere oferta | S | 1 | 0 | 1 | 0.201 | KG | 134X48X48 | 4015080140894 |  | 292 | ICD | 1
14091 | T0-5-124/IVS | 14091 | Comutator de comanda - comutator pornit | 55 | cerere oferta | S | 1 | 0 | 1 | 0.205 | KG | 120X54X55 | 4015080140917 |  | 292 | ICD | 1
14100 | T0-5-15012/E | 14100 | Comutator de comanda - comutator pornit | 55 | cerere oferta | S | 1 | 0 | 1 | 0.147 | KG | 114X48X48 | 4015080141006 |  | 292 | ICD | 1
14104 | T0-5-15012/Z | 14104 | Comutator de comanda - comutator pornit | 55 | cerere oferta | S | 1 | 0 | 1 | 0.211 | KG | 156X48X48 | 4015080141044 |  | 292 | ICD | 1
14106 | T0-5-15017/EZ | 14106 | Comutator de comanda - comutator pornit | 55 | cerere oferta | S | 1 | 0 | 1 | 0.201 | KG | 134X48X48 | 4015080141068 |  | 292 | ICD | 1
14110 | T0-5-15032/E | 14110 | Comutator de comanda - comutator pornit | 55 | cerere oferta | S | 1 | 0 | 1 | 0.147 | KG | 114X48X48 | 4015080141105 |  | 292 | ICD | 1
14120 | T0-5-15054/E | 14120 | Comutator de comanda - comutator pornit | 55 | cerere oferta | S | 1 | 0 | 1 | 0.147 | KG | 114X48X48 | 4015080141204 |  | 292 | ICD | 1
14126 | T0-5-15070/EZ | 14126 | Comutator de comanda - comutator pornit | 55 | cerere oferta | S | 1 | 0 | 1 | 0.201 | KG | 134X48X48 | 4015080141266 |  | 292 | ICD | 1
14129 | T0-5-15070/Z | 14129 | Comutator de comanda - comutator pornit | 55 | cerere oferta | S | 1 | 0 | 1 | 0.211 | KG | 156X48X48 | 4015080141297 |  | 292 | ICD | 1
14130 | T0-5-15133/E | 14130 | Comutator de comanda - comutator pornit | 55 | cerere oferta | S | 1 | 0 | 1 | 0.147 | KG | 114X48X48 | 4015080141303 |  | 292 | ICD | 1
14131 | T0-5-15133/EZ | 14131 | Comutator de comanda - comutator pornit | 55 | cerere oferta | S | 1 | 0 | 1 | 0.201 | KG | 134X48X48 | 4015080141310 |  | 292 | ICD | 1
14133 | T0-5-15133/XZ | 14133 | Comutator de comanda - comutator pornit | 55 | cerere oferta | S | 1 | 0 | 1 | 0.166 | KG | 86X48X48 | 4015080141334 |  | 292 | ICD | 1
14134 | T0-5-15133/Z | 14134 | Comutator de comanda - comutator pornit | 55 | cerere oferta | S | 1 | 0 | 1 | 0.211 | KG | 156X48X48 | 4015080141341 |  | 292 | ICD | 1
14135 | T0-5-15139/E | 14135 | Comutator de comanda - comutator pornit | 55 | cerere oferta | S | 1 | 0 | 1 | 0.147 | KG | 114X48X48 | 4015080141358 |  | 292 | ICD | 1
14136 | T0-5-15139/EZ | 14136 | Comutator de comanda - comutator pornit | 55 | cerere oferta | S | 1 | 0 | 1 | 0.201 | KG | 134X48X48 | 4015080141365 |  | 292 | ICD | 1
14140 | T0-5-15144/E | 14140 | Comutator de comanda - comutator pornit | 55 | cerere oferta | S | 1 | 0 | 1 | 0.147 | KG | 114X48X48 | 4015080141402 |  | 292 | ICD | 1
14142 | T0-5-15144/IVS | 14142 | Comutator de comanda - comutator pornit | 55 | cerere oferta | S | 1 | 0 | 1 | 0.205 | KG | 120X54X55 | 4015080141426 |  | 292 | ICD | 1
14145 | T0-5-15150/E | 14145 | Comutator de comanda - comutator pornit | 55 | cerere oferta | S | 1 | 0 | 1 | 0.147 | KG | 114X48X48 | 4015080141457 |  | 292 | ICD | 1
14146 | T0-5-15150/EZ | 14146 | Comutator de comanda - comutator pornit | 55 | cerere oferta | S | 1 | 0 | 1 | 0.201 | KG | 134X48X48 | 4015080141464 |  | 292 | ICD | 1
14147 | T0-5-15150/IVS | 14147 | Comutator de comanda - comutator pornit | 55 | cerere oferta | S | 1 | 0 | 1 | 0.205 | KG | 120X54X55 | 4015080141471 |  | 292 | ICD | 1
14150 | T0-5-15172/E | 14150 | Comutator de comanda - comutator pornit | 55 | cerere oferta | S | 1 | 0 | 1 | 0.147 | KG | 114X48X48 | 4015080141501 |  | 292 | ICD | 1
14151 | T0-5-15172/EZ | 14151 | Comutator de comanda - comutator pornit | 55 | cerere oferta | S | 1 | 0 | 1 | 0.201 | KG | 134X48X48 | 4015080141518 |  | 292 | ICD | 1
14155 | T0-5-15178/E | 14155 | Comutator de comanda - comutator pornit | 55 | cerere oferta | S | 1 | 0 | 1 | 0.147 | KG | 114X48X48 | 4015080141556 |  | 292 | ICD | 1
14156 | T0-5-15178/EZ | 14156 | Comutator de comanda - comutator pornit | 55 | cerere oferta | S | 1 | 0 | 1 | 0.201 | KG | 134X48X48 | 4015080141563 |  | 292 | ICD | 1
14160 | T0-5-15203/E | 14160 | Comutator de comanda - comutator pornit | 55 | cerere oferta | S | 1 | 0 | 1 | 0.147 | KG | 114X48X48 | 4015080141600 |  | 292 | ICD | 1
14185 | T0-5-15224/E | 14185 | Comutator de comanda - comutator pornit | 55 | cerere oferta | S | 1 | 0 | 1 | 0.147 | KG | 114X48X48 | 4015080141853 |  | 292 | ICD | 1
14187 | T0-5-15224/IVS | 14187 | Comutator de comanda - comutator pornit | 55 | cerere oferta | S | 1 | 0 | 1 | 0.205 | KG | 120X54X55 | 4015080141877 |  | 292 | ICD | 1
14188 | T0-5-15224/XZ | 14188 | Comutator de comanda - comutator pornit | 55 | cerere oferta | S | 1 | 0 | 1 | 0.166 | KG | 86X48X48 | 4015080141884 |  | 292 | ICD | 1
14200 | T0-5-15228/E | 14200 | Comutator de comanda - comutator pornit | 55 | cerere oferta | S | 1 | 0 | 1 | 0.147 | KG | 114X48X48 | 4015080142003 |  | 292 | ICD | 1
14201 | T0-5-15228/EZ | 14201 | Comutator de comanda - comutator pornit | 55 | cerere oferta | S | 1 | 0 | 1 | 0.201 | KG | 134X48X48 | 4015080142010 |  | 292 | ICD | 1
14205 | T0-5-15247/E | 14205 | Comutator de comanda - comutator pornit | 55 | cerere oferta | S | 1 | 0 | 1 | 0.147 | KG | 114X48X48 | 4015080142058 |  | 292 | ICD | 1
14210 | T0-5-15248/E | 14210 | Comutator de comanda - comutator pornit | 55 | cerere oferta | S | 1 | 0 | 1 | 0.147 | KG | 114X48X48 | 4015080142102 |  | 292 | ICD | 1
14211 | T0-5-15248/EZ | 14211 | Comutator de comanda - comutator pornit | 55 | cerere oferta | S | 1 | 0 | 1 | 0.201 | KG | 134X48X48 | 4015080142119 |  | 292 | ICD | 1
14215 | T0-5-15250/E | 14215 | Comutator de comanda - comutator pornit | 55 | cerere oferta | S | 1 | 0 | 1 | 0.147 | KG | 114X48X48 | 4015080142157 |  | 292 | ICD | 1
14216 | T0-5-15250/EZ | 14216 | Comutator de comanda - comutator pornit | 55 | cerere oferta | S | 1 | 0 | 1 | 0.201 | KG | 134X48X48 | 4015080142164 |  | 292 | ICD | 1
14220 | T0-5-15251/E | 14220 | Comutator de comanda - comutator pornit | 55 | cerere oferta | S | 1 | 0 | 1 | 0.147 | KG | 114X48X48 | 4015080142201 |  | 292 | ICD | 1
14221 | T0-5-15251/EZ | 14221 | Comutator de comanda - comutator pornit | 55 | cerere oferta | S | 1 | 0 | 1 | 0.201 | KG | 134X48X48 | 4015080142218 |  | 292 | ICD | 1
14225 | T0-5-15270/E | 14225 | Comutator de comanda - comutator pornit | 55 | cerere oferta | S | 1 | 0 | 1 | 0.147 | KG | 114X48X48 | 4015080142256 |  | 292 | ICD | 1
14226 | T0-5-15270/EZ | 14226 | Comutator de comanda - comutator pornit | 55 | cerere oferta | S | 1 | 0 | 1 | 0.201 | KG | 134X48X48 | 4015080142263 |  | 292 | ICD | 1
893 | T0-5-15876/E | 893 | Comutator stea triunghi inversor - pentr | 55 | cerere oferta | S | 1 | 0 | 1 | 0.147 | KG | 114X48X48 | 4015080008934 |  | 292 | ICD | 1
900 | T0-5-15876/EZ | 900 | Comutator de comanda - comutator pornit | 55 | cerere oferta | S | 1 | 0 | 1 | 0.201 | KG | 134X48X48 | 4015080009009 |  | 292 | ICD | 1
902 | T0-5-15876/IVS | 902 | Comutator de comanda - comutator pornit | 55 | cerere oferta | S | 1 | 0 | 1 | 0.205 | KG | 120X54X55 | 4015080009023 |  | 292 | ICD | 1
942 | T0-5-15876/Z | 942 | Comutator stea triunghi inversor (UK) | 55 | cerere oferta | S | 1 | 0 | 1 | 0.211 | KG | 156X48X48 | 4015080009429 |  | 292 | ICD | 1
14310 | T0-5-15892/E | 14310 | Comutator de comanda - comutator pornit | 55 | cerere oferta | S | 1 | 0 | 1 | 0.147 | KG | 114X48X48 | 4015080143109 |  | 292 | ICD | 1
14466 | T0-5-15896/E | 14466 | Comutator de comanda - comutator pornit | 55 | cerere oferta | S | 1 | 0 | 1 | 0.147 | KG | 114X48X48 | 4015080144663 |  | 292 | ICD | 1
14541 | T0-5-15899/E | 14541 | Comutator de comanda - comutator pornit | 55 | cerere oferta | S | 1 | 0 | 1 | 0.147 | KG | 114X48X48 | 4015080145417 |  | 292 | ICD | 1
14542 | T0-5-15899/EZ | 14542 | Comutator de comanda - comutator pornit | 55 | cerere oferta | S | 1 | 0 | 1 | 0.201 | KG | 134X48X48 | 4015080145424 |  | 292 | ICD | 1
14556 | T0-5-15899/Z | 14556 | Comutator de comanda - comutator pornit | 55 | cerere oferta | S | 1 | 0 | 1 | 0.211 | KG | 156X48X48 | 4015080145561 |  | 292 | ICD | 1
14557 | T0-5-15900/E | 14557 | Comutator de comanda - comutator pornit | 55 | cerere oferta | S | 1 | 0 | 1 | 0.147 | KG | 114X48X48 | 4015080145578 |  | 292 | ICD | 1
14593 | T0-5-15902/E | 14593 | Comutator de comanda - comutator pornit | 55 | cerere oferta | S | 1 | 0 | 1 | 0.147 | KG | 114X48X48 | 4015080145936 |  | 292 | ICD | 1
48354 | T0-5-15925/E | 48354 | Comutator de comanda - Comutator Voltmet | 55 | cerere oferta | S | 1 | 0 | 1 | 0.147 | KG | 114X48X48 | 4015080483540 |  | 292 | ICD | 1
50727 | T0-5-15925/EZ | 50727 | Comutator de comanda - comutator pornit | 55 | cerere oferta | S | 1 | 0 | 1 | 0.201 | KG | 134X48X48 | 4015080507277 |  | 292 | ICD | 1
14599 | T0-5-183/E | 14599 | Comutator de comanda - comutator pornit | 55 | cerere oferta | S | 1 | 0 | 1 | 0.147 | KG | 114X48X48 | 4015080145998 |  | 292 | ICD | 1
14605 | T0-5-25/E | 14605 | Comutator de comanda - comutator pornit | 55 | cerere oferta | S | 1 | 0 | 1 | 0.147 | KG | 114X48X48 | 4015080146056 |  | 292 | ICD | 1
14611 | T0-5-29/E | 14611 | Comutator de comanda - comutator pornit | 55 | cerere oferta | S | 1 | 0 | 1 | 0.147 | KG | 114X48X48 | 4015080146117 |  | 292 | ICD | 1
14612 | T0-5-29/EZ | 14612 | Comutator de comanda - comutator pornit | 55 | cerere oferta | S | 1 | 0 | 1 | 0.201 | KG | 134X48X48 | 4015080146124 |  | 292 | ICD | 1
14616 | T0-5-29/Z | 14616 | Comutator de comanda - comutator pornit | 55 | cerere oferta | S | 1 | 0 | 1 | 0.211 | KG | 56X48X48 | 4015080146162 |  | 292 | ICD | 1
14626 | T0-5-31/IVS | 14626 | Comutator de comanda - comutator pornit | 55 | cerere oferta | S | 1 | 0 | 1 | 0.205 | KG | 120X54X55 | 4015080146261 |  | 292 | ICD | 1
14635 | T0-5-33/E | 14635 | Comutator de comanda - comutator pornit | 55 | cerere oferta | S | 1 | 0 | 1 | 0.147 | KG | 114X48X48 | 4015080146353 |  | 292 | ICD | 1
14641 | T0-5-71/E | 14641 | Comutator de comanda - comutator pornit | 55 | cerere oferta | S | 1 | 0 | 1 | 0.147 | KG | 114X48X48 | 4015080146414 |  | 292 | ICD | 1
14646 | T0-5-71/Z | 14646 | Comutator de comanda - comutator pornit | 55 | cerere oferta | S | 1 | 0 | 1 | 0.211 | KG | 156X48X48 | 4015080146469 |  | 292 | ICD | 1
14662 | T0-5-8038/E | 14662 | Comutator de comanda - comutator pornit | 55 | cerere oferta | S | 1 | 0 | 1 | 0.147 | KG | 114X48X48 | 4015080146629 |  | 292 | ICD | 1
14663 | T0-5-8038/EZ | 14663 | Comutator de comanda - comutator pornit | 55 | cerere oferta | S | 1 | 0 | 1 | 0.201 | KG | 134X48X48 | 4015080146636 |  | 292 | ICD | 1
14670 | T0-5-8043/XZ | 14670 | Comutator de comanda - comutator pornit | 55 | cerere oferta | S | 1 | 0 | 1 | 0.166 | KG | 86X48X48 | 4015080146704 |  | 292 | ICD | 1
14687 | T0-5-8236/E | 14687 | Comutator de comanda - comutator pornit | 55 | cerere oferta | S | 1 | 0 | 1 | 0.147 | KG | 114X48X48 | 4015080146872 |  | 292 | ICD | 1
57194 | T0-5-8237/E | 57194 | Comutator in trepte (UK) | 55 | cerere oferta | S | 1 | 0 | 1 | 0.147 | KG | 114X48X48 | 4015080571940 |  | 292 | ICD | 1
59567 | T0-5-8237/EZ | 59567 | Comutator in trepte (UK) | 55 | cerere oferta | S | 1 | 0 | 1 | 0.201 | KG | 134X48X48 | 4015080595670 |  | 292 | ICD | 1
45348 | T0-5-8247/E | 45348 | Comutator in trepte (UK) | 55 | cerere oferta | S | 1 | 0 | 1 | 0.147 | KG | 114X48X48 | 4015080453482 |  | 292 | ICD | 1
47721 | T0-5-8247/EZ | 47721 | Comutator in trepte (UK) | 55 | cerere oferta | S | 1 | 0 | 1 | 0.201 | KG | 134X48X48 | 4015080477211 |  | 292 | ICD | 1
52467 | T0-5-8247/IVS | 52467 | Comutator de comanda - comutator pornit | 55 | cerere oferta | S | 1 | 0 | 1 | 0.205 | KG | 120X54X55 | 4015080524670 |  | 292 | ICD | 1
14755 | T0-5-8248/EZ | 14755 | Comutator de comanda - comutator pornit | 55 | cerere oferta | S | 1 | 0 | 1 | 0.201 | KG | 134X48X48 | 4015080147558 |  | 292 | ICD | 1
14781 | T0-5-8252/E | 14781 | Comutator in trepte (UK) | 55 | cerere oferta | S | 1 | 0 | 1 | 0.147 | KG | 114X48X48 | 4015080147817 |  | 292 | ICD | 1
14785 | T0-5-8252/EZ | 14785 | Comutator de comanda - comutator pornit | 55 | cerere oferta | S | 1 | 0 | 1 | 0.201 | KG | 134X48X48 | 4015080147855 |  | 292 | ICD | 1
14788 | T0-5-8252/Z | 14788 | Comutator de comanda - comutator pornit | 55 | cerere oferta | S | 1 | 0 | 1 | 0.211 | KG | 156X48X48 | 4015080147886 |  | 292 | ICD | 1
14789 | T0-5-8263/E | 14789 | Comutator de comanda - comutator pornit | 55 | cerere oferta | S | 1 | 0 | 1 | 0.147 | KG | 114X48X48 | 4015080147893 |  | 292 | ICD | 1
14790 | T0-5-8263/EZ | 14790 | Comutator de comanda - comutator pornit | 55 | cerere oferta | S | 1 | 0 | 1 | 0.201 | KG | 134X48X48 | 4015080147909 |  | 292 | ICD | 1
91059 | T0-5-8270/E | 91059 | Comutator in trepte - fara pozitie de 0 | 55 | cerere oferta | S | 1 | 0 | 1 | 0.147 | KG | 114X48X48 | 4015080910596 |  | 292 | ICD | 1
93432 | T0-5-8270/EZ | 93432 | Comutator in trepte - fara pozitie de 0 | 55 | cerere oferta | S | 1 | 0 | 1 | 0.201 | KG | 134X48X48 | 4015080934325 |  | 292 | ICD | 1
98178 | T0-5-8270/IVS | 98178 | Comutator in trepte - fara pozitie de 0 | 55 | cerere oferta | S | 1 | 0 | 1 | 0.205 | KG | 120X54X55 | 4015080981787 |  | 292 | ICD | 1
10378 | T0-5-8270/Z | 10378 | Comutator de comanda - comutator pornit | 55 | cerere oferta | S | 1 | 0 | 1 | 0.211 | KG | 156X48X48 | 4015080103783 |  | 292 | ICD | 1
48344 | T0-5-8281/E | 48344 | Comutator in trepte cu pozitie de 0 | 55 | cerere oferta | S | 1 | 0 | 1 | 0.147 | KG | 114X48X48 | 4015080483441 |  | 292 | ICD | 1
50717 | T0-5-8281/EZ | 50717 | Comutator in trepte cu pozitie de 0 | 55 | cerere oferta | S | 1 | 0 | 1 | 0.201 | KG | 134X48X48 | 4015080507178 |  | 292 | ICD | 1
55463 | T0-5-8281/IVS | 55463 | Comutator in trepte cu pozitie de 0 | 55 | cerere oferta | S | 1 | 0 | 1 | 0.205 | KG | 120X54X55 | 4015080554639 |  | 292 | ICD | 1
57836 | T0-5-8281/Z | 57836 | Comutator in trepte cu pozitie de 0 | 55 | cerere oferta | S | 1 | 0 | 1 | 0.211 | KG | 156X48X48 | 4015080578369 |  | 292 | ICD | 1
14949 | T0-5-8315/IVS | 14949 | Comutator de comanda - comutator pornit | 55 | cerere oferta | S | 1 | 0 | 1 | 0.205 | KG | 120X54X55 | 4015080149491 |  | 292 | ICD | 1
14952 | T0-5-8345/E | 14952 | Comutator de comanda - comutator pornit | 55 | cerere oferta | S | 1 | 0 | 1 | 0.147 | KG | 114X48X48 | 4015080149521 |  | 292 | ICD | 1
14964 | T0-5-8345/Z | 14964 | Comutator de comanda - comutator pornit | 55 | cerere oferta | S | 1 | 0 | 1 | 0.211 | KG | 156X48X48 | 4015080149644 |  | 292 | ICD | 1
14976 | T0-5-8346/E | 14976 | Comutator de comanda - comutator pornit | 55 | cerere oferta | S | 1 | 0 | 1 | 0.147 | KG | 114X48X48 | 4015080149767 |  | 292 | ICD | 1
14978 | T0-5-8346/EZ | 14978 | Comutator de comanda - comutator pornit | 55 | cerere oferta | S | 1 | 0 | 1 | 0.201 | KG | 134X48X48 | 4015080149781 |  | 292 | ICD | 1
14979 | T0-5-8346/IVS | 14979 | Comutator de comanda - comutator pornit | 55 | cerere oferta | S | 1 | 0 | 1 | 0.205 | KG | 120X54X55 | 4015080149798 |  | 292 | ICD | 1
15018 | T0-5-8346/Z | 15018 | Comutator de comanda - comutator pornit | 55 | cerere oferta | S | 1 | 0 | 1 | 0.211 | KG | 156X48X48 | 4015080150183 |  | 292 | ICD | 1
15036 | T0-5-8361/E | 15036 | Inversor de sursa (UK) | 55 | cerere oferta | S | 1 | 0 | 1 | 0.147 | KG | 114X48X48 | 4015080150367 |  | 292 | ICD | 1
15038 | T0-5-8361/IVS | 15038 | Comutator de comanda - comutator pornit | 55 | cerere oferta | S | 1 | 0 | 1 | 0.205 | KG | 120X54X55 | 4015080150381 |  | 292 | ICD | 1
15040 | T0-5-8361/Z | 15040 | Comutator de comanda - comutator pornit | 55 | cerere oferta | S | 1 | 0 | 1 | 0.211 | KG | 156X48X48 | 4015080150404 |  | 292 | ICD | 1
60204 | T0-5-8369/E | 60204 | Inversor de sursa fara pozitie de 0 | 55 | cerere oferta | S | 1 | 0 | 1 | 0.147 | KG | 114X48X48 | 4015080602040 |  | 292 | ICD | 1
24610 | T0-5-8369/EZ | 24610 | Inversor de sursa (UK) | 55 | cerere oferta | S | 1 | 0 | 1 | 0.201 | KG | 134X48X48 | 4015080246107 |  | 292 | ICD | 1
64951 | T0-5-8369/IVS | 64951 | Comutator de comanda - comutator pornit | 55 | cerere oferta | S | 1 | 0 | 1 | 0.205 | KG | 120X54X55 | 4015080649519 |  | 292 | ICD | 1
98180 | T0-5-8369/Z | 98180 | Comutator de comanda doua pozitii (UK) | 55 | cerere oferta | S | 1 | 0 | 1 | 0.211 | KG | 156X48X48 | 4015080981800 |  | 292 | ICD | 1
15157 | T0-5-8444/E | 15157 | Comutator de poli (UK) | 55 | cerere oferta | S | 1 | 0 | 1 | 0.147 | KG | 114X48X48 | 4015080151579 |  | 292 | ICD | 1
45968 | T0-5-8453/E | 45968 | Inversor de sens (UK) | 55 | cerere oferta | S | 1 | 0 | 1 | 0.147 | KG | 114X48X48 | 4015080459682 |  | 292 | ICD | 1
34104 | T0-5-8453/IVS | 34104 | Comutator de comanda - comutator pornit | 55 | cerere oferta | S | 1 | 0 | 1 | 0.205 | KG | 120X54X55 | 4015080341048 |  | 292 | ICD | 1
57834 | T0-5-8453/Z | 57834 | Comutator de comanda - comutator pornit | 55 | cerere oferta | S | 1 | 0 | 1 | 0.211 | KG | 156X48X48 | 4015080578345 |  | 292 | ICD | 1
15189 | T0-5-8486/E | 15189 | Comutator de comanda - comutator pornit | 55 | cerere oferta | S | 1 | 0 | 1 | 0.147 | KG | 114X48X48 | 4015080151890 |  | 292 | ICD | 1
15205 | T0-5-8531/Z | 15205 | Comutator de comanda - comutator pornit | 55 | cerere oferta | S | 1 | 0 | 1 | 0.211 | KG | 156X48X48 | 4015080152057 |  | 292 | ICD | 1
15279 | T0-5-89/E | 15279 | Comutator de comanda - comutator pornit | 55 | cerere oferta | S | 1 | 0 | 1 | 0.147 | KG | 114X48X48 | 4015080152798 |  | 292 | ICD | 1
907769 | T0-5-SOND*/E | 907769 | Comutator de comanda - comutator pornit | 55 | cerere oferta | N | 1 | 0 | 1 | 0.147 | KG | 114X48X48 | 1002113 |  | 292 | ICD | 1
907791 | T0-5-SOND*/EZ | 907791 | Comutator de comanda - comutator pornit | 55 | cerere oferta | N | 1 | 0 | 1 | 0.201 | KG | 134X48X48 | 1002099 |  | 292 | ICD | 1
908036 | T0-5-SOND*/EZ/OFS | 908036 | Comutator de comanda - comutator pornit | 55 | cerere oferta | N | 1 | 0 | 1 | 0.233 | KG | 134X48X48 | 1004078 |  | 292 | ICD | 1
907810 | T0-5-SOND*/IVS | 907810 | Comutator de comanda - comutator pornit | 55 | cerere oferta | N | 1 | 0 | 1 | 0.205 | KG | 120X54X55 | 1002088 |  | 292 | ICD | 1
907832 | T0-5-SOND*/XZ | 907832 | Comutator de comanda - comutator pornit | 55 | cerere oferta | N | 1 | 0 | 1 | 0.166 | KG | 86X48X48 | 1004122 |  | 292 | ICD | 1
907843 | T0-5-SOND*/Z | 907843 | Comutator de comanda - comutator pornit | 55 | cerere oferta | N | 1 | 0 | 1 | 0.211 | KG | 156X48X48 | 1002062 |  | 292 | ICD | 1
15285 | T0-6-103/E | 15285 | Comutator de comanda - comutator pornit | 55 | cerere oferta | S | 1 | 0 | 1 | 0.16 | KG | 124X48X48 | 4015080152859 |  | 292 | ICD | 1
15286 | T0-6-103/EZ | 15286 | Comutator de comanda - comutator pornit | 55 | cerere oferta | S | 1 | 0 | 1 | 0.24 | KG | 144X48X48 | 4015080152866 |  | 292 | ICD | 1
15290 | T0-6-103/Z | 15290 | Comutator de comanda - comutator pornit | 55 | cerere oferta | S | 1 | 0 | 1 | 0.235 | KG | 166X48X48 | 4015080152903 |  | 292 | ICD | 1
15296 | T0-6-104/Z | 15296 | Comutator de comanda - comutator pornit | 55 | cerere oferta | S | 1 | 0 | 1 | 0.235 | KG | 166X48X48 | 4015080152965 |  | 292 | ICD | 1
15297 | T0-6-126/E | 15297 | Comutator de comanda - comutator pornit | 55 | cerere oferta | S | 1 | 0 | 1 | 0.16 | KG | 124X48X48 | 4015080152972 |  | 292 | ICD | 1
15302 | T0-6-126/Z | 15302 | Comutator de comanda - comutator pornit | 55 | cerere oferta | S | 1 | 0 | 1 | 0.235 | KG | 166X48X48 | 4015080153023 |  | 292 | ICD | 1
15314 | T0-6-15013/EZ | 15314 | Comutator de comanda - comutator pornit | 55 | cerere oferta | S | 1 | 0 | 1 | 0.24 | KG | 144X48X48 | 4015080153146 |  | 292 | ICD | 1
15318 | T0-6-15018/E | 15318 | Comutator de comanda - comutator pornit | 55 | cerere oferta | S | 1 | 0 | 1 | 0.16 | KG | 124X48X48 | 4015080153184 |  | 292 | ICD | 1
15333 | T0-6-15057/E | 15333 | Comutator de comanda - comutator pornit | 55 | cerere oferta | S | 1 | 0 | 1 | 0.16 | KG | 124X48X48 | 4015080153337 |  | 292 | ICD | 1
15334 | T0-6-15057/EZ | 15334 | Comutator de comanda - comutator pornit | 55 | cerere oferta | S | 1 | 0 | 1 | 0.24 | KG | 144X48X48 | 4015080153344 |  | 292 | ICD | 1
15343 | T0-6-15083/E | 15343 | Comutator de comanda - comutator pornit | 55 | cerere oferta | S | 1 | 0 | 1 | 0.16 | KG | 124X48X48 | 4015080153436 |  | 292 | ICD | 1
15348 | T0-6-15105/E | 15348 | Comutator de comanda - comutator pornit | 55 | cerere oferta | S | 1 | 0 | 1 | 0.16 | KG | 124X48X48 | 4015080153481 |  | 292 | ICD | 1
15353 | T0-6-15134/E | 15353 | Comutator de comanda - comutator pornit | 55 | cerere oferta | S | 1 | 0 | 1 | 0.16 | KG | 124X48X48 | 4015080153535 |  | 292 | ICD | 1
15354 | T0-6-15134/EZ | 15354 | Comutator de comanda - comutator pornit | 55 | cerere oferta | S | 1 | 0 | 1 | 0.24 | KG | 144X48X48 | 4015080153542 |  | 292 | ICD | 1
15355 | T0-6-15134/IVS | 15355 | Comutator de comanda - comutator pornit | 55 | cerere oferta | S | 1 | 0 | 1 | 0.229 | KG | 130X54X55 | 4015080153559 |  | 292 | ICD | 1
15358 | T0-6-15140/E | 15358 | Comutator de comanda - comutator pornit | 55 | cerere oferta | S | 1 | 0 | 1 | 0.16 | KG | 124X48X48 | 4015080153580 |  | 292 | ICD | 1
15359 | T0-6-15140/EZ | 15359 | Comutator de comanda - comutator pornit | 55 | cerere oferta | S | 1 | 0 | 1 | 0.24 | KG | 144X48X48 | 4015080153597 |  | 292 | ICD | 1
15368 | T0-6-15151/E | 15368 | Comutator de comanda - comutator pornit | 55 | cerere oferta | S | 1 | 0 | 1 | 0.16 | KG | 124X48X48 | 4015080153689 |  | 292 | ICD | 1
15369 | T0-6-15151/EZ | 15369 | Comutator de comanda - comutator pornit | 55 | cerere oferta | S | 1 | 0 | 1 | 0.24 | KG | 144X48X48 | 4015080153696 |  | 292 | ICD | 1
15373 | T0-6-15168/E | 15373 | Comutator de comanda - comutator pornit | 55 | cerere oferta | S | 1 | 0 | 1 | 0.16 | KG | 124X48X48 | 4015080153733 |  | 292 | ICD | 1
15374 | T0-6-15168/E-RT | 15374 | Comutator de comanda - comutator pornit | 55 | cerere oferta | S | 1 | 0 | 1 | 0.16 | KG | 124X48X48 | 4015080153740 |  | 292 | ICD | 1
15377 | T0-6-15168/XZ | 15377 | Comutator de comanda - comutator pornit | 55 | cerere oferta | S | 1 | 0 | 1 | 0.19 | KG | 96X48X48 | 4015080153771 |  | 292 | ICD | 1
15378 | T0-6-15168/Z | 15378 | Comutator de comanda - comutator pornit | 55 | cerere oferta | S | 1 | 0 | 1 | 0.235 | KG | 166X48X48 | 4015080153788 |  | 292 | ICD | 1
15398 | T0-6-15222/Z | 15398 | Comutator de comanda - comutator pornit | 55 | cerere oferta | S | 1 | 0 | 1 | 0.235 | KG | 166X48X48 | 4015080153986 |  | 292 | ICD | 1
15409 | T0-6-15230/E | 15409 | Comutator de comanda - comutator pornit | 55 | cerere oferta | S | 1 | 0 | 1 | 0.16 | KG | 124X48X48 | 4015080154099 |  | 292 | ICD | 1
15410 | T0-6-15230/EZ | 15410 | Comutator de comanda - comutator pornit | 55 | cerere oferta | S | 1 | 0 | 1 | 0.24 | KG | 144X48X48 | 4015080154105 |  | 292 | ICD | 1
15414 | T0-6-15249/E | 15414 | Comutator de comanda - comutator pornit | 55 | cerere oferta | S | 1 | 0 | 1 | 0.16 | KG | 124X48X48 | 4015080154143 |  | 292 | ICD | 1
15416 | T0-6-15249/IVS | 15416 | Comutator de comanda - comutator pornit | 55 | cerere oferta | S | 1 | 0 | 1 | 0.229 | KG | 130X54X55 | 4015080154167 |  | 292 | ICD | 1
15418 | T0-6-15249/Z | 15418 | Comutator de comanda - comutator pornit | 55 | cerere oferta | S | 1 | 0 | 1 | 0.235 | KG | 166X48X48 | 4015080154181 |  | 292 | ICD | 1
15419 | T0-6-15252/E | 15419 | Comutator de comanda - comutator pornit | 55 | cerere oferta | S | 1 | 0 | 1 | 0.16 | KG | 124X48X48 | 4015080154198 |  | 292 | ICD | 1
15424 | T0-6-15253/E | 15424 | Comutator in trepte (UK) | 55 | cerere oferta | S | 1 | 0 | 1 | 0.16 | KG | 124X48X48 | 4015080154242 |  | 292 | ICD | 1
15425 | T0-6-15253/EZ | 15425 | Comutator de comanda - comutator pornit | 55 | cerere oferta | S | 1 | 0 | 1 | 0.24 | KG | 144X48X48 | 4015080154259 |  | 292 | ICD | 1
15429 | T0-6-154/E | 15429 | Inversor de sens (UK) | 55 | cerere oferta | S | 1 | 0 | 1 | 0.16 | KG | 124X48X48 | 4015080154297 |  | 292 | ICD | 1
15430 | T0-6-154/EZ | 15430 | Comutator de comanda - comutator pornit | 55 | cerere oferta | S | 1 | 0 | 1 | 0.24 | KG | 144X48X48 | 4015080154303 |  | 292 | ICD | 1
15441 | T0-6-158/E | 15441 | Inversor de sens (UK) | 55 | cerere oferta | S | 1 | 0 | 1 | 0.16 | KG | 124X48X48 | 4015080154419 |  | 292 | ICD | 1
55460 | T0-6-15866/E | 55460 | Comutator de poli inversor - 2 turatii, | 55 | cerere oferta | S | 1 | 0 | 1 | 0.16 | KG | 124X48X48 | 4015080554608 |  | 292 | ICD | 1
12747 | T0-6-15866/EZ | 12747 | Comutator de poli inversor - 2 turatii, | 55 | cerere oferta | S | 1 | 0 | 1 | 0.24 | KG | 144X48X48 | 4015080127475 |  | 292 | ICD | 1
36477 | T0-6-15866/IVS | 36477 | Comutator de comanda - comutator pornit | 55 | cerere oferta | S | 1 | 0 | 1 | 0.229 | KG | 130X54X55 | 4015080364771 |  | 292 | ICD | 1
67326 | T0-6-15866/Z | 67326 | Comutator de poli inversor - 2 turatii, | 55 | cerere oferta | S | 1 | 0 | 1 | 0.235 | KG | 166X48X48 | 4015080673262 |  | 292 | ICD | 1
34096 | T0-6-15877/E | 34096 | Comutator de comanda - comutator pornit | 55 | cerere oferta | S | 1 | 0 | 1 | 0.16 | KG | 124X48X48 | 4015080340966 |  | 292 | ICD | 1
93421 | T0-6-15877/Z | 93421 | Comutator de comanda - comutator pornit | 55 | cerere oferta | S | 1 | 0 | 1 | 0.235 | KG | 166X48X48 | 4015080934219 |  | 292 | ICD | 1
15449 | T0-6-15893/E | 15449 | Comutator de comanda - comutator pornit | 55 | cerere oferta | S | 1 | 0 | 1 | 0.16 | KG | 124X48X48 | 4015080154495 |  | 292 | ICD | 1
15453 | T0-6-15893/Z | 15453 | Comutator de comanda - comutator pornit | 55 | cerere oferta | S | 1 | 0 | 1 | 0.235 | KG | 166X48X48 | 4015080154532 |  | 292 | ICD | 1
15465 | T0-6-15901/EZ | 15465 | Comutator de comanda - comutator pornit | 55 | cerere oferta | S | 1 | 0 | 1 | 0.24 | KG | 144X48X48 | 4015080154655 |  | 292 | ICD | 1
226306 | T0-6-64666-SCM/EZ-P1/OFS+9MM+BZ2,9 | 226306 | Rotary switch T-SOND/EZ,20A | 55 | cerere oferta | S | 1 | 0 | 1 | 0.245 | KG | 144X48X48 | 4015082263065 |  | 292 | ICD | 1
226307 | T0-6-64672-SCM/EZ-P1 | 226307 | Rotary switch T-SOND/EZ,20A | 55 | cerere oferta | S | 1 | 0 | 1 | 0.259 | KG | 144X48X48 | 4015082263072 |  | 292 | ICD | 1
226310 | T0-6-65646-SCM/EZ-P1/OFS+9MM+BZ2,9 | 226310 | Rotary switch T-SOND/EZ,20A | 55 | cerere oferta | S | 1 | 0 | 1 | 0.245 | KG | 144X48X48 | 4015082263102 |  | 292 | ICD | 1
226311 | T0-6-65698-SCM/EZ-P1/OFS+9MM+BZ2,9 | 226311 | Rotary switch T-SOND/EZ,20A | 55 | cerere oferta | S | 1 | 0 | 1 | 0.259 | KG | 144X48X48 | 4015082263119 |  | 292 | ICD | 1
226312 | T0-6-65938-SCM/EZ/P1/OFS+9MM | 226312 | Rotary switch T-SOND/EZ,20A | 55 | cerere oferta | S | 1 | 0 | 1 | 0.259 | KG | 144X48X48 | 4015082263126 |  | 292 | ICD | 1
15487 | T0-6-66/E | 15487 | Comutator de poli inversor - 2 turatii, | 55 | cerere oferta | S | 1 | 0 | 1 | 0.16 | KG | 124X48X48 | 4015080154877 |  | 292 | ICD | 1
15492 | T0-6-66/Z | 15492 | Comutator de comanda - comutator pornit | 55 | cerere oferta | S | 1 | 0 | 1 | 0.235 | KG | 166X48X48 | 4015080154921 |  | 292 | ICD | 1
15607 | T0-6-8009/E | 15607 | Comutator de comanda - comutator pornit | 55 | cerere oferta | S | 1 | 0 | 1 | 0.16 | KG | 124X48X48 | 4015080156079 |  | 292 | ICD | 1
15624 | T0-6-8034/E | 15624 | Comutator de comanda - comutator pornit | 55 | cerere oferta | S | 1 | 0 | 1 | 0.16 | KG | 124X48X48 | 4015080156246 |  | 292 | ICD | 1
15696 | T0-6-8155/E | 15696 | Comutator de comanda - comutator pornit | 55 | cerere oferta | S | 1 | 0 | 1 | 0.16 | KG | 124X48X48 | 4015080156963 |  | 292 | ICD | 1
15706 | T0-6-8239/E | 15706 | Comutator de comanda - comutator pornit | 55 | cerere oferta | S | 1 | 0 | 1 | 0.16 | KG | 124X48X48 | 4015080157069 |  | 292 | ICD | 1
15710 | T0-6-8239/Z | 15710 | Comutator de comanda - comutator pornit | 55 | cerere oferta | S | 1 | 0 | 1 | 0.235 | KG | 166X48X48 | 4015080157106 |  | 292 | ICD | 1
15711 | T0-6-8249/E | 15711 | Comutator de comanda - comutator pornit | 55 | cerere oferta | S | 1 | 0 | 1 | 0.16 | KG | 124X48X48 | 4015080157113 |  | 292 | ICD | 1
15716 | T0-6-8253/E | 15716 | Comutator de comanda - comutator pornit | 55 | cerere oferta | S | 1 | 0 | 1 | 0.16 | KG | 124X48X48 | 4015080157168 |  | 292 | ICD | 1
15717 | T0-6-8253/EZ | 15717 | Comutator de comanda - comutator pornit | 55 | cerere oferta | S | 1 | 0 | 1 | 0.24 | KG | 144X48X48 | 4015080157175 |  | 292 | ICD | 1
15721 | T0-6-8264/E | 15721 | Comutator de comanda - comutator pornit | 55 | cerere oferta | S | 1 | 0 | 1 | 0.16 | KG | 124X48X48 | 4015080157212 |  | 292 | ICD | 1
15124 | T0-6-8271/E | 15124 | Comutator in trepte fara pozitie de 0 | 55 | cerere oferta | S | 1 | 0 | 1 | 0.16 | KG | 124X48X48 | 4015080151241 |  | 292 | ICD | 1
17497 | T0-6-8271/EZ | 17497 | Comutator in trepte fara pozitie de 0 | 55 | cerere oferta | S | 1 | 0 | 1 | 0.24 | KG | 144X48X48 | 4015080174974 |  | 292 | ICD | 1
22243 | T0-6-8271/IVS | 22243 | Comutator de comanda (UK) | 55 | cerere oferta | S | 1 | 0 | 1 | 0.229 | KG | 130X54X55 | 4015080222439 |  | 292 | ICD | 1
24616 | T0-6-8271/Z | 24616 | Comutator in trepte cu pozitie de 0 | 55 | cerere oferta | S | 1 | 0 | 1 | 0.235 | KG | 166X48X48 | 4015080246169 |  | 292 | ICD | 1
62582 | T0-6-8282/E | 62582 | Comutator in trepte (UK) | 55 | cerere oferta | S | 1 | 0 | 1 | 0.16 | KG | 124X48X48 | 4015080625827 |  | 292 | ICD | 1
64955 | T0-6-8282/EZ | 64955 | Comutator in trepte - cu pozitie de 0 (p | 55 | cerere oferta | S | 1 | 0 | 1 | 0.24 | KG | 144X48X48 | 4015080649557 |  | 292 | ICD | 1
69701 | T0-6-8282/IVS | 69701 | Comutator in trepte - cu pozitie de 0 (p | 55 | cerere oferta | S | 1 | 0 | 1 | 0.229 | KG | 130X54X55 | 4015080697015 |  | 292 | ICD | 1
72074 | T0-6-8282/Z | 72074 | Comutator de comanda - comutator pornit | 55 | cerere oferta | S | 1 | 0 | 1 | 0.271 | KG | 166X48X48 | 4015080720744 |  | 292 | ICD | 1
15734 | T0-6-8347/Z | 15734 | Comutator de comanda - comutator pornit | 55 | cerere oferta | S | 1 | 0 | 1 | 0.235 | KG | 166X48X48 | 4015080157342 |  | 292 | ICD | 1
86338 | T0-6-8348/E | 86338 | Comutator de comanda - comutator pornit | 55 | cerere oferta | S | 1 | 0 | 1 | 0.16 | KG | 124X48X48 | 4015080863380 |  | 292 | ICD | 1
88711 | T0-6-8348/EZ | 88711 | Comutator de comanda - comutator pornit | 55 | cerere oferta | S | 1 | 0 | 1 | 0.24 | KG | 144X48X48 | 4015080887119 |  | 292 | ICD | 1
93457 | T0-6-8348/IVS | 93457 | Comutator de comanda - comutator pornit | 55 | cerere oferta | S | 1 | 0 | 1 | 0.229 | KG | 130X54X55 | 4015080934578 |  | 292 | ICD | 1
98203 | T0-6-8348/Z | 98203 | Comutator de comanda - comutator pornit | 55 | cerere oferta | S | 1 | 0 | 1 | 0.235 | KG | 166X48X48 | 4015080982036 |  | 292 | ICD | 1
15737 | T0-6-8362/E | 15737 | Comutator de comanda - comutator pornit | 55 | cerere oferta | S | 1 | 0 | 1 | 0.16 | KG | 124X48X48 | 4015080157373 |  | 292 | ICD | 1
15738 | T0-6-8362/EZ | 15738 | Comutator de comanda - comutator pornit | 55 | cerere oferta | S | 1 | 0 | 1 | 0.24 | KG | 144X48X48 | 4015080157380 |  | 292 | ICD | 1
15739 | T0-6-8362/IVS | 15739 | Comutator de comanda - comutator pornit | 55 | cerere oferta | S | 1 | 0 | 1 | 0.229 | KG | 130X54X55 | 4015080157397 |  | 292 | ICD | 1
15741 | T0-6-8362/Z | 15741 | Comutator de comanda - comutator pornit | 55 | cerere oferta | S | 1 | 0 | 1 | 0.235 | KG | 166X48X48 | 4015080157410 |  | 292 | ICD | 1
62577 | T0-6-8370/E | 62577 | Inversor de sursa fara pozitie de 0 | 55 | cerere oferta | S | 1 | 0 | 1 | 0.16 | KG | 124X48X48 | 4015080625773 |  | 292 | ICD | 1
29356 | T0-6-8370/EZ | 29356 | Inversor de sursa- fara pozitie de 0 | 55 | cerere oferta | S | 1 | 0 | 1 | 0.24 | KG | 144X48X48 | 4015080293569 |  | 292 | ICD | 1
67324 | T0-6-8370/IVS | 67324 | Inversor de sursa- fara pozitie de 0 | 55 | cerere oferta | S | 1 | 0 | 1 | 0.229 | KG | 130X54X55 | 4015080673248 |  | 292 | ICD | 1
10380 | T0-6-8370/Z | 10380 | Comutator de comanda - comutator pornit | 55 | cerere oferta | S | 1 | 0 | 1 | 0.235 | KG | 166X48X48 | 4015080103806 |  | 292 | ICD | 1
15743 | T0-6-8442/E | 15743 | Comutator de comanda - comutator pornit | 55 | cerere oferta | S | 1 | 0 | 1 | 0.16 | KG | 124X48X48 | 4015080157434 |  | 292 | ICD | 1
15744 | T0-6-8442/EZ | 15744 | Comutator de comanda - comutator pornit | 55 | cerere oferta | S | 1 | 0 | 1 | 0.24 | KG | 144X48X48 | 4015080157441 |  | 292 | ICD | 1
15748 | T0-6-8449/E | 15748 | Comutator de comanda - comutator pornit | 55 | cerere oferta | S | 1 | 0 | 1 | 0.16 | KG | 124X48X48 | 4015080157489 |  | 292 | ICD | 1
15753 | T0-6-8455/E | 15753 | Comutator de comanda - comutator pornit | 55 | cerere oferta | S | 1 | 0 | 1 | 0.16 | KG | 124X48X48 | 4015080157533 |  | 292 | ICD | 1
15757 | T0-6-8455/Z | 15757 | Comutator de comanda - comutator pornit | 55 | cerere oferta | S | 1 | 0 | 1 | 0.235 | KG | 166X48X48 | 4015080157571 |  | 292 | ICD | 1
15763 | T0-6-8459/E | 15763 | Comutator de comanda - comutator pornit | 55 | cerere oferta | S | 1 | 0 | 1 | 0.16 | KG | 124X48X48 | 4015080157632 |  | 292 | ICD | 1
15767 | T0-6-8459/Z | 15767 | Comutator de comanda - comutator pornit | 55 | cerere oferta | S | 1 | 0 | 1 | 0.235 | KG | 166X48X48 | 4015080157670 |  | 292 | ICD | 1
15773 | T0-6-8476/E | 15773 | Comutator in trepte (UK) | 55 | cerere oferta | S | 1 | 0 | 1 | 0.16 | KG | 124X48X48 | 4015080157731 |  | 292 | ICD | 1
15774 | T0-6-8476/EZ | 15774 | Comutator de comanda - comutator pornit | 55 | cerere oferta | S | 1 | 0 | 1 | 0.24 | KG | 144X48X48 | 4015080157748 |  | 292 | ICD | 1
15777 | T0-6-8476/Z | 15777 | Comutator de comanda - comutator pornit | 55 | cerere oferta | S | 1 | 0 | 1 | 0.235 | KG | 166X48X48 | 4015080157779 |  | 292 | ICD | 1
15778 | T0-6-8481/E | 15778 | Comutator in trepte (UK) | 55 | cerere oferta | S | 1 | 0 | 1 | 0.16 | KG | 124X48X48 | 4015080157786 |  | 292 | ICD | 1
15779 | T0-6-8481/EZ | 15779 | Comutator de comanda - comutator pornit | 55 | cerere oferta | S | 1 | 0 | 1 | 0.24 | KG | 144X48X48 | 4015080157793 |  | 292 | ICD | 1
15780 | T0-6-8481/IVS | 15780 | Comutator de comanda - comutator pornit | 55 | cerere oferta | S | 1 | 0 | 1 | 0.229 | KG | 130X54X55 | 4015080157809 |  | 292 | ICD | 1
15782 | T0-6-8481/Z | 15782 | Comutator de comanda - comutator pornit | 55 | cerere oferta | S | 1 | 0 | 1 | 0.235 | KG | 166X48X48 | 4015080157823 |  | 292 | ICD | 1
15783 | T0-6-8491/E | 15783 | Comutator de comanda - comutator pornit | 55 | cerere oferta | S | 1 | 0 | 1 | 0.16 | KG | 124X48X48 | 4015080157830 |  | 292 | ICD | 1
15788 | T0-6-8529/E | 15788 | Comutator de comanda - comutator pornit | 55 | cerere oferta | S | 1 | 0 | 1 | 0.16 | KG | 124X48X48 | 4015080157885 |  | 292 | ICD | 1
15789 | T0-6-8529/EZ | 15789 | Comutator de comanda - comutator pornit | 55 | cerere oferta | S | 1 | 0 | 1 | 0.24 | KG | 144X48X48 | 4015080157892 |  | 292 | ICD | 1
907770 | T0-6-SOND*/E | 907770 | Comutator cu came (UK) | 55 | cerere oferta | N | 1 | 0 | 1 | 0.16 | KG | 124X48X48 | 1001750 |  | 292 | ICD | 1
907792 | T0-6-SOND*/EZ | 907792 | Comutator cu came (UK) | 55 | cerere oferta | N | 1 | 0 | 1 | 0.24 | KG | 144X48X48 | 1002098 |  | 292 | ICD | 1
908037 | T0-6-SOND*/EZ/OFS | 908037 | Comutator cu came (UK) | 55 | cerere oferta | N | 1 | 0 | 1 | 0.259 | KG | 144X48X48 | 1004077 |  | 292 | ICD | 1
907811 | T0-6-SOND*/IVS | 907811 | Comutator cu came (UK) | 55 | cerere oferta | N | 1 | 0 | 1 | 0.229 | KG | 130X54X55 | 1002087 |  | 292 | ICD | 1
907833 | T0-6-SOND*/XZ | 907833 | Comutator cu came (UK) | 55 | cerere oferta | N | 1 | 0 | 1 | 0.19 | KG | 96X48X48 | 1004121 |  | 292 | ICD | 1
907844 | T0-6-SOND*/Z | 907844 | Comutator cu came (UK) | 55 | cerere oferta | N | 1 | 0 | 1 | 0.235 | KG | 166X48X48 | 1002061 |  | 292 | ICD | 1
15838 | T0-7-132/E | 15838 | Comutator de comanda - comutator pornit | 55 | cerere oferta | S | 1 | 0 | 1 | 0.184 | KG | 133X48X48 | 4015080158387 |  | 292 | ICD | 1
15854 | T0-7-15135/E | 15854 | Comutator de comanda - comutator pornit | 55 | cerere oferta | S | 1 | 0 | 1 | 0.184 | KG | 133X48X48 | 4015080158547 |  | 292 | ICD | 1
15855 | T0-7-15135/EZ | 15855 | Comutator de comanda - comutator pornit | 55 | cerere oferta | S | 1 | 0 | 1 | 0.264 | KG | 153X48X48 | 4015080158554 |  | 292 | ICD | 1
15858 | T0-7-15135/Z | 15858 | Comutator de comanda - comutator pornit | 55 | cerere oferta | S | 1 | 0 | 1 | 0.259 | KG | 175X48X48 | 4015080158585 |  | 292 | ICD | 1
15859 | T0-7-15141/E | 15859 | Comutator de comanda - comutator pornit | 55 | cerere oferta | S | 1 | 0 | 1 | 0.184 | KG | 133X48X48 | 4015080158592 |  | 292 | ICD | 1
226313 | T0-7-64673-SCM/EZ-P1/OFS+9MM+BZ2,9 | 226313 | Rotary switch T-SOND/EZ,20A | 55 | cerere oferta | S | 1 | 0 | 1 | 0.284 | KG | 153X48X48 | 4015082263133 |  | 292 | ICD | 1
15953 | T0-7-69/E | 15953 | Comutator de comanda - comutator pornit | 55 | cerere oferta | S | 1 | 0 | 1 | 0.184 | KG | 133X48X48 | 4015080159537 |  | 292 | ICD | 1
15969 | T0-7-8076/E | 15969 | Comutator de comanda - comutator pornit | 55 | cerere oferta | S | 1 | 0 | 1 | 0.184 | KG | 133X48X48 | 4015080159698 |  | 292 | ICD | 1
15975 | T0-7-8254/EZ | 15975 | Comutator de comanda - comutator pornit | 55 | cerere oferta | S | 1 | 0 | 1 | 0.264 | KG | 153X48X48 | 4015080159759 |  | 292 | ICD | 1
15984 | T0-7-8349/E | 15984 | Comutator de comanda - comutator pornit | 55 | cerere oferta | S | 1 | 0 | 1 | 0.184 | KG | 133X48X48 | 4015080159841 |  | 292 | ICD | 1
15986 | T0-7-8349/EZ | 15986 | Comutator de comanda - comutator pornit | 55 | cerere oferta | S | 1 | 0 | 1 | 0.264 | KG | 153X48X48 | 4015080159865 |  | 292 | ICD | 1
15998 | T0-7-8363/E | 15998 | Comutator de comanda - comutator pornit | 55 | cerere oferta | S | 1 | 0 | 1 | 0.184 | KG | 133X48X48 | 4015080159988 |  | 292 | ICD | 1
16003 | T0-7-8371/E | 16003 | ON-OFF-SWITCHES E (UK) | 55 | cerere oferta | N | 1 | 0 | 1 | 0.268 | KG | 133X48X48 | 4015080160038 |  | 292 | ICD | 1
16005 | T0-7-8371/IVS | 16005 | Comutator de comanda - comutator pornit | 55 | cerere oferta | S | 1 | 0 | 1 | 0.254 | KG | 139X54X55 | 4015080160052 |  | 292 | ICD | 1
907771 | T0-7-SOND*/E | 907771 | Comutator cu came (UK) | 55 | cerere oferta | N | 1 | 0 | 1 | 0.184 | KG | 133X48X48 | 1002112 |  | 292 | ICD | 1
907793 | T0-7-SOND*/EZ | 907793 | Comutator cu came (UK) | 55 | cerere oferta | N | 1 | 0 | 1 | 0.264 | KG | 153X48X48 | 1002097 |  | 292 | ICD | 1
907812 | T0-7-SOND*/IVS | 907812 | Comutator cu came (UK) | 55 | cerere oferta | N | 1 | 0 | 1 | 0.254 | KG | 139X54X55 | 1002086 |  | 292 | ICD | 1
907834 | T0-7-SOND*/XZ | 907834 | Comutator cu came (UK) | 55 | cerere oferta | N | 1 | 0 | 1 | 0.214 | KG | 105X48X48 | 1004120 |  | 292 | ICD | 1
907845 | T0-7-SOND*/Z | 907845 | Comutator cu came (UK) | 55 | cerere oferta | N | 1 | 0 | 1 | 0.259 | KG | 175X48X48 | 1002060 |  | 292 | ICD | 1
16064 | T0-8-15038/E | 16064 | Comutator de comanda - comutator pornit | 55 | cerere oferta | S | 1 | 0 | 1 | 0.208 | KG | 143X48X48 | 4015080160649 |  | 292 | ICD | 1
16065 | T0-8-15038/EZ | 16065 | Comutator de comanda - comutator pornit | 55 | cerere oferta | S | 1 | 0 | 1 | 0.288 | KG | 163X48X48 | 4015080160656 |  | 292 | ICD | 1
16074 | T0-8-15100/E | 16074 | Comutator de comanda - comutator pornit | 55 | cerere oferta | S | 1 | 0 | 1 | 0.208 | KG | 143X48X48 | 4015080160748 |  | 292 | ICD | 1
16075 | T0-8-15100/EZ | 16075 | Comutator de comanda - comutator pornit | 55 | cerere oferta | S | 1 | 0 | 1 | 0.288 | KG | 163X48X48 | 4015080160755 |  | 292 | ICD | 1
16076 | T0-8-15100/IVS | 16076 | Comutator de comanda - comutator pornit | 55 | cerere oferta | S | 1 | 0 | 1 | 0.279 | KG | 149X54X55 | 4015080160762 |  | 292 | ICD | 1
16078 | T0-8-15100/Z | 16078 | Comutator de comanda - comutator pornit | 55 | cerere oferta | S | 1 | 0 | 1 | 0.283 | KG | 185X48X48 | 4015080160786 |  | 292 | ICD | 1
16079 | T0-8-15102/E | 16079 | Comutator de comanda - comutator pornit | 55 | cerere oferta | S | 1 | 0 | 1 | 0.208 | KG | 143X48X48 | 4015080160793 |  | 292 | ICD | 1
16080 | T0-8-15102/EZ | 16080 | Comutator de comanda - comutator pornit | 55 | cerere oferta | S | 1 | 0 | 1 | 0.288 | KG | 163X48X48 | 4015080160809 |  | 292 | ICD | 1
16083 | T0-8-15102/Z | 16083 | Comutator de comanda - comutator pornit | 55 | cerere oferta | S | 1 | 0 | 1 | 0.283 | KG | 185X48X48 | 4015080160830 |  | 292 | ICD | 1
16084 | T0-8-15142/E | 16084 | Comutator de comanda - comutator pornit | 55 | cerere oferta | S | 1 | 0 | 1 | 0.208 | KG | 143X48X48 | 4015080160847 |  | 292 | ICD | 1
16089 | T0-8-15146/E | 16089 | Comutator de comanda - comutator pornit | 55 | cerere oferta | S | 1 | 0 | 1 | 0.208 | KG | 143X48X48 | 4015080160892 |  | 292 | ICD | 1
16090 | T0-8-15146/EZ | 16090 | Comutator de comanda - comutator pornit | 55 | cerere oferta | S | 1 | 0 | 1 | 0.288 | KG | 163X48X48 | 4015080160908 |  | 292 | ICD | 1
16091 | T0-8-15146/IVS | 16091 | Comutator de comanda - comutator pornit | 55 | cerere oferta | S | 1 | 0 | 1 | 0.279 | KG | 149X54X55 | 4015080160915 |  | 292 | ICD | 1
16092 | T0-8-15146/XZ | 16092 | Comutator de comanda - comutator pornit | 55 | cerere oferta | S | 1 | 0 | 1 | 0.238 | KG | 115X48X48 | 4015080160922 |  | 292 | ICD | 1
16093 | T0-8-15146/Z | 16093 | Comutator de comanda - comutator pornit | 55 | cerere oferta | S | 1 | 0 | 1 | 0.283 | KG | 185X48X48 | 4015080160939 |  | 292 | ICD | 1
16094 | T0-8-15152/E | 16094 | Comutator de comanda - comutator pornit | 55 | cerere oferta | S | 1 | 0 | 1 | 0.208 | KG | 143X48X48 | 4015080160946 |  | 292 | ICD | 1
16095 | T0-8-15152/EZ | 16095 | Comutator de comanda - comutator pornit | 55 | cerere oferta | S | 1 | 0 | 1 | 0.288 | KG | 163X48X48 | 4015080160953 |  | 292 | ICD | 1
16099 | T0-8-15290/E | 16099 | Comutator de comanda - comutator pornit | 55 | cerere oferta | S | 1 | 0 | 1 | 0.208 | KG | 143X48X48 | 4015080160991 |  | 292 | ICD | 1
16100 | T0-8-15290/EZ | 16100 | Comutator de comanda - comutator pornit | 55 | cerere oferta | S | 1 | 0 | 1 | 0.288 | KG | 163X48X48 | 4015080161004 |  | 292 | ICD | 1
16120 | T0-8-8266/E | 16120 | Comutator de comanda - comutator pornit | 55 | cerere oferta | S | 1 | 0 | 1 | 0.208 | KG | 143X48X48 | 4015080161202 |  | 292 | ICD | 1
26989 | T0-8-8272/E | 26989 | Comutator in trepte (UK) | 55 | cerere oferta | S | 1 | 0 | 1 | 0.208 | KG | 143X48X48 | 4015080269892 |  | 292 | ICD | 1
29362 | T0-8-8272/EZ | 29362 | Comutator de comanda - comutator pornit | 55 | cerere oferta | S | 1 | 0 | 1 | 0.288 | KG | 163X48X48 | 4015080293620 |  | 292 | ICD | 1
74447 | T0-8-8283/E | 74447 | Comutator in trepte (UK) | 55 | cerere oferta | S | 1 | 0 | 1 | 0.208 | KG | 143X48X48 | 4015080744474 |  | 292 | ICD | 1
16134 | T0-8-8352/E | 16134 | Comutator de comanda - comutator pornit | 55 | cerere oferta | S | 1 | 0 | 1 | 0.208 | KG | 143X48X48 | 4015080161349 |  | 292 | ICD | 1
16141 | T0-8-8364/E | 16141 | Comutator de comanda - comutator pornit | 55 | cerere oferta | S | 1 | 0 | 1 | 0.208 | KG | 143X48X48 | 4015080161417 |  | 292 | ICD | 1
16145 | T0-8-8364/Z | 16145 | Comutator de comanda - comutator pornit | 55 | cerere oferta | S | 1 | 0 | 1 | 0.283 | KG | 185X48X48 | 4015080161455 |  | 292 | ICD | 1
64950 | T0-8-8372/E | 64950 | Inversor de sursa fara pozitie de 0 | 55 | cerere oferta | S | 1 | 0 | 1 | 0.208 | KG | 143X48X48 | 4015080649502 |  | 292 | ICD | 1
34102 | T0-8-8372/EZ | 34102 | Comutator de comanda - comutator pornit | 55 | cerere oferta | S | 1 | 0 | 1 | 0.288 | KG | 163X48X48 | 4015080341024 |  | 292 | ICD | 1
69697 | T0-8-8372/IVS | 69697 | Inversor de sursa - fara pozitie de 0 | 55 | cerere oferta | S | 1 | 0 | 1 | 0.279 | KG | 149X54X55 | 4015080696971 |  | 292 | ICD | 1
12753 | T0-8-8372/Z | 12753 | Comutator de comanda - comutator pornit | 55 | cerere oferta | S | 1 | 0 | 1 | 0.283 | KG | 185X48X48 | 4015080127536 |  | 292 | ICD | 1
16147 | T0-8-8446/E | 16147 | Comutator de comanda - comutator pornit | 55 | cerere oferta | S | 1 | 0 | 1 | 0.208 | KG | 143X48X48 | 4015080161479 |  | 292 | ICD | 1
16157 | T0-8-8456/E | 16157 | Comutator de comanda - comutator pornit | 55 | cerere oferta | S | 1 | 0 | 1 | 0.208 | KG | 143X48X48 | 4015080161578 |  | 292 | ICD | 1
16172 | T0-8-8477/E | 16172 | Comutator in trepte (UK) | 55 | cerere oferta | S | 1 | 0 | 1 | 0.208 | KG | 143X48X48 | 4015080161721 |  | 292 | ICD | 1
16173 | T0-8-8477/EZ | 16173 | Comutator in trepte (UK) | 55 | cerere oferta | S | 1 | 0 | 1 | 0.283 | KG | 163X48X48 | 4015080161738 |  | 292 | ICD | 1
16174 | T0-8-8477/IVS | 16174 | Comutator de comanda - comutator pornit | 55 | cerere oferta | S | 1 | 0 | 1 | 0.279 | KG | 149X54X55 | 4015080161745 |  | 292 | ICD | 1
16176 | T0-8-8477/Z | 16176 | Comutator de comanda - comutator pornit | 55 | cerere oferta | S | 1 | 0 | 1 | 0.283 | KG | 185X48X48 | 4015080161769 |  | 292 | ICD | 1
16177 | T0-8-8482/E | 16177 | Comutator de comanda - comutator pornit | 55 | cerere oferta | S | 1 | 0 | 1 | 0.208 | KG | 143X48X48 | 4015080161776 |  | 292 | ICD | 1
16182 | T0-8-8484/E | 16182 | Comutator de comanda - comutator pornit | 55 | cerere oferta | S | 1 | 0 | 1 | 0.208 | KG | 143X48X48 | 4015080161820 |  | 292 | ICD | 1
16183 | T0-8-8484/EZ | 16183 | Comutator de comanda - comutator pornit | 55 | cerere oferta | S | 1 | 0 | 1 | 0.288 | KG | 163X48X48 | 4015080161837 |  | 292 | ICD | 1
16184 | T0-8-8484/IVS | 16184 | Comutator de comanda - comutator pornit | 55 | cerere oferta | S | 1 | 0 | 1 | 0.279 | KG | 149X54X55 | 4015080161844 |  | 292 | ICD | 1
16186 | T0-8-8484/Z | 16186 | Comutator de comanda - comutator pornit | 55 | cerere oferta | S | 1 | 0 | 1 | 0.283 | KG | 185X48X48 | 4015080161868 |  | 292 | ICD | 1
16187 | T0-8-8487/E | 16187 | Comutator de comanda - comutator pornit | 55 | cerere oferta | S | 1 | 0 | 1 | 0.208 | KG | 143X48X48 | 4015080161875 |  | 292 | ICD | 1
16188 | T0-8-8487/EZ | 16188 | Comutator de comanda - comutator pornit | 55 | cerere oferta | S | 1 | 0 | 1 | 0.288 | KG | 163X48X48 | 4015080161882 |  | 292 | ICD | 1
16189 | T0-8-8487/IVS | 16189 | Comutator de comanda - comutator pornit | 55 | cerere oferta | S | 1 | 0 | 1 | 0.279 | KG | 149X54X55 | 4015080161899 |  | 292 | ICD | 1
907772 | T0-8-SOND*/E | 907772 | Comutator cu came (UK) | 55 | cerere oferta | N | 1 | 0 | 1 | 0.208 | KG | 143X48X48 | 1002111 |  | 292 | ICD | 1
907794 | T0-8-SOND*/EZ | 907794 | Comutator cu came (UK) | 55 | cerere oferta | N | 1 | 0 | 1 | 0.288 | KG | 163X48X48 | 1002096 |  | 292 | ICD | 1
907813 | T0-8-SOND*/IVS | 907813 | Comutator cu came (UK) | 55 | cerere oferta | N | 1 | 0 | 1 | 0.279 | KG | 149X54X55 | 1002085 |  | 292 | ICD | 1
907835 | T0-8-SOND*/XZ | 907835 | Comutator cu came (UK) | 55 | cerere oferta | N | 1 | 0 | 1 | 0.238 | KG | 115X48X48 | 1004119 |  | 292 | ICD | 1
907846 | T0-8-SOND*/Z | 907846 | Comutator cu came (UK) | 55 | cerere oferta | N | 1 | 0 | 1 | 0.283 | KG | 185X48X48 | 1002059 |  | 292 | ICD | 1
16221 | T0-9-15103/Z | 16221 | Comutator de comanda - comutator pornit | 55 | cerere oferta | S | 1 | 0 | 1 | 0.307 | KG | 94X48X48 | 4015080162216 |  | 292 | ICD | 1
16227 | T0-9-15153/E | 16227 | Comutator de comanda - comutator pornit | 55 | cerere oferta | S | 1 | 0 | 1 | 0.232 | KG | 152X48X48 | 4015080162278 |  | 292 | ICD | 1
16237 | T0-9-15238/E | 16237 | Comutator de comanda - comutator pornit | 55 | cerere oferta | S | 1 | 0 | 1 | 0.232 | KG | 152X48X48 | 4015080162377 |  | 292 | ICD | 1
16248 | T0-9-15294/EZ | 16248 | Comutator de comanda - comutator pornit | 55 | cerere oferta | S | 1 | 0 | 1 | 0.312 | KG | 172X48X48 | 4015080162483 |  | 292 | ICD | 1
16298 | T0-9-8365/E | 16298 | Comutator de comanda - comutator pornit | 55 | cerere oferta | S | 1 | 0 | 1 | 0.232 | KG | 152X48X48 | 4015080162988 |  | 292 | ICD | 1
16308 | T0-9-8489/E | 16308 | Comutator de comanda - comutator pornit | 55 | cerere oferta | S | 1 | 0 | 1 | 0.232 | KG | 152X48X48 | 4015080163084 |  | 292 | ICD | 1
16313 | T0-9-8492/E | 16313 | Comutator de comanda - comutator pornit | 55 | cerere oferta | S | 1 | 0 | 1 | 0.232 | KG | 152X48X48 | 4015080163138 |  | 292 | ICD | 1
907773 | T0-9-SOND*/E | 907773 | Comutator cu came (UK) | 55 | cerere oferta | N | 1 | 0 | 1 | 0.232 | KG | 152X48X48 | 1002110 |  | 292 | ICD | 1
907795 | T0-9-SOND*/EZ | 907795 | Comutator cu came (UK) | 55 | cerere oferta | N | 1 | 0 | 1 | 0.312 | KG | 172X48X48 | 1002095 |  | 292 | ICD | 1
907814 | T0-9-SOND*/IVS | 907814 | Comutator cu came (UK) | 55 | cerere oferta | N | 1 | 0 | 1 | 0.303 | KG | 158X54X55 | 1002084 |  | 292 | ICD | 1
907836 | T0-9-SOND*/XZ | 907836 | Comutator cu came (UK) | 55 | cerere oferta | N | 1 | 0 | 1 | 0.232 | KG | 124X48X48 | 1004118 |  | 292 | ICD | 1
907847 | T0-9-SOND*/Z | 907847 | Comutator cu came (UK) | 55 | cerere oferta | N | 1 | 0 | 1 | 0.232 | KG | 194X48X48 | 1002058 |  | 292 | ICD | 1
178919 | T1-KLV | 178919 | T1-KLV | 84 | cerere oferta | S | 1 | 0 | 1 | 1.2 | KG | 0 001X0 001X0 001 | 4015081742363 |  | 272 | PDC | 1
178920 | T2-KLV | 178920 | T2-KLV | 84 | cerere oferta | S | 1 | 0 | 1 | 1.4 | KG | 0 001X0 001X0 001 | 4015081742370 |  | 272 | PDC | 1
3837 | T3-10-8485/E | 3837 | ON-OFF-SWITCHES E (UK) | 55 | cerere oferta | S | 1 | 0 | 1 | 0.526 | KG | 183X61X54 | 4015080038375 |  | 292 | ICD | 1
907859 | T3-10-SOND*/E | 907859 | ROTARY SWIT. T-SOND/E,32A | 55 | cerere oferta | N | 1 | 0 | 1 | 0.526 | KG | 183X61X54 | 1002047 |  | 292 | ICD | 1
907881 | T3-10-SOND*/EZ | 907881 | ROTARY SWIT. T-SOND/EZ,32A | 55 | cerere oferta | N | 1 | 0 | 1 | 0.492 | KG | 205X61X54 | 1002030 |  | 292 | ICD | 1
907911 | T3-10-SOND*/XZ | 907911 | ROTARY SWIT. T-SOND/Z(/AW),32A | 55 | cerere oferta | N | 1 | 0 | 1 | 0.492 | KG | 155X61X54 | 1004105 |  | 292 | ICD | 1
907922 | T3-10-SOND*/Z | 907922 | ROTARY SWIT. T-SOND/Z(/AW),32A | 55 | cerere oferta | N | 1 | 0 | 1 | 0.526 | KG | 225X61X54 | 1002002 |  | 292 | ICD | 1
76073 | T3-1-102/E | 76073 | ON-OFF-SWITCH | 55 | cerere oferta | S | 1 | 0 | 1 | 0.11 | KG | 79X61X54 | 4015080760733 |  | 292 | ICD | 1
14374 | T3-1-102/EA/SVB | 14374 | ON-OFF SWITCH | 55 | cerere oferta | S | 1 | 0 | 1 | 0.168 | KG | 104X65X74 | 4015080143741 |  | 292 | ICD | 1
16747 | T3-1-102/EA/SVB-SW | 16747 | ON-OFF SWITCH | 55 | cerere oferta | S | 1 | 0 | 1 | 0.168 | KG | 104X65X74 | 4015080167471 |  | 292 | ICD | 1
16318 | T3-1-102/E-RT | 16318 | ON-OFF-SWITCH | 55 | cerere oferta | S | 1 | 0 | 1 | 0.11 | KG | 79X61X54 | 4015080163183 |  | 292 | ICD | 1
78446 | T3-1-102/EZ | 78446 | ON-OFF-SWITCHES EZ (UK) | 55 | cerere oferta | S | 1 | 0 | 1 | 0.144 | KG | 101X61X54 | 4015080784463 |  | 292 | ICD | 1
207165 | T3-1-102/I2 | 207165 | I(G) ON-OFF switch | 55 | cerere oferta | S | 1 | 0 | 1 | 0.389 | KG | 181X100X107 | 4015082071653 |  | 292 | ICD | 1
207198 | T3-1-102/I2/SVB | 207198 | I(G)/SVB main switch | 55 | cerere oferta | S | 1 | 0 | 1 | 0.485 | KG | 181X100X115 | 4015082071981 |  | 292 | ICD | 1
207199 | T3-1-102/I2/SVB-SW | 207199 | I(G)/SVB main switch | 55 | cerere oferta | S | 1 | 0 | 1 | 0.485 | KG | 181X100X115 | 4015082071998 |  | 292 | ICD | 1
207166 | T3-1-102/I2-RT | 207166 | I(G) ON-OFF switch | 55 | cerere oferta | S | 1 | 0 | 1 | 0.11 | KG | 181X100X107 | 4015082071660 |  | 292 | ICD | 1
19120 | T3-1-102/V/SVB | 19120 | ON-OFF SWITCH | 55 | cerere oferta | S | 1 | 0 | 1 | 0.197 | KG | 121X65X74 | 4015080191209 |  | 292 | ICD | 1
21493 | T3-1-102/V/SVB-SW | 21493 | MAIN SWITCHES V/SVB (UK) | 55 | cerere oferta | S | 1 | 0 | 1 | 0.197 | KG | 121X65X74 | 4015080214939 |  | 292 | ICD | 1
83192 | T3-1-102/Z | 83192 | ON-OFF-SWITCHES Z(/AW) (UK) | 55 | cerere oferta | S | 1 | 0 | 1 | 0.147 | KG | 121X61X54 | 4015080831921 |  | 292 | ICD | 1
3861 | T3-11-15021/E | 3861 | ON-OFF-SWITCHES E (UK) | 55 | cerere oferta | S | 1 | 0 | 1 | 0.554 | KG | 194X61X54 | 4015080038610 |  | 292 | ICD | 1
16374 | T3-1-15059/E | 16374 | ON-OFF-SWITCHES E (UK) | 55 | cerere oferta | S | 1 | 0 | 1 | 0.11 | KG | 79X61X54 | 4015080163749 |  | 292 | ICD | 1
16424 | T3-1-15108/XZ | 16424 | ON-OFF-SWITCHES Z(/AW) (UK) | 55 | cerere oferta | S | 1 | 0 | 1 | 0.113 | KG | 51X61X54 | 4015080164241 |  | 292 | ICD | 1
90314 | T3-1-15111/Z | 90314 | ON-OFF-SWITCHES Z(/AW) (UK) | 55 | cerere oferta | S | 1 | 0 | 1 | 0.147 | KG | 121X61X54 | 4015080903147 |  | 292 | ICD | 1
16469 | T3-1-15322/XZ | 16469 | ON-OFF-SWITCHES Z(/AW) (UK) | 55 | cerere oferta | S | 1 | 0 | 1 | 0.11 | KG | 51X61X54 | 4015080164692 |  | 292 | ICD | 1
16480 | T3-1-15341/E | 16480 | ON-OFF-SWITCHES E (UK) | 55 | cerere oferta | S | 1 | 0 | 1 | 0.11 | KG | 79X61X54 | 4015080164807 |  | 292 | ICD | 1
38135 | T3-1-15401/E | 38135 | ON-OFF-SWITCHES E (UK) | 55 | cerere oferta | S | 1 | 0 | 1 | 0.11 | KG | 79X61X54 | 4015080381358 |  | 292 | ICD | 1
80814 | T3-1-15431/E | 80814 | ON-OFF-SWITCHES E (UK) | 55 | cerere oferta | S | 1 | 0 | 1 | 0.11 | KG | 79X61X54 | 4015080808145 |  | 292 | ICD | 1
16527 | T3-1-15431/EZ | 16527 | ON-OFF-SWITCHES EZ (UK) | 55 | cerere oferta | S | 1 | 0 | 1 | 0.144 | KG | 101X61X54 | 4015080165279 |  | 292 | ICD | 1
16569 | T3-1-15500/Z | 16569 | ON-OFF-SWITCHES Z(/AW) (UK) | 55 | cerere oferta | S | 1 | 0 | 1 | 0.147 | KG | 121X61X54 | 4015080165699 |  | 292 | ICD | 1
16570 | T3-1-15501/E | 16570 | ON-OFF-SWITCHES E (UK) | 55 | cerere oferta | S | 1 | 0 | 1 | 0.11 | KG | 79X61X54 | 4015080165705 |  | 292 | ICD | 1
85598 | T3-1-15511/E | 85598 | ON-OFF-SWITCHES E (UK) | 55 | cerere oferta | S | 1 | 0 | 1 | 0.11 | KG | 79X61X54 | 4015080855989 |  | 292 | ICD | 1
16581 | T3-1-15511/XZ | 16581 | ON-OFF-SWITCHES Z(/AW) (UK) | 55 | cerere oferta | S | 1 | 0 | 1 | 0.11 | KG | 51X61X54 | 4015080165811 |  | 292 | ICD | 1
222739 | T3-1-15541/I2 | 222739 | Changeover contact | 55 | cerere oferta | S | 1 | 0 | 1 | 0.389 | KG | 181X100X107 | 4015082227395 |  | 292 | ICD | 1
16590 | T3-1-15904/Z | 16590 | ON-OFF-SWITCHES Z(/AW) (UK) | 55 | cerere oferta | S | 1 | 0 | 1 | 0.147 | KG | 121X61X54 | 4015080165903 |  | 292 | ICD | 1
3887 | T3-11-8258/XZ | 3887 | ON-OFF-SWITCHES Z(/AW) (UK) | 55 | cerere oferta | S | 1 | 0 | 1 | 0.532 | KG | 166X61X54 | 4015080038870 |  | 292 | ICD | 1
3906 | T3-11-8358/E | 3906 | ON-OFF-SWITCHES E (UK) | 55 | cerere oferta | S | 1 | 0 | 1 | 0.554 | KG | 194X61X54 | 4015080039068 |  | 292 | ICD | 1
3910 | T3-11-8358/Z | 3910 | ON-OFF-SWITCHES Z(/AW) (UK) | 55 | cerere oferta | S | 1 | 0 | 1 | 0.566 | KG | 236X61X54 | 4015080039105 |  | 292 | ICD | 1
3914 | T3-11-8367/Z | 3914 | ON-OFF-SWITCHES Z(/AW) (UK) | 55 | cerere oferta | S | 1 | 0 | 1 | 0.566 | KG | 236X61X54 | 4015080039143 |  | 292 | ICD | 1
907860 | T3-11-SOND*/E | 907860 | ROTARY SWIT. T-SOND/E,32A | 55 | cerere oferta | N | 1 | 0 | 1 | 0.554 | KG | 194X61X54 | 1002046 |  | 292 | ICD | 1
907882 | T3-11-SOND*/EZ | 907882 | ROTARY SWIT. T-SOND/EZ,32A | 55 | cerere oferta | N | 1 | 0 | 1 | 0.532 | KG | 216X61X54 | 1002029 |  | 292 | ICD | 1
907912 | T3-11-SOND*/XZ | 907912 | ROTARY SWIT. T-SOND/Z(/AW),32A | 55 | cerere oferta | N | 1 | 0 | 1 | 0.532 | KG | 166X61X54 | 1004104 |  | 292 | ICD | 1
907923 | T3-11-SOND*/Z | 907923 | ROTARY SWIT. T-SOND/Z(/AW),32A | 55 | cerere oferta | N | 1 | 0 | 1 | 0.566 | KG | 236X61X54 | 1002001 |  | 292 | ICD | 1
16607 | T3-1-34/XZ | 16607 | ON-OFF-SWITCHES Z(/AW) (UK) | 55 | cerere oferta | S | 1 | 0 | 1 | 0.11 | KG | 51X61X54 | 4015080166078 |  | 292 | ICD | 1
16729 | T3-1-79/E | 16729 | ON-OFF-SWITCHES E (UK) | 55 | cerere oferta | S | 1 | 0 | 1 | 0.11 | KG | 79X61X54 | 4015080167297 |  | 292 | ICD | 1
16912 | T3-1-8/E | 16912 | ON-OFF-SWITCHES E (UK) | 55 | cerere oferta | S | 1 | 0 | 1 | 0.11 | KG | 79X61X54 | 4015080169123 |  | 292 | ICD | 1
16926 | T3-1-8/Z | 16926 | ON-OFF-SWITCHES Z(/AW) (UK) | 55 | cerere oferta | S | 1 | 0 | 1 | 0.147 | KG | 121X61X54 | 4015080169260 |  | 292 | ICD | 1
16927 | T3-1-8001/E | 16927 | ON-OFF-SWITCHES E (UK) | 55 | cerere oferta | S | 1 | 0 | 1 | 0.11 | KG | 79X61X54 | 4015080169277 |  | 292 | ICD | 1
16932 | T3-1-8002/E | 16932 | ON-OFF-SWITCHES E (UK) | 55 | cerere oferta | S | 1 | 0 | 1 | 0.11 | KG | 79X61X54 | 4015080169321 |  | 292 | ICD | 1
16989 | T3-1-8172/Z | 16989 | ON-OFF-SWITCHES Z(/AW) (UK) | 55 | cerere oferta | S | 1 | 0 | 1 | 0.147 | KG | 121X61X54 | 4015080169895 |  | 292 | ICD | 1
64208 | T3-1-8200/E | 64208 | ON-OFF-SWITCH | 55 | cerere oferta | S | 1 | 0 | 1 | 0.11 | KG | 79X61X54 | 4015080642084 |  | 292 | ICD | 1
66576 | T3-1-8200/EA/SVB | 66576 | ON-OFF SWITCH | 55 | cerere oferta | S | 1 | 0 | 1 | 0.168 | KG | 104X65X74 | 4015080665762 |  | 292 | ICD | 1
68949 | T3-1-8200/EA/SVB-SW | 68949 | MAIN SWITCHES EA/SVB (UK) | 55 | cerere oferta | S | 1 | 0 | 1 | 0.16 | KG | 104X65X74 | 4015080689492 |  | 292 | ICD | 1
17025 | T3-1-8200/E-RT | 17025 | ON-OFF-SWITCH | 55 | cerere oferta | S | 1 | 0 | 1 | 0.11 | KG | 79X61X54 | 4015080170259 |  | 292 | ICD | 1
66581 | T3-1-8200/EZ | 66581 | ON-OFF-SWITCH | 55 | cerere oferta | S | 1 | 0 | 1 | 0.144 | KG | 101X61X54 | 4015080665816 |  | 292 | ICD | 1
207167 | T3-1-8200/I2 | 207167 | I(G) ON-OFF switch | 55 | cerere oferta | S | 1 | 0 | 1 | 0.389 | KG | 181X100X107 | 4015082071677 |  | 292 | ICD | 1
207200 | T3-1-8200/I2/SVB | 207200 | ON-OFF SWITCH | 55 | cerere oferta | S | 1 | 0 | 1 | 0.485 | KG | 185X108X124 | 4015082072001 |  | 292 | ICD | 1
207201 | T3-1-8200/I2/SVB-SW | 207201 | I(G)/SVB main switch | 55 | cerere oferta | S | 1 | 0 | 1 | 0.485 | KG | 181X100X115 | 4015082072018 |  | 292 | ICD | 1
7255 | T3-1-8200/V/SVB | 7255 | ON-OFF SWITCH | 55 | cerere oferta | S | 1 | 0 | 1 | 0.197 | KG | 121X65X74 | 4015080072553 |  | 292 | ICD | 1
4882 | T3-1-8200/V/SVB-SW | 4882 | MAIN SWITCHES V/SVB (UK) | 55 | cerere oferta | S | 1 | 0 | 1 | 0.197 | KG | 121X65X74 | 4015080048824 |  | 292 | ICD | 1
17027 | T3-1-8200/XZ | 17027 | ON-OFF-SWITCHES Z(/AW) (UK) | 55 | cerere oferta | S | 1 | 0 | 1 | 0.11 | KG | 51X61X54 | 4015080170273 |  | 292 | ICD | 1
71327 | T3-1-8200/Z | 71327 | ON-OFF-SWITCHES Z(/AW) (UK) | 55 | cerere oferta | S | 1 | 0 | 1 | 0.147 | KG | 121X61X54 | 4015080713272 |  | 292 | ICD | 1
54718 | T3-1-8210/E | 54718 | GROUP SWITCH | 55 | cerere oferta | S | 1 | 0 | 1 | 0.11 | KG | 79X61X54 | 4015080547181 |  | 292 | ICD | 1
3072 | T3-1-8210/EZ | 3072 | ON-OFF-SWITCHES EZ (UK) | 55 | cerere oferta | S | 1 | 0 | 1 | 0.144 | KG | 101X61X54 | 4015080030720 |  | 292 | ICD | 1
207169 | T3-1-8210/I2 | 207169 | I(G) ON-OFF switch | 55 | cerere oferta | S | 1 | 0 | 1 | 0.389 | KG | 181X100X107 | 4015082071691 |  | 292 | ICD | 1
17043 | T3-1-8210/XZ | 17043 | ON-OFF-SWITCHES Z(/AW) (UK) | 55 | cerere oferta | S | 1 | 0 | 1 | 0.11 | KG | 51X61X54 | 4015080170433 |  | 292 | ICD | 1
57091 | T3-1-8210/Z | 57091 | ON-OFF-SWITCHES Z(/AW) (UK) | 55 | cerere oferta | S | 1 | 0 | 1 | 0.147 | KG | 121X61X54 | 4015080570912 |  | 292 | ICD | 1
9632 | T3-1-8214/E | 9632 | ON-OFF-SWITCHES E (UK) | 55 | cerere oferta | S | 1 | 0 | 1 | 0.11 | KG | 79X61X54 | 4015080096320 |  | 292 | ICD | 1
1073 | T3-1-8214/EZ | 1073 | ON-OFF-SWITCHES EZ (UK) | 55 | cerere oferta | S | 1 | 0 | 1 | 0.144 | KG | 101X61X54 | 4015080010739 |  | 292 | ICD | 1
207170 | T3-1-8214/I2 | 207170 | I(G) ON-OFF switch | 55 | cerere oferta | S | 1 | 0 | 1 | 0.389 | KG | 181X100X107 | 4015082071707 |  | 292 | ICD | 1
12005 | T3-1-8214/Z | 12005 | ON-OFF-SWITCHES Z(/AW) (UK) | 55 | cerere oferta | S | 1 | 0 | 1 | 0.147 | KG | 121X61X54 | 4015080120056 |  | 292 | ICD | 1
38108 | T3-1-8220/E | 38108 | ON-OFF-SWITCHES E (UK) | 55 | cerere oferta | S | 1 | 0 | 1 | 0.11 | KG | 79X61X54 | 4015080381082 |  | 292 | ICD | 1
1018 | T3-1-8220/EZ | 1018 | ON-OFF-SWITCHES EZ (UK) | 55 | cerere oferta | S | 1 | 0 | 1 | 0.144 | KG | 101X61X54 | 4015080010180 |  | 292 | ICD | 1
207171 | T3-1-8220/I2 | 207171 | I(G) ON-OFF switch | 55 | cerere oferta | S | 1 | 0 | 1 | 0.389 | KG | 181X100X107 | 4015082071714 |  | 292 | ICD | 1
40481 | T3-1-8220/Z | 40481 | ON-OFF-SWITCHES Z(/AW) (UK) | 55 | cerere oferta | S | 1 | 0 | 1 | 0.147 | KG | 121X61X54 | 4015080404811 |  | 292 | ICD | 1
17323 | T3-1-8310/E | 17323 | ON-OFF-SWITCHES E (UK) | 55 | cerere oferta | S | 1 | 0 | 1 | 0.11 | KG | 79X61X54 | 4015080173236 |  | 292 | ICD | 1
17327 | T3-1-8310/Z | 17327 | ON-OFF-SWITCHES Z(/AW) (UK) | 55 | cerere oferta | S | 1 | 0 | 1 | 0.147 | KG | 121X61X54 | 4015080173274 |  | 292 | ICD | 1
17579 | T3-1-9/E | 17579 | ON-OFF-SWITCHES E (UK) | 55 | cerere oferta | S | 1 | 0 | 1 | 0.11 | KG | 79X61X54 | 4015080175797 |  | 292 | ICD | 1
71355 | T3-1-91/E | 71355 | ON-OFF-SWITCHES E (UK) | 55 | cerere oferta | S | 1 | 0 | 1 | 0.11 | KG | 79X61X54 | 4015080713555 |  | 292 | ICD | 1
73728 | T3-1-91/Z | 73728 | ON-OFF-SWITCHES Z(/AW) (UK) | 55 | cerere oferta | S | 1 | 0 | 1 | 0.147 | KG | 121X61X54 | 4015080737285 |  | 292 | ICD | 1
17644 | T3-1-93/E | 17644 | ON-OFF-SWITCHES E (UK) | 55 | cerere oferta | S | 1 | 0 | 1 | 0.11 | KG | 79X61X54 | 4015080176442 |  | 292 | ICD | 1
907850 | T3-1-SOND*/E | 907850 | ROTARY SWIT. T-SOND/E,32A | 55 | cerere oferta | N | 1 | 0 | 1 | 0.11 | KG | 79X61X54 | 1002055 |  | 292 | ICD | 1
907861 | T3-1-SOND*/EA/SVB | 907861 | ROTARY SWIT. T-SOND/EA/SVB,32A | 55 | cerere oferta | N | 1 | 0 | 1 | 0.168 | KG | 104X65X74 | 1002045 |  | 292 | ICD | 1
908080 | T3-1-SOND*/EA/SVB-SW | 908080 | ROTARY SWIT. T-SOND/EA/SVB,32A | 55 | cerere oferta | N | 1 | 0 | 1 | 0.16 | KG | 104X65X74 | 1001878 |  | 292 | ICD | 1
907872 | T3-1-SOND*/EZ | 907872 | ROTARY SWIT. T-SOND/EZ,32A | 55 | cerere oferta | N | 1 | 0 | 1 | 0.144 | KG | 101X61X54 | 1002039 |  | 292 | ICD | 1
207492 | T3-1-SOND*/I2 | 207492 | T-SOND/I rotary switch, 32 A | 55 | cerere oferta | N | 1 | 0 | 1 | 0.389 | KG | 181X100X107 | 1002490 |  | 292 | ICD | 1
207493 | T3-1-SOND*/I2/SVB | 207493 | T-SOND/I rotary switch, 32 A | 55 | cerere oferta | N | 1 | 0 | 1 | 0.485 | KG | 181X100X115 | 1002489 |  | 292 | ICD | 1
207494 | T3-1-SOND*/I2/SVB-SW | 207494 | T-SOND/I rotary switch, 32 A | 55 | cerere oferta | N | 1 | 0 | 1 | 0.485 | KG | 181X100X115 | 1002488 |  | 292 | ICD | 1
907891 | T3-1-SOND*/V/SVB | 907891 | ROTARY SWIT. T-SOND/V/SVB,32A | 55 | cerere oferta | N | 1 | 0 | 1 | 0.197 | KG | 121X65X74 | 1002028 |  | 292 | ICD | 1
908091 | T3-1-SOND*/V/SVB-SW | 908091 | ROTARY SWIT. T-SOND/V/SVB,32A | 55 | cerere oferta | N | 1 | 0 | 1 | 0.197 | KG | 121X65X74 | 1001872 |  | 292 | ICD | 1
907902 | T3-1-SOND*/XZ | 907902 | ROTARY SWIT. T-SOND/Z(/AW),32A | 55 | cerere oferta | N | 1 | 0 | 1 | 0.11 | KG | 51X61X54 | 1004114 |  | 292 | ICD | 1
907913 | T3-1-SOND*/Z | 907913 | ROTARY SWIT. T-SOND/Z(/AW),32A | 55 | cerere oferta | N | 1 | 0 | 1 | 0.147 | KG | 121X61X54 | 1002011 |  | 292 | ICD | 1
87938 | T3-2-1/E | 87938 | ON-OFF-SWITCHES E (UK) | 55 | cerere oferta | S | 1 | 0 | 1 | 0.172 | KG | 91X61X54 | 4015080879381 |  | 292 | ICD | 1
50982 | T3-2-1/E/SVA(A) | 50982 | ON-OFF-SWITCHES E (UK) | 55 | cerere oferta | S | 1 | 0 | 1 | 0.233 | KG | 136X61X73 | 4015080509820 |  | 292 | ICD | 1
50983 | T3-2-1/E/SVA(S) | 50983 | ON-OFF-SWITCHES E (UK) | 55 | cerere oferta | S | 1 | 0 | 1 | 0.233 | KG | 136X61X73 | 4015080509837 |  | 292 | ICD | 1
44976 | T3-2-1/E/SVC(S)-RT | 44976 | ON-OFF-SWITCHES E (UK) | 55 | cerere oferta | S | 1 | 0 | 1 | 0.233 | KG | 136X61X73 | 4015080449768 |  | 292 | ICD | 1
28612 | T3-2-1/EA/SVB | 28612 | MAIN SWITCHES EA/SVB (UK) | 55 | cerere oferta | S | 1 | 0 | 1 | 0.204 | KG | 116X65X74 | 4015080286127 |  | 292 | ICD | 1
30985 | T3-2-1/EA/SVB-SW | 30985 | MAIN SWITCHES EA/SVB (UK) | 55 | cerere oferta | S | 1 | 0 | 1 | 0.204 | KG | 116X65X74 | 4015080309857 |  | 292 | ICD | 1
222745 | T3-2-1/I2 | 222745 | ON-OFF switch | 55 | cerere oferta | S | 1 | 0 | 1 | 0.364 | KG | 181X100X107 | 4015082227456 |  | 292 | ICD | 1
207174 | T3-2-1/I2/SVA(S)-RT | 207174 | I(G) ON-OFF switch | 55 | cerere oferta | S | 1 | 0 | 1 | 0.484 | KG | 181X100X107 | 4015082071745 |  | 292 | ICD | 1
222746 | T3-2-1/I2/SVB | 222746 | Main switch | 55 | cerere oferta | S | 1 | 0 | 1 | 0.484 | KG | 185X108X124 | 4015082227463 |  | 292 | ICD | 1
33358 | T3-2-1/V/SVB | 33358 | MAIN SWITCHES V/SVB (UK) | 55 | cerere oferta | S | 1 | 0 | 1 | 0.23 | KG | 133X65X74 | 4015080333586 |  | 292 | ICD | 1
17664 | T3-2-1/XZ | 17664 | ON-OFF-SWITCHES Z(/AW) (UK) | 55 | cerere oferta | S | 1 | 0 | 1 | 0.155 | KG | 63X61X54 | 4015080176640 |  | 292 | ICD | 1
95057 | T3-2-1/Z | 95057 | ON-OFF-SWITCHES Z(/AW) (UK) | 55 | cerere oferta | S | 1 | 0 | 1 | 0.195 | KG | 133X61X54 | 4015080950578 |  | 292 | ICD | 1
50984 | T3-2-1/Z/SVA(A) | 50984 | ON-OFF-SWITCHES Z(/AW) (UK) | 55 | cerere oferta | S | 1 | 0 | 1 | 0.233 | KG | 178X61X73 | 4015080509844 |  | 292 | ICD | 1
17665 | T3-2-10/E | 17665 | ON-OFF-SWITCH | 55 | cerere oferta | S | 1 | 0 | 1 | 0.172 | KG | 91X61X54 | 4015080176657 |  | 292 | ICD | 1
17667 | T3-2-10/EA/SVB | 17667 | MAIN SWITCHES EA/SVB (UK) | 55 | cerere oferta | S | 1 | 0 | 1 | 0.204 | KG | 116X65X74 | 4015080176671 |  | 292 | ICD | 1
222747 | T3-2-10/I2 | 222747 | ON-OFF switch | 55 | cerere oferta | S | 1 | 0 | 1 | 0.364 | KG | 181X100X107 | 4015082227470 |  | 292 | ICD | 1
17674 | T3-2-10/XZ | 17674 | ON-OFF-SWITCHES Z(/AW) (UK) | 55 | cerere oferta | S | 1 | 0 | 1 | 0.155 | KG | 63X61X54 | 4015080176749 |  | 292 | ICD | 1
17675 | T3-2-10/Z | 17675 | ON-OFF-SWITCHES Z(/AW) (UK) | 55 | cerere oferta | S | 1 | 0 | 1 | 0.195 | KG | 133X61X54 | 4015080176756 |  | 292 | ICD | 1
17676 | T3-2-113/E | 17676 | ON-OFF-SWITCHES E (UK) | 55 | cerere oferta | S | 1 | 0 | 1 | 0.172 | KG | 91X61X54 | 4015080176763 |  | 292 | ICD | 1
47599 | T3-2-15042/E | 47599 | ON-OFF-SWITCHES E (UK) | 55 | cerere oferta | S | 1 | 0 | 1 | 0.172 | KG | 91X61X54 | 4015080475996 |  | 292 | ICD | 1
85593 | T3-2-15114/E | 85593 | ON-OFF-SWITCHES E (UK) | 55 | cerere oferta | S | 1 | 0 | 1 | 0.172 | KG | 91X61X54 | 4015080855934 |  | 292 | ICD | 1
222755 | T3-2-15121/I2 | 222755 | Single-phase switch | 55 | cerere oferta | S | 1 | 0 | 1 | 0.364 | KG | 181X100X107 | 4015082227555 |  | 292 | ICD | 1
17810 | T3-2-15125/Z | 17810 | ON-OFF-SWITCHES Z(/AW) (UK) | 55 | cerere oferta | S | 1 | 0 | 1 | 0.195 | KG | 133X61X54 | 4015080178101 |  | 292 | ICD | 1
17815 | T3-2-15130/Z | 17815 | ON-OFF-SWITCHES Z(/AW) (UK) | 55 | cerere oferta | S | 1 | 0 | 1 | 0.195 | KG | 133X61X54 | 4015080178156 |  | 292 | ICD | 1
17816 | T3-2-15136/E | 17816 | ON-OFF-SWITCHES E (UK) | 55 | cerere oferta | S | 1 | 0 | 1 | 0.172 | KG | 91X61X54 | 4015080178163 |  | 292 | ICD | 1
8648 | T3-2-15169/EA/SVB | 8648 | MAIN SWITCHES EA/SVB (UK) | 55 | cerere oferta | S | 1 | 0 | 1 | 0.204 | KG | 116X65X74 | 4015080086482 |  | 292 | ICD | 1
223018 | T3-2-15169/I2/SVB | 223018 | Main switch | 55 | cerere oferta | S | 1 | 0 | 1 | 0.484 | KG | 185X108X124 | 4015082230180 |  | 292 | ICD | 1
8653 | T3-2-15169/V/SVB | 8653 | MAIN SWITCHES V/SVB (UK) | 55 | cerere oferta | S | 1 | 0 | 1 | 0.23 | KG | 133X65X74 | 4015080086536 |  | 292 | ICD | 1
222757 | T3-2-15323/I2 | 222757 | Control push-button | 55 | cerere oferta | S | 1 | 0 | 1 | 0.364 | KG | 181X100X107 | 4015082227579 |  | 292 | ICD | 1
73733 | T3-2-15367/Z | 73733 | ON-OFF-SWITCHES Z(/AW) (UK) | 55 | cerere oferta | S | 1 | 0 | 1 | 0.195 | KG | 133X61X54 | 4015080737339 |  | 292 | ICD | 1
52373 | T3-2-15403/E | 52373 | ON-OFF-SWITCHES E (UK) | 55 | cerere oferta | S | 1 | 0 | 1 | 0.172 | KG | 91X61X54 | 4015080523734 |  | 292 | ICD | 1
18096 | T3-2-15403/EZ | 18096 | ON-OFF-SWITCHES EZ (UK) | 55 | cerere oferta | S | 1 | 0 | 1 | 0.179 | KG | 113X61X54 | 4015080180968 |  | 292 | ICD | 1
59492 | T3-2-15404/E | 59492 | ON-OFF-SWITCHES E (UK) | 55 | cerere oferta | S | 1 | 0 | 1 | 0.172 | KG | 91X61X54 | 4015080594925 |  | 292 | ICD | 1
18106 | T3-2-15414/EZ | 18106 | ON-OFF-SWITCHES EZ (UK) | 55 | cerere oferta | S | 1 | 0 | 1 | 0.179 | KG | 113X61X54 | 4015080181064 |  | 292 | ICD | 1
73730 | T3-2-15422/E | 73730 | ON-OFF-SWITCHES E (UK) | 55 | cerere oferta | S | 1 | 0 | 1 | 0.172 | KG | 91X61X54 | 4015080737308 |  | 292 | ICD | 1
12033 | T3-2-15435/E | 12033 | ON-OFF-SWITCHES E (UK) | 55 | cerere oferta | S | 1 | 0 | 1 | 0.172 | KG | 91X61X54 | 4015080120339 |  | 292 | ICD | 1
222758 | T3-2-15435/I2 | 222758 | Control push-button | 55 | cerere oferta | S | 1 | 0 | 1 | 0.364 | KG | 181X100X107 | 4015082227586 |  | 292 | ICD | 1
14406 | T3-2-15435/Z | 14406 | ON-OFF-SWITCHES Z(/AW) (UK) | 55 | cerere oferta | S | 1 | 0 | 1 | 0.195 | KG | 133X61X54 | 4015080144069 |  | 292 | ICD | 1
18116 | T3-2-15442/E | 18116 | ON-OFF-SWITCHES E (UK) | 55 | cerere oferta | S | 1 | 0 | 1 | 0.172 | KG | 91X61X54 | 4015080181163 |  | 292 | ICD | 1
98826 | T3-2-15542/E | 98826 | ON-OFF-SWITCHES E (UK) | 55 | cerere oferta | S | 1 | 0 | 1 | 0.172 | KG | 91X61X54 | 4015080988267 |  | 292 | ICD | 1
98825 | T3-2-15542/EZ | 98825 | ON-OFF-SWITCHES EZ (UK) | 55 | cerere oferta | S | 1 | 0 | 1 | 0.179 | KG | 113X61X54 | 4015080988250 |  | 292 | ICD | 1
31930 | T3-2-15542/XZ/S/AE/BZ2,9 | 31930 | ROTARY SWITCHES T3 SOND | 55 | cerere oferta | S | 1 | 0 | 1 | 0.281 | KG | 144X61X54 | 4015080319306 |  | 292 | ICD | 1
98821 | T3-2-15542/Z | 98821 | ON-OFF-SWITCHES Z(/AW) (UK) | 55 | cerere oferta | S | 1 | 0 | 1 | 0.195 | KG | 133X61X54 | 4015080988212 |  | 292 | ICD | 1
8709 | T3-2-15679/EA/SVB | 8709 | MAIN SWITCHES EA/SVB (UK) | 55 | cerere oferta | S | 1 | 0 | 1 | 0.204 | KG | 116X65X74 | 4015080087090 |  | 292 | ICD | 1
218995 | T3-2-15679/I2/SVB | 218995 | Main switch I2/SVB | 55 | cerere oferta | S | 1 | 0 | 1 | 0.484 | KG | 185X108X124 | 4015082189952 |  | 292 | ICD | 1
222840 | T3-2-15679/I2/SVB-SW | 222840 | Main switch I2/SVB-SW | 55 | cerere oferta | S | 1 | 0 | 1 | 0.484 | KG | 185X108X124 | 4015082228408 |  | 292 | ICD | 1
50985 | T3-2-15907/E/SVA(C,E,G-J) | 50985 | ON-OFF-SWITCHES E (UK) | 55 | cerere oferta | S | 1 | 0 | 1 | 0.233 | KG | 136X61X73 | 4015080509851 |  | 292 | ICD | 1
290194 | T3-2-15907/I2 | 290194 | Hand-Auto switch | 55 | cerere oferta | S | 1 | 0 | 1 | 0.364 | KG | 181X100X107 | 4015082901943 |  | 292 | ICD | 1
18205 | T3-2-15920/E | 18205 | ON-OFF-SWITCHES E (UK) | 55 | cerere oferta | S | 1 | 0 | 1 | 0.172 | KG | 91X61X54 | 4015080182054 |  | 292 | ICD | 1
18231 | T3-2-171/E | 18231 | ON-OFF-SWITCHES E (UK) | 55 | cerere oferta | S | 1 | 0 | 1 | 0.172 | KG | 91X61X54 | 4015080182313 |  | 292 | ICD | 1
18255 | T3-2-18/E | 18255 | ON-OFF-SWITCHES E (UK) | 55 | cerere oferta | S | 1 | 0 | 1 | 0.172 | KG | 91X61X54 | 4015080182559 |  | 292 | ICD | 1
18273 | T3-2-37/E | 18273 | ON-OFF-SWITCHES E (UK) | 55 | cerere oferta | S | 1 | 0 | 1 | 0.172 | KG | 91X61X54 | 4015080182733 |  | 292 | ICD | 1
18279 | T3-2-39/E | 18279 | ON-OFF-SWITCHES E (UK) | 55 | cerere oferta | S | 1 | 0 | 1 | 0.172 | KG | 91X61X54 | 4015080182795 |  | 292 | ICD | 1
18284 | T3-2-39/Z | 18284 | ON-OFF-SWITCHES Z(/AW) (UK) | 55 | cerere oferta | S | 1 | 0 | 1 | 0.195 | KG | 133X61X54 | 4015080182849 |  | 292 | ICD | 1
3071 | T3-2-8060/E | 3071 | ON-OFF-SWITCHES E (UK) | 55 | cerere oferta | S | 1 | 0 | 1 | 0.172 | KG | 91X61X54 | 4015080030713 |  | 292 | ICD | 1
18367 | T3-2-8150/E | 18367 | ON-OFF-SWITCHES E (UK) | 55 | cerere oferta | S | 1 | 0 | 1 | 0.172 | KG | 91X61X54 | 4015080183679 |  | 292 | ICD | 1
78479 | T3-2-8177/E | 78479 | ON-OFF-SWITCHES E (UK) | 55 | cerere oferta | S | 1 | 0 | 1 | 0.172 | KG | 91X61X54 | 4015080784791 |  | 292 | ICD | 1
61837 | T3-2-8211/E | 61837 | GROUP SWITCH | 55 | cerere oferta | S | 1 | 0 | 1 | 0.172 | KG | 91X61X54 | 4015080618379 |  | 292 | ICD | 1
3075 | T3-2-8211/EZ | 3075 | ON-OFF-SWITCHES EZ (UK) | 55 | cerere oferta | S | 1 | 0 | 1 | 0.179 | KG | 113X61X54 | 4015080030751 |  | 292 | ICD | 1
207178 | T3-2-8211/I2 | 207178 | GROUP SWITCH | 55 | cerere oferta | S | 1 | 0 | 1 | 0.364 | KG | 181X100X107 | 4015082071783 |  | 292 | ICD | 1
18429 | T3-2-8211/XZ | 18429 | ON-OFF-SWITCHES Z(/AW) (UK) | 55 | cerere oferta | S | 1 | 0 | 1 | 0.155 | KG | 63X61X54 | 4015080184294 |  | 292 | ICD | 1
64210 | T3-2-8211/Z | 64210 | GROUP SWITCH | 55 | cerere oferta | S | 1 | 0 | 1 | 0.195 | KG | 133X61X54 | 4015080642107 |  | 292 | ICD | 1
16751 | T3-2-8215/E | 16751 | ON-OFF-SWITCHES E (UK) | 55 | cerere oferta | S | 1 | 0 | 1 | 0.172 | KG | 91X61X54 | 4015080167518 |  | 292 | ICD | 1
207179 | T3-2-8215/I2 | 207179 | I(G) ON-OFF switch | 55 | cerere oferta | S | 1 | 0 | 1 | 0.364 | KG | 181X100X107 | 4015082071790 |  | 292 | ICD | 1
45227 | T3-2-8221/E | 45227 | 2 WAY SWITCH | 55 | cerere oferta | S | 1 | 0 | 1 | 0.172 | KG | 91X61X54 | 4015080452270 |  | 292 | ICD | 1
1025 | T3-2-8221/EZ | 1025 | ON-OFF-SWITCHES EZ (UK) | 55 | cerere oferta | S | 1 | 0 | 1 | 0.179 | KG | 113X61X54 | 4015080010258 |  | 292 | ICD | 1
207180 | T3-2-8221/I2 | 207180 | I(G) ON-OFF switch | 55 | cerere oferta | S | 1 | 0 | 1 | 0.364 | KG | 181X100X107 | 4015082071806 |  | 292 | ICD | 1
47600 | T3-2-8221/Z | 47600 | ON-OFF-SWITCHES Z(/AW) (UK) | 55 | cerere oferta | S | 1 | 0 | 1 | 0.195 | KG | 133X61X54 | 4015080476009 |  | 292 | ICD | 1
18438 | T3-2-8224/EZ | 18438 | ON-OFF-SWITCHES EZ (UK) | 55 | cerere oferta | S | 1 | 0 | 1 | 0.179 | KG | 113X61X54 | 4015080184386 |  | 292 | ICD | 1
76102 | T3-2-8230/E | 76102 | ON-OFF-SWITCHES E (UK) | 55 | cerere oferta | S | 1 | 0 | 1 | 0.172 | KG | 91X61X54 | 4015080761020 |  | 292 | ICD | 1
83221 | T3-2-8231/E | 83221 | ON-OFF-SWITCHES E (UK) | 55 | cerere oferta | S | 1 | 0 | 1 | 0.172 | KG | 91X61X54 | 4015080832218 |  | 292 | ICD | 1
18449 | T3-2-8231/EZ | 18449 | ON-OFF-SWITCHES EZ (UK) | 55 | cerere oferta | S | 1 | 0 | 1 | 0.179 | KG | 113X61X54 | 4015080184492 |  | 292 | ICD | 1
14404 | T3-2-8241/E | 14404 | ON-OFF-SWITCHES E (UK) | 55 | cerere oferta | S | 1 | 0 | 1 | 0.172 | KG | 91X61X54 | 4015080144045 |  | 292 | ICD | 1
222848 | T3-2-8241/I2 | 222848 | Step switch | 55 | cerere oferta | S | 1 | 0 | 1 | 0.364 | KG | 181X100X107 | 4015082228484 |  | 292 | ICD | 1
21523 | T3-2-8242/E | 21523 | ON-OFF-SWITCHES E (UK) | 55 | cerere oferta | S | 1 | 0 | 1 | 0.172 | KG | 91X61X54 | 4015080215233 |  | 292 | ICD | 1
18453 | T3-2-8242/EZ | 18453 | ON-OFF-SWITCHES EZ (UK) | 55 | cerere oferta | S | 1 | 0 | 1 | 0.179 | KG | 113X61X54 | 4015080184539 |  | 292 | ICD | 1
18476 | T3-2-8296/Z | 18476 | ON-OFF-SWITCHES Z(/AW) (UK) | 55 | cerere oferta | S | 1 | 0 | 1 | 0.195 | KG | 133X61X54 | 4015080184768 |  | 292 | ICD | 1
18477 | T3-2-8311/E | 18477 | ON-OFF-SWITCHES E (UK) | 55 | cerere oferta | S | 1 | 0 | 1 | 0.172 | KG | 91X61X54 | 4015080184775 |  | 292 | ICD | 1
18478 | T3-2-8311/EZ | 18478 | ON-OFF-SWITCHES EZ (UK) | 55 | cerere oferta | S | 1 | 0 | 1 | 0.179 | KG | 113X61X54 | 4015080184782 |  | 292 | ICD | 1
222850 | T3-2-8311/I2 | 222850 | Step switch | 55 | cerere oferta | S | 1 | 0 | 1 | 0.364 | KG | 181X100X107 | 4015082228507 |  | 292 | ICD | 1
18485 | T3-2-8312/XZ | 18485 | ON-OFF-SWITCHES Z(/AW) (UK) | 55 | cerere oferta | S | 1 | 0 | 1 | 0.155 | KG | 63X61X54 | 4015080184850 |  | 292 | ICD | 1
18486 | T3-2-8312/Z | 18486 | ON-OFF-SWITCHES Z(/AW) (UK) | 55 | cerere oferta | S | 1 | 0 | 1 | 0.195 | KG | 133X61X54 | 4015080184867 |  | 292 | ICD | 1
221115 | T3-2-8316/I2 | 221115 | Heater swtich 0-1-2-3; 32A; enclosed | 55 | cerere oferta | S | 1 | 0 | 1 | 0.364 | KG | 181X100X107 | 4015082211158 |  | 292 | ICD | 1
18492 | T3-2-8324/E | 18492 | ON-OFF-SWITCHES E (UK) | 55 | cerere oferta | S | 1 | 0 | 1 | 0.172 | KG | 91X61X54 | 4015080184928 |  | 292 | ICD | 1
8771 | T3-2-8324/EA/SVB | 8771 | MAIN SWITCHES EA/SVB (UK) | 55 | cerere oferta | S | 1 | 0 | 1 | 0.204 | KG | 116X65X74 | 4015080087717 |  | 292 | ICD | 1
8772 | T3-2-8324/EA/SVB-SW | 8772 | MAIN SWITCHES EA/SVB (UK) | 55 | cerere oferta | S | 1 | 0 | 1 | 0.204 | KG | 116X65X74 | 4015080087724 |  | 292 | ICD | 1
222852 | T3-2-8324/I2 | 222852 | ON OFF switch | 55 | cerere oferta | S | 1 | 0 | 1 | 0.364 | KG | 181X100X107 | 4015082228521 |  | 292 | ICD | 1
218994 | T3-2-8324/I2/SVB | 218994 | Main switch I2/SVB | 55 | cerere oferta | S | 1 | 0 | 1 | 0.484 | KG | 185X108X124 | 4015082189945 |  | 292 | ICD | 1
8775 | T3-2-8324/V/SVB-SW | 8775 | MAIN SWITCHES V/SVB (UK) | 55 | cerere oferta | S | 1 | 0 | 1 | 0.23 | KG | 133X65X74 | 4015080087755 |  | 292 | ICD | 1
18500 | T3-2-8324/Z | 18500 | ON-OFF-SWITCHES Z(/AW) (UK) | 55 | cerere oferta | S | 1 | 0 | 1 | 0.195 | KG | 133X61X54 | 4015080185000 |  | 292 | ICD | 1
73695 | T3-2-8400/E | 73695 | REVERSING SWITCH | 55 | cerere oferta | S | 1 | 0 | 1 | 0.172 | KG | 91X61X54 | 4015080736950 |  | 292 | ICD | 1
687 | T3-2-8400/EZ | 687 | ON-OFF-SWITCHES EZ (UK) | 55 | cerere oferta | S | 1 | 0 | 1 | 0.179 | KG | 113X61X54 | 4015080006879 |  | 292 | ICD | 1
207181 | T3-2-8400/I2 | 207181 | REVERSING SWITCH | 55 | cerere oferta | S | 1 | 0 | 1 | 0.364 | KG | 181X100X107 | 4015082071813 |  | 292 | ICD | 1
95060 | T3-2-8400/Z | 95060 | ON-OFF-SWITCHES Z(/AW) (UK) | 55 | cerere oferta | S | 1 | 0 | 1 | 0.195 | KG | 133X61X54 | 4015080950608 |  | 292 | ICD | 1
18528 | T3-2-8515/EZ | 18528 | ON-OFF-SWITCHES EZ (UK) | 55 | cerere oferta | S | 1 | 0 | 1 | 0.179 | KG | 113X61X54 | 4015080185284 |  | 292 | ICD | 1
18571 | T3-2-92/XZ | 18571 | ON-OFF-SWITCHES Z(/AW) (UK) | 55 | cerere oferta | S | 1 | 0 | 1 | 0.155 | KG | 63X61X54 | 4015080185710 |  | 292 | ICD | 1
222855 | T3-2-95/I2 | 222855 | Step switch for heating | 55 | cerere oferta | S | 1 | 0 | 1 | 0.364 | KG | 181X100X107 | 4015082228552 |  | 292 | ICD | 1
18586 | T3-2-96/EZ | 18586 | ON-OFF-SWITCHES EZ (UK) | 55 | cerere oferta | S | 1 | 0 | 1 | 0.179 | KG | 113X61X54 | 4015080185864 |  | 292 | ICD | 1
222856 | T3-2-96/I2 | 222856 | Series switch | 55 | cerere oferta | S | 1 | 0 | 1 | 0.364 | KG | 181X100X107 | 4015082228569 |  | 292 | ICD | 1
271675 | T3-2-COMBINATION-* | 271675 | customized complete units | 55 | cerere oferta | N | 1 | 0 | 1 | 0.001 | KG | 1X1X1 | 1004169 |  | 292 | ICD | 1
907851 | T3-2-SOND*/E | 907851 | ROTARY SWIT. T-SOND/E,32A | 55 | cerere oferta | N | 1 | 0 | 1 | 0.172 | KG | 91X61X54 | 1002054 |  | 292 | ICD | 1
907862 | T3-2-SOND*/EA/SVB | 907862 | ROTARY SWIT. T-SOND/EA/SVB,32A | 55 | cerere oferta | N | 1 | 0 | 1 | 0.204 | KG | 116X65X74 | 1002044 |  | 292 | ICD | 1
908081 | T3-2-SOND*/EA/SVB-SW | 908081 | ROTARY SWIT. T-SOND/EA/SVB,32A | 55 | cerere oferta | N | 1 | 0 | 1 | 0.204 | KG | 116X65X74 | 1001877 |  | 292 | ICD | 1
907873 | T3-2-SOND*/EZ | 907873 | ROTARY SWIT. T-SOND/EZ,32A | 55 | cerere oferta | N | 1 | 0 | 1 | 0.179 | KG | 113X61X54 | 1002038 |  | 292 | ICD | 1
207495 | T3-2-SOND*/I2 | 207495 | T-SOND/I rotary switch, 32 A | 55 | cerere oferta | N | 1 | 0 | 1 | 0.364 | KG | 181X100X107 | 1002487 |  | 292 | ICD | 1
207496 | T3-2-SOND*/I2/SVB | 207496 | T-SOND/I rotary switch, 32 A | 55 | cerere oferta | N | 1 | 0 | 1 | 0.484 | KG | 181X100X180 | 1002486 |  | 292 | ICD | 1
207497 | T3-2-SOND*/I2/SVB-SW | 207497 | T-SOND/I rotary switch, 32 A | 55 | cerere oferta | N | 1 | 0 | 1 | 0.484 | KG | 181X100X180 | 1002485 |  | 292 | ICD | 1
907892 | T3-2-SOND*/V/SVB | 907892 | ROTARY SWIT. T-SOND/V/SVB,32A | 55 | cerere oferta | N | 1 | 0 | 1 | 0.23 | KG | 133X65X74 | 1002027 |  | 292 | ICD | 1
908092 | T3-2-SOND*/V/SVB-SW | 908092 | ROTARY SWIT. T-SOND/V/SVB,32A | 55 | cerere oferta | N | 1 | 0 | 1 | 0.23 | KG | 133X65X74 | 1001871 |  | 292 | ICD | 1
907903 | T3-2-SOND*/XZ | 907903 | ROTARY SWIT. T-SOND/Z(/AW),32A | 55 | cerere oferta | N | 1 | 0 | 1 | 0.155 | KG | 63X61X54 | 1004113 |  | 292 | ICD | 1
907914 | T3-2-SOND*/Z | 907914 | ROTARY SWIT. T-SOND/Z(/AW),32A | 55 | cerere oferta | N | 1 | 0 | 1 | 0.195 | KG | 133X61X54 | 1002010 |  | 292 | ICD | 1
18614 | T3-3-123/E | 18614 | ON-OFF-SWITCHES E (UK) | 55 | cerere oferta | S | 1 | 0 | 1 | 0.21 | KG | 102X61X54 | 4015080186144 |  | 292 | ICD | 1
222859 | T3-3-123/I2 | 222859 | Reversing switch | 55 | cerere oferta | S | 1 | 0 | 1 | 0.563 | KG | 181X100X127 | 4015082228590 |  | 292 | ICD | 1
18619 | T3-3-123/Z | 18619 | ON-OFF-SWITCHES Z(/AW) (UK) | 55 | cerere oferta | S | 1 | 0 | 1 | 0.237 | KG | 144X61X54 | 4015080186199 |  | 292 | ICD | 1
222860 | T3-3-130/I2/SVB | 222860 | Main switch | 55 | cerere oferta | S | 1 | 0 | 1 | 0.585 | KG | 206X187X135 | 4015082228606 |  | 292 | ICD | 1
18643 | T3-3-145/E | 18643 | ON-OFF-SWITCHES E (UK) | 55 | cerere oferta | S | 1 | 0 | 1 | 0.21 | KG | 102X61X54 | 4015080186434 |  | 292 | ICD | 1
18682 | T3-3-15026/EZ | 18682 | ON-OFF-SWITCHES EZ (UK) | 55 | cerere oferta | S | 1 | 0 | 1 | 0.233 | KG | 124X61X54 | 4015080186823 |  | 292 | ICD | 1
18730 | T3-3-15069/Z | 18730 | ON-OFF-SWITCHES Z(/AW) (UK) | 55 | cerere oferta | S | 1 | 0 | 1 | 0.237 | KG | 144X61X54 | 4015080187301 |  | 292 | ICD | 1
18736 | T3-3-15098/E | 18736 | ON-OFF-SWITCHES E (UK) | 55 | cerere oferta | S | 1 | 0 | 1 | 0.21 | KG | 102X61X54 | 4015080187363 |  | 292 | ICD | 1
18773 | T3-3-15131/Z | 18773 | ON-OFF-SWITCHES Z(/AW) (UK) | 55 | cerere oferta | S | 1 | 0 | 1 | 0.237 | KG | 144X61X54 | 4015080187738 |  | 292 | ICD | 1
18796 | T3-3-15190/E | 18796 | ON-OFF-SWITCHES E (UK) | 55 | cerere oferta | S | 1 | 0 | 1 | 0.21 | KG | 102X61X54 | 4015080187967 |  | 292 | ICD | 1
8828 | T3-3-15259/EA/SVB | 8828 | ON-OFF SWITCH | 55 | cerere oferta | S | 1 | 0 | 1 | 0.269 | KG | 127X65X74 | 4015080088288 |  | 292 | ICD | 1
8829 | T3-3-15259/EA/SVB-SW | 8829 | MAIN SWITCHES EA/SVB (UK) | 55 | cerere oferta | S | 1 | 0 | 1 | 0.269 | KG | 127X65X74 | 4015080088295 |  | 292 | ICD | 1
222867 | T3-3-15259/I2/SVB | 222867 | Main switch | 55 | cerere oferta | S | 1 | 0 | 1 | 0.585 | KG | 206X187X135 | 4015082228675 |  | 292 | ICD | 1
80849 | T3-3-15423/E | 80849 | ON-OFF-SWITCHES E (UK) | 55 | cerere oferta | S | 1 | 0 | 1 | 0.21 | KG | 102X61X54 | 4015080808497 |  | 292 | ICD | 1
18828 | T3-3-15423/EZ | 18828 | ON-OFF-SWITCHES EZ (UK) | 55 | cerere oferta | S | 1 | 0 | 1 | 0.233 | KG | 124X61X54 | 4015080188285 |  | 292 | ICD | 1
222868 | T3-3-15423/I2 | 222868 | Group switch | 55 | cerere oferta | S | 1 | 0 | 1 | 0.563 | KG | 181X100X127 | 4015082228682 |  | 292 | ICD | 1
18832 | T3-3-15443/E | 18832 | ON-OFF-SWITCHES E (UK) | 55 | cerere oferta | S | 1 | 0 | 1 | 0.21 | KG | 102X61X54 | 4015080188322 |  | 292 | ICD | 1
18837 | T3-3-15443/XZ | 18837 | ON-OFF-SWITCHES Z(/AW) (UK) | 55 | cerere oferta | S | 1 | 0 | 1 | 0.195 | KG | 74X61X54 | 4015080188377 |  | 292 | ICD | 1
90343 | T3-3-15453/E | 90343 | ON-OFF-SWITCHES E (UK) | 55 | cerere oferta | S | 1 | 0 | 1 | 0.21 | KG | 102X61X54 | 4015080903437 |  | 292 | ICD | 1
220231 | T3-3-15543/I2 | 220231 | Changeover switch T3, 32A | 55 | cerere oferta | S | 1 | 0 | 1 | 0.563 | KG | 181X100X127 | 4015082202316 |  | 292 | ICD | 1
92685 | T3-3-15680/E | 92685 | ON-OFF-SWITCHES E (UK) | 55 | cerere oferta | S | 1 | 0 | 1 | 0.21 | KG | 102X61X54 | 4015080926856 |  | 292 | ICD | 1
12002 | T3-3-15680/EA/SVB | 12002 | ON-OFF SWITCH | 55 | cerere oferta | S | 1 | 0 | 1 | 0.269 | KG | 127X65X74 | 4015080120025 |  | 292 | ICD | 1
14375 | T3-3-15680/EA/SVB-SW | 14375 | MAIN SWITCHES EA/SVB (UK) | 55 | cerere oferta | S | 1 | 0 | 1 | 0.269 | KG | 127X65X74 | 4015080143758 |  | 292 | ICD | 1
95058 | T3-3-15680/EZ | 95058 | ON-OFF-SWITCHES EZ (UK) | 55 | cerere oferta | S | 1 | 0 | 1 | 0.233 | KG | 124X61X54 | 4015080950585 |  | 292 | ICD | 1
207202 | T3-3-15680/I2/SVB | 207202 | ON-OFF SWITCH | 55 | cerere oferta | S | 1 | 0 | 1 | 0.688 | KG | 207X186X135 | 4015082072025 |  | 292 | ICD | 1
207203 | T3-3-15680/I2/SVB-SW | 207203 | I(G)/SVB main switch | 55 | cerere oferta | S | 1 | 0 | 1 | 0.585 | KG | 181X100X135 | 4015082072032 |  | 292 | ICD | 1
16748 | T3-3-15680/V/SVB | 16748 | MAIN SWITCHES V/SVB (UK) | 55 | cerere oferta | S | 1 | 0 | 1 | 0.289 | KG | 144X65X74 | 4015080167488 |  | 292 | ICD | 1
19121 | T3-3-15680/V/SVB-SW | 19121 | MAIN SWITCHES V/SVB (UK) | 55 | cerere oferta | S | 1 | 0 | 1 | 0.289 | KG | 144X65X74 | 4015080191216 |  | 292 | ICD | 1
18864 | T3-3-15680/XZ | 18864 | ON-OFF-SWITCHES Z(/AW) (UK) | 55 | cerere oferta | S | 1 | 0 | 1 | 0.195 | KG | 74X61X54 | 4015080188643 |  | 292 | ICD | 1
99804 | T3-3-15680/Z | 99804 | ON-OFF-SWITCHES Z(/AW) (UK) | 55 | cerere oferta | S | 1 | 0 | 1 | 0.237 | KG | 144X61X54 | 4015080998044 |  | 292 | ICD | 1
26240 | T3-3-15681/EA/SVB | 26240 | MAIN SWITCHES EA/SVB (UK) | 55 | cerere oferta | S | 1 | 0 | 1 | 0.269 | KG | 127X65X74 | 4015080262404 |  | 292 | ICD | 1
207204 | T3-3-15681/I2/SVB | 207204 | I(G)/SVB main switch | 55 | cerere oferta | S | 1 | 0 | 1 | 0.585 | KG | 181X100X135 | 4015082072049 |  | 292 | ICD | 1
207205 | T3-3-15681/I2/SVB-SW | 207205 | I(G)/SVB main switch | 55 | cerere oferta | S | 1 | 0 | 1 | 0.585 | KG | 181X100X135 | 4015082072056 |  | 292 | ICD | 1
14377 | T3-3-15683/E | 14377 | ON-OFF-SWITCHES E (UK) | 55 | cerere oferta | S | 1 | 0 | 1 | 0.21 | KG | 102X61X54 | 4015080143772 |  | 292 | ICD | 1
40478 | T3-3-15683/EA/SVB | 40478 | ON-OFF SWITCH | 55 | cerere oferta | S | 1 | 0 | 1 | 0.269 | KG | 127X65X74 | 4015080404781 |  | 292 | ICD | 1
42851 | T3-3-15683/EA/SVB-SW | 42851 | MAIN SWITCHES EA/SVB (UK) | 55 | cerere oferta | S | 1 | 0 | 1 | 0.269 | KG | 127X65X74 | 4015080428510 |  | 292 | ICD | 1
40480 | T3-3-15683/EZ | 40480 | ON-OFF-SWITCHES EZ (UK) | 55 | cerere oferta | S | 1 | 0 | 1 | 0.233 | KG | 124X61X54 | 4015080404804 |  | 292 | ICD | 1
207182 | T3-3-15683/I2 | 207182 | I(G) ON-OFF switch | 55 | cerere oferta | S | 1 | 0 | 1 | 0.563 | KG | 181X100X127 | 4015082071820 |  | 292 | ICD | 1
207206 | T3-3-15683/I2/SVB | 207206 | ON-OFF SWITCH | 55 | cerere oferta | S | 1 | 0 | 1 | 0.585 | KG | 206X187X135 | 4015082072063 |  | 292 | ICD | 1
255912 | T3-3-15683/I2/SVB-NA | 255912 | On-Off switch | 55 | cerere oferta | S | 1 | 0 | 1 | 0.585 | KG | 206X187X135 | 4015082559120 |  | 292 | ICD | 1
207207 | T3-3-15683/I2/SVB-SW | 207207 | I(G)/SVB main switch | 55 | cerere oferta | S | 1 | 0 | 1 | 0.585 | KG | 181X100X135 | 4015082072070 |  | 292 | ICD | 1
45224 | T3-3-15683/V/SVB | 45224 | MAIN SWITCHES V/SVB (UK) | 55 | cerere oferta | S | 1 | 0 | 1 | 0.289 | KG | 144X65X74 | 4015080452249 |  | 292 | ICD | 1
47597 | T3-3-15683/V/SVB-SW | 47597 | MAIN SWITCHES V/SVB (UK) | 55 | cerere oferta | S | 1 | 0 | 1 | 0.289 | KG | 144X65X74 | 4015080475972 |  | 292 | ICD | 1
18870 | T3-3-15683/XZ | 18870 | ON-OFF-SWITCHES Z(/AW) (UK) | 55 | cerere oferta | S | 1 | 0 | 1 | 0.195 | KG | 74X61X54 | 4015080188704 |  | 292 | ICD | 1
18898 | T3-3-174/E | 18898 | ON-OFF-SWITCHES E (UK) | 55 | cerere oferta | S | 1 | 0 | 1 | 0.21 | KG | 102X61X54 | 4015080188988 |  | 292 | ICD | 1
18922 | T3-3-190/E | 18922 | ON-OFF-SWITCHES E (UK) | 55 | cerere oferta | S | 1 | 0 | 1 | 0.21 | KG | 102X61X54 | 4015080189220 |  | 292 | ICD | 1
222869 | T3-3-190/I2 | 222869 | Reversing switch | 55 | cerere oferta | S | 1 | 0 | 1 | 0.563 | KG | 181X100X127 | 4015082228699 |  | 292 | ICD | 1
18946 | T3-3-2/E | 18946 | REVERSING SWITCH | 55 | cerere oferta | S | 1 | 0 | 1 | 0.21 | KG | 102X61X54 | 4015080189466 |  | 292 | ICD | 1
18947 | T3-3-2/EZ | 18947 | ON-OFF-SWITCHES EZ (UK) | 55 | cerere oferta | S | 1 | 0 | 1 | 0.233 | KG | 124X61X54 | 4015080189473 |  | 292 | ICD | 1
222870 | T3-3-2/I2 | 222870 | Reversing switch | 55 | cerere oferta | S | 1 | 0 | 1 | 0.563 | KG | 181X100X127 | 4015082228705 |  | 292 | ICD | 1
18950 | T3-3-2/XZ | 18950 | ON-OFF-SWITCHES Z(/AW) (UK) | 55 | cerere oferta | S | 1 | 0 | 1 | 0.195 | KG | 74X61X54 | 4015080189503 |  | 292 | ICD | 1
18952 | T3-3-20/E | 18952 | ON-OFF-SWITCHES E (UK) | 55 | cerere oferta | S | 1 | 0 | 1 | 0.21 | KG | 102X61X54 | 4015080189527 |  | 292 | ICD | 1
222871 | T3-3-20/I2 | 222871 | Reversing switch | 55 | cerere oferta | S | 1 | 0 | 1 | 0.563 | KG | 181X100X127 | 4015082228712 |  | 292 | ICD | 1
18957 | T3-3-20/Z | 18957 | ON-OFF-SWITCHES Z(/AW) (UK) | 55 | cerere oferta | S | 1 | 0 | 1 | 0.237 | KG | 144X61X54 | 4015080189572 |  | 292 | ICD | 1
18958 | T3-3-21/E | 18958 | ON-OFF-SWITCHES E (UK) | 55 | cerere oferta | S | 1 | 0 | 1 | 0.21 | KG | 102X61X54 | 4015080189589 |  | 292 | ICD | 1
18959 | T3-3-21/EZ | 18959 | ON-OFF-SWITCHES EZ (UK) | 55 | cerere oferta | S | 1 | 0 | 1 | 0.233 | KG | 124X61X54 | 4015080189596 |  | 292 | ICD | 1
19353 | T3-3-6/E | 19353 | ON-OFF-SWITCHES E (UK) | 55 | cerere oferta | S | 1 | 0 | 1 | 0.21 | KG | 102X61X54 | 4015080193531 |  | 292 | ICD | 1
19359 | T3-3-7/E | 19359 | ON-OFF-SWITCHES E (UK) | 55 | cerere oferta | S | 1 | 0 | 1 | 0.21 | KG | 102X61X54 | 4015080193593 |  | 292 | ICD | 1
19360 | T3-3-7/EZ | 19360 | ON-OFF-SWITCHES EZ (UK) | 55 | cerere oferta | S | 1 | 0 | 1 | 0.233 | KG | 124X61X54 | 4015080193609 |  | 292 | ICD | 1
222874 | T3-3-7/I2 | 222874 | Switch | 55 | cerere oferta | S | 1 | 0 | 1 | 0.563 | KG | 181X100X127 | 4015082228743 |  | 292 | ICD | 1
19371 | T3-3-8007/E | 19371 | ON-OFF-SWITCHES E (UK) | 55 | cerere oferta | S | 1 | 0 | 1 | 0.21 | KG | 102X61X54 | 4015080193715 |  | 292 | ICD | 1
19372 | T3-3-8007/EZ | 19372 | ON-OFF-SWITCHES EZ (UK) | 55 | cerere oferta | S | 1 | 0 | 1 | 0.233 | KG | 124X61X54 | 4015080193722 |  | 292 | ICD | 1
2539 | T3-3-8048/E | 2539 | ON-OFF-SWITCHES E (UK) | 55 | cerere oferta | S | 1 | 0 | 1 | 0.21 | KG | 102X61X54 | 4015080025399 |  | 292 | ICD | 1
19399 | T3-3-8151/EZ | 19399 | ON-OFF-SWITCHES EZ (UK) | 55 | cerere oferta | S | 1 | 0 | 1 | 0.233 | KG | 124X61X54 | 4015080193999 |  | 292 | ICD | 1
68956 | T3-3-8212/E | 68956 | GROUP SWITCH | 55 | cerere oferta | S | 1 | 0 | 1 | 0.21 | KG | 102X61X54 | 4015080689560 |  | 292 | ICD | 1
3080 | T3-3-8212/EZ | 3080 | GROUP SWITCH | 55 | cerere oferta | S | 1 | 0 | 1 | 0.233 | KG | 124X61X54 | 4015080030805 |  | 292 | ICD | 1
207183 | T3-3-8212/I2 | 207183 | GROUP SWITCH | 55 | cerere oferta | S | 1 | 0 | 1 | 0.563 | KG | 181X100X127 | 4015082071837 |  | 292 | ICD | 1
19423 | T3-3-8212/XZ | 19423 | ON-OFF-SWITCHES Z(/AW) (UK) | 55 | cerere oferta | S | 1 | 0 | 1 | 0.195 | KG | 74X61X54 | 4015080194231 |  | 292 | ICD | 1
71329 | T3-3-8212/Z | 71329 | GROUP SWITCH | 55 | cerere oferta | S | 1 | 0 | 1 | 0.237 | KG | 144X61X54 | 4015080713296 |  | 292 | ICD | 1
23870 | T3-3-8216/E | 23870 | ON-OFF-SWITCHES E (UK) | 55 | cerere oferta | S | 1 | 0 | 1 | 0.21 | KG | 102X61X54 | 4015080238706 |  | 292 | ICD | 1
1077 | T3-3-8216/EZ | 1077 | ON-OFF-SWITCHES EZ (UK) | 55 | cerere oferta | S | 1 | 0 | 1 | 0.233 | KG | 124X61X54 | 4015080010777 |  | 292 | ICD | 1
207184 | T3-3-8216/I2 | 207184 | I(G) ON-OFF switch | 55 | cerere oferta | S | 1 | 0 | 1 | 0.563 | KG | 181X100X127 | 4015082071844 |  | 292 | ICD | 1
26243 | T3-3-8216/Z | 26243 | ON-OFF-SWITCHES Z(/AW) (UK) | 55 | cerere oferta | S | 1 | 0 | 1 | 0.237 | KG | 144X61X54 | 4015080262435 |  | 292 | ICD | 1
52346 | T3-3-8222/E | 52346 | 2 WAY SWITCH | 55 | cerere oferta | S | 1 | 0 | 1 | 0.21 | KG | 102X61X54 | 4015080523468 |  | 292 | ICD | 1
1069 | T3-3-8222/EZ | 1069 | ON-OFF-SWITCHES EZ (UK) | 55 | cerere oferta | S | 1 | 0 | 1 | 0.233 | KG | 124X61X54 | 4015080010692 |  | 292 | ICD | 1
207185 | T3-3-8222/I2 | 207185 | I(G) ON-OFF switch | 55 | cerere oferta | S | 1 | 0 | 1 | 0.563 | KG | 181X100X127 | 4015082071851 |  | 292 | ICD | 1
19425 | T3-3-8222/XZ | 19425 | ON-OFF-SWITCHES Z(/AW) (UK) | 55 | cerere oferta | S | 1 | 0 | 1 | 0.195 | KG | 74X61X54 | 4015080194255 |  | 292 | ICD | 1
57092 | T3-3-8222/Z | 57092 | ON-OFF-SWITCHES Z(/AW) (UK) | 55 | cerere oferta | S | 1 | 0 | 1 | 0.237 | KG | 144X61X54 | 4015080570929 |  | 292 | ICD | 1
2538 | T3-3-8228/E | 2538 | ON-OFF-SWITCHES E (UK) | 55 | cerere oferta | S | 1 | 0 | 1 | 0.212 | KG | 102X61X54 | 4015080025382 |  | 292 | ICD | 1
695 | T3-3-8228/EZ | 695 | ON-OFF-SWITCHES EZ (UK) | 55 | cerere oferta | S | 1 | 0 | 1 | 0.233 | KG | 124X61X54 | 4015080006954 |  | 292 | ICD | 1
207186 | T3-3-8228/I2 | 207186 | I(G) ON-OFF switch | 55 | cerere oferta | S | 1 | 0 | 1 | 0.563 | KG | 181X100X127 | 4015082071868 |  | 292 | ICD | 1
19426 | T3-3-8228/XZ | 19426 | ON-OFF-SWITCHES Z(/AW) (UK) | 55 | cerere oferta | S | 1 | 0 | 1 | 0.195 | KG | 74X61X54 | 4015080194262 |  | 292 | ICD | 1
4911 | T3-3-8228/Z | 4911 | ON-OFF-SWITCHES Z(/AW) (UK) | 55 | cerere oferta | S | 1 | 0 | 1 | 0.237 | KG | 144X61X54 | 4015080049111 |  | 292 | ICD | 1
90340 | T3-3-8232/E | 90340 | ON-OFF-SWITCHES E (UK) | 55 | cerere oferta | S | 1 | 0 | 1 | 0.212 | KG | 102X61X54 | 4015080903406 |  | 292 | ICD | 1
97459 | T3-3-8233/E | 97459 | ON-OFF-SWITCHES E (UK) | 55 | cerere oferta | S | 1 | 0 | 1 | 0.212 | KG | 102X61X54 | 4015080974598 |  | 292 | ICD | 1
28642 | T3-3-8243/E | 28642 | ON-OFF-SWITCHES E (UK) | 55 | cerere oferta | S | 1 | 0 | 1 | 0.212 | KG | 102X61X54 | 4015080286424 |  | 292 | ICD | 1
35761 | T3-3-8244/E | 35761 | ON-OFF-SWITCHES E (UK) | 55 | cerere oferta | S | 1 | 0 | 1 | 0.212 | KG | 102X61X54 | 4015080357612 |  | 292 | ICD | 1
19433 | T3-3-8244/EZ | 19433 | ON-OFF-SWITCHES EZ (UK) | 55 | cerere oferta | S | 1 | 0 | 1 | 0.233 | KG | 124X61X54 | 4015080194330 |  | 292 | ICD | 1
222878 | T3-3-8261/I2 | 222878 | Step switch | 55 | cerere oferta | S | 1 | 0 | 1 | 0.563 | KG | 181X100X127 | 4015082228781 |  | 292 | ICD | 1
54745 | T3-3-8280/E | 54745 | ON-OFF-SWITCHES E (UK) | 55 | cerere oferta | S | 1 | 0 | 1 | 0.212 | KG | 102X61X54 | 4015080547457 |  | 292 | ICD | 1
19989 | T3-3-8313/Z | 19989 | ON-OFF-SWITCHES Z(/AW) (UK) | 55 | cerere oferta | S | 1 | 0 | 1 | 0.237 | KG | 144X61X54 | 4015080199892 |  | 292 | ICD | 1
20015 | T3-3-8314/E | 20015 | ON-OFF-SWITCHES E (UK) | 55 | cerere oferta | S | 1 | 0 | 1 | 0.212 | KG | 102X61X54 | 4015080200154 |  | 292 | ICD | 1
20016 | T3-3-8314/EZ | 20016 | ON-OFF-SWITCHES EZ (UK) | 55 | cerere oferta | S | 1 | 0 | 1 | 0.233 | KG | 124X61X54 | 4015080200161 |  | 292 | ICD | 1
20019 | T3-3-8314/Z | 20019 | ON-OFF-SWITCHES Z(/AW) (UK) | 55 | cerere oferta | S | 1 | 0 | 1 | 0.237 | KG | 144X61X54 | 4015080200192 |  | 292 | ICD | 1
33360 | T3-3-8341/E | 33360 | ON-OFF-SWITCHES E (UK) | 55 | cerere oferta | S | 1 | 0 | 1 | 0.212 | KG | 102X61X54 | 4015080333609 |  | 292 | ICD | 1
20027 | T3-3-8341/XZ | 20027 | ON-OFF-SWITCHES Z(/AW) (UK) | 55 | cerere oferta | S | 1 | 0 | 1 | 0.195 | KG | 74X61X54 | 4015080200277 |  | 292 | ICD | 1
45225 | T3-3-8342/E | 45225 | ON-OFF-SWITCH | 55 | cerere oferta | S | 1 | 0 | 1 | 0.212 | KG | 102X61X54 | 4015080452256 |  | 292 | ICD | 1
71326 | T3-3-8342/EA/SVB | 71326 | ON-OFF SWITCH | 55 | cerere oferta | S | 1 | 0 | 1 | 0.269 | KG | 127X65X74 | 4015080713265 |  | 292 | ICD | 1
73699 | T3-3-8342/EA/SVB-SW | 73699 | ON-OFF SWITCH | 55 | cerere oferta | S | 1 | 0 | 1 | 0.269 | KG | 127X65X74 | 4015080736998 |  | 292 | ICD | 1
20028 | T3-3-8342/E-RT | 20028 | ON-OFF-SWITCHES E (UK) | 55 | cerere oferta | S | 1 | 0 | 1 | 0.212 | KG | 102X61X54 | 4015080200284 |  | 292 | ICD | 1
207187 | T3-3-8342/I2 | 207187 | I(G) ON-OFF switch | 55 | cerere oferta | S | 1 | 0 | 1 | 0.563 | KG | 181X100X127 | 4015082071875 |  | 292 | ICD | 1
207208 | T3-3-8342/I2/SVB | 207208 | ON-OFF SWITCH | 55 | cerere oferta | S | 1 | 0 | 1 | 0.585 | KG | 181X100X135 | 4015082072087 |  | 292 | ICD | 1
215465 | T3-3-8342/I2/SVB-SOND801 | 215465 | Main switch flus mounting for ALFA LAVAL | 55 | cerere oferta | S | 1 | 0 | 1 | 0.67 | KG | 181X100X135 | 4015082154653 |  | 292 | ICD | 1
207209 | T3-3-8342/I2/SVB-SW | 207209 | ON-OFF SWITCH | 55 | cerere oferta | S | 1 | 0 | 1 | 0.585 | KG | 181X100X135 | 4015082072094 |  | 292 | ICD | 1
76072 | T3-3-8342/V/SVB | 76072 | ON-OFF SWITCH | 55 | cerere oferta | S | 1 | 0 | 1 | 0.289 | KG | 144X65X74 | 4015080760726 |  | 292 | ICD | 1
78445 | T3-3-8342/V/SVB-SW | 78445 | MAIN SWITCHES V/SVB (UK) | 55 | cerere oferta | S | 1 | 0 | 1 | 0.289 | KG | 144X65X74 | 4015080784456 |  | 292 | ICD | 1
20030 | T3-3-8342/XZ | 20030 | ON-OFF-SWITCHES Z(/AW) (UK) | 55 | cerere oferta | S | 1 | 0 | 1 | 0.195 | KG | 74X61X54 | 4015080200307 |  | 292 | ICD | 1
52344 | T3-3-8342/Z | 52344 | ON-OFF-SWITCHES Z(/AW) (UK) | 55 | cerere oferta | S | 1 | 0 | 1 | 0.237 | KG | 144X61X54 | 4015080523444 |  | 292 | ICD | 1
30992 | T3-3-8401/E | 30992 | REVERSING SWITCH | 55 | cerere oferta | S | 1 | 0 | 1 | 0.212 | KG | 102X61X54 | 4015080309925 |  | 292 | ICD | 1
694 | T3-3-8401/EZ | 694 | REVERSING SWITCH | 55 | cerere oferta | S | 1 | 0 | 1 | 0.233 | KG | 124X61X54 | 4015080006947 |  | 292 | ICD | 1
207188 | T3-3-8401/I2 | 207188 | REVERSING SWITCH | 55 | cerere oferta | S | 1 | 0 | 1 | 0.563 | KG | 181X100X127 | 4015082071882 |  | 292 | ICD | 1
20031 | T3-3-8401/XZ | 20031 | ON-OFF-SWITCHES Z(/AW) (UK) | 55 | cerere oferta | S | 1 | 0 | 1 | 0.195 | KG | 74X61X54 | 4015080200314 |  | 292 | ICD | 1
35739 | T3-3-8401/Z | 35739 | REVERSING SWITCH | 55 | cerere oferta | S | 1 | 0 | 1 | 0.237 | KG | 144X61X54 | 4015080357391 |  | 292 | ICD | 1
28641 | T3-3-8451/E | 28641 | CHANGE OVER SWITCH | 55 | cerere oferta | S | 1 | 0 | 1 | 0.212 | KG | 102X61X54 | 4015080286417 |  | 292 | ICD | 1
956 | T3-3-8451/EZ | 956 | ON-OFF-SWITCHES EZ (UK) | 55 | cerere oferta | S | 1 | 0 | 1 | 0.233 | KG | 124X61X54 | 4015080009566 |  | 292 | ICD | 1
207189 | T3-3-8451/I2 | 207189 | I(G) ON-OFF switch | 55 | cerere oferta | S | 1 | 0 | 1 | 0.563 | KG | 181X100X127 | 4015082071899 |  | 292 | ICD | 1
20033 | T3-3-8451/XZ | 20033 | ON-OFF-SWITCHES Z(/AW) (UK) | 55 | cerere oferta | S | 1 | 0 | 1 | 0.195 | KG | 74X61X54 | 4015080200338 |  | 292 | ICD | 1
31014 | T3-3-8451/Z | 31014 | ON-OFF-SWITCHES Z(/AW) (UK) | 55 | cerere oferta | S | 1 | 0 | 1 | 0.237 | KG | 144X61X54 | 4015080310143 |  | 292 | ICD | 1
20034 | T3-3-8622/E | 20034 | ON-OFF-SWITCHES E (UK) | 55 | cerere oferta | S | 1 | 0 | 1 | 0.212 | KG | 102X61X54 | 4015080200345 |  | 292 | ICD | 1
231949 | T3-3-8901/E | 231949 | On-Off switch E | 55 | cerere oferta | S | 1 | 0 | 1 | 0.212 | KG | 102X61X54 | 4015082319496 |  | 292 | ICD | 1
231945 | T3-3-8901/EA/SVB | 231945 | Main switch | 55 | cerere oferta | S | 1 | 0 | 1 | 0.269 | KG | 127X65X74 | 4015082319458 |  | 292 | ICD | 1
231946 | T3-3-8901/EA/SVB-SW | 231946 | Main switch | 55 | cerere oferta | S | 1 | 0 | 1 | 0.269 | KG | 127X65X74 | 4015082319465 |  | 292 | ICD | 1
231950 | T3-3-8901/EZ | 231950 | On-Off switch EZ | 55 | cerere oferta | S | 1 | 0 | 1 | 0.233 | KG | 124X61X54 | 4015082319502 |  | 292 | ICD | 1
231951 | T3-3-8901/I2 | 231951 | On-Off switch I2 | 55 | cerere oferta | S | 1 | 0 | 1 | 0.563 | KG | 181X100X127 | 4015082319519 |  | 292 | ICD | 1
218987 | T3-3-8901/I2/SVB | 218987 | Main switch I2/SVB | 55 | cerere oferta | S | 1 | 0 | 1 | 0.585 | KG | 181X100X135 | 4015082189877 |  | 292 | ICD | 1
218988 | T3-3-8901/I2/SVB-SW | 218988 | Main switch I2/SVB | 55 | cerere oferta | S | 1 | 0 | 1 | 0.585 | KG | 181X100X135 | 4015082189884 |  | 292 | ICD | 1
231952 | T3-3-8901/Z | 231952 | On-Off switch Z(/AW) | 55 | cerere oferta | S | 1 | 0 | 1 | 0.237 | KG | 144X61X54 | 4015082319526 |  | 292 | ICD | 1
907852 | T3-3-SOND*/E | 907852 | ROTARY SWIT. T-SOND/E,32A | 55 | cerere oferta | N | 1 | 0 | 1 | 0.212 | KG | 102X61X54 | 1002053 |  | 292 | ICD | 1
907863 | T3-3-SOND*/EA/SVB | 907863 | ROTARY SWIT. T-SOND/EA/SVB,32A | 55 | cerere oferta | N | 1 | 0 | 1 | 0.269 | KG | 127X65X74 | 1002043 |  | 292 | ICD | 1
908082 | T3-3-SOND*/EA/SVB-SW | 908082 | ROTARY SWIT. T-SOND/EA/SVB,32A | 55 | cerere oferta | N | 1 | 0 | 1 | 0.269 | KG | 127X65X74 | 1001876 |  | 292 | ICD | 1
907874 | T3-3-SOND*/EZ | 907874 | ROTARY SWIT. T-SOND/EZ,32A | 55 | cerere oferta | N | 1 | 0 | 1 | 0.233 | KG | 124X61X54 | 1002037 |  | 292 | ICD | 1
207498 | T3-3-SOND*/I2 | 207498 | T-SOND/I rotary switch, 32 A | 55 | cerere oferta | N | 1 | 0 | 1 | 0.563 | KG | 181X100X127 | 1002484 |  | 292 | ICD | 1
207499 | T3-3-SOND*/I2/SVB | 207499 | T-SOND/I rotary switch, 32 A | 55 | cerere oferta | N | 1 | 0 | 1 | 0.585 | KG | 181X100X135 | 1002483 |  | 292 | ICD | 1
207500 | T3-3-SOND*/I2/SVB-SW | 207500 | T-SOND/I rotary switch, 32 A | 55 | cerere oferta | N | 1 | 0 | 1 | 0.585 | KG | 181X100X135 | 1002482 |  | 292 | ICD | 1
907893 | T3-3-SOND*/V/SVB | 907893 | ROTARY SWIT. T-SOND/V/SVB,32A | 55 | cerere oferta | N | 1 | 0 | 1 | 0.289 | KG | 144X65X74 | 1002026 |  | 292 | ICD | 1
908093 | T3-3-SOND*/V/SVB-SW | 908093 | ROTARY SWIT. T-SOND/V/SVB,32A | 55 | cerere oferta | N | 1 | 0 | 1 | 0.289 | KG | 144X65X74 | 1001870 |  | 292 | ICD | 1
907904 | T3-3-SOND*/XZ | 907904 | ROTARY SWIT. T-SOND/Z(/AW),32A | 55 | cerere oferta | N | 1 | 0 | 1 | 0.195 | KG | 74X61X54 | 1004112 |  | 292 | ICD | 1
907915 | T3-3-SOND*/Z | 907915 | ROTARY SWIT. T-SOND/Z(/AW),32A | 55 | cerere oferta | N | 1 | 0 | 1 | 0.237 | KG | 144X61X54 | 1002009 |  | 292 | ICD | 1
20044 | T3-4-11/E | 20044 | SPEED SWITCH TAPPED WINDINGS | 55 | cerere oferta | S | 1 | 0 | 1 | 0.252 | KG | 114X61X54 | 4015080200444 |  | 292 | ICD | 1
222893 | T3-4-11/I2 | 222893 | Multi speed switch, Dahlander | 55 | cerere oferta | S | 1 | 0 | 1 | 0.594 | KG | 181X100X127 | 4015082228934 |  | 292 | ICD | 1
20053 | T3-4-131/Z | 20053 | ON-OFF-SWITCHES Z(/AW) (UK) | 55 | cerere oferta | S | 1 | 0 | 1 | 0.286 | KG | 156X61X54 | 4015080200536 |  | 292 | ICD | 1
20100 | T3-4-15056/XZ | 20100 | ON-OFF-SWITCHES Z(/AW) (UK) | 55 | cerere oferta | S | 1 | 0 | 1 | 0.25 | KG | 86X61X54 | 4015080201007 |  | 292 | ICD | 1
20102 | T3-4-15067/E | 20102 | ON-OFF-SWITCHES E (UK) | 55 | cerere oferta | S | 1 | 0 | 1 | 0.252 | KG | 114X61X54 | 4015080201021 |  | 292 | ICD | 1
222898 | T3-4-15107/I2 | 222898 | Switch | 55 | cerere oferta | S | 1 | 0 | 1 | 0.594 | KG | 181X100X127 | 4015082228989 |  | 292 | ICD | 1
222899 | T3-4-15164/I2 | 222899 | ON OFF switch | 55 | cerere oferta | S | 1 | 0 | 1 | 0.594 | KG | 181X100X127 | 4015082228996 |  | 292 | ICD | 1
222900 | T3-4-15164/I2/SVB | 222900 | Main switch | 55 | cerere oferta | S | 1 | 0 | 1 | 0.628 | KG | 181X100X135 | 4015082229009 |  | 292 | ICD | 1
222901 | T3-4-15164/I2/SVB-SW | 222901 | Main switch | 55 | cerere oferta | S | 1 | 0 | 1 | 0.628 | KG | 181X100X135 | 4015082229016 |  | 292 | ICD | 1
20163 | T3-4-15246/EZ | 20163 | ON-OFF-SWITCHES EZ (UK) | 55 | cerere oferta | S | 1 | 0 | 1 | 0.28 | KG | 136X61X54 | 4015080201632 |  | 292 | ICD | 1
20171 | T3-4-153/E | 20171 | ON-OFF-SWITCHES E (UK) | 55 | cerere oferta | S | 1 | 0 | 1 | 0.252 | KG | 114X61X54 | 4015080201717 |  | 292 | ICD | 1
20179 | T3-4-15374/XZ | 20179 | ON-OFF-SWITCHES Z(/AW) (UK) | 55 | cerere oferta | S | 1 | 0 | 1 | 0.25 | KG | 86X61X54 | 4015080201793 |  | 292 | ICD | 1
36961 | T3-4-15551/E | 36961 | ON-OFF-SWITCHES E (UK) | 55 | cerere oferta | S | 1 | 0 | 1 | 0.252 | KG | 114X61X54 | 4015080369615 |  | 292 | ICD | 1
20202 | T3-4-15602/E | 20202 | ON-OFF-SWITCHES E (UK) | 55 | cerere oferta | S | 1 | 0 | 1 | 0.252 | KG | 114X61X54 | 4015080202028 |  | 292 | ICD | 1
23869 | T3-4-15682/E | 23869 | ON-OFF-SWITCHES E (UK) | 55 | cerere oferta | S | 1 | 0 | 1 | 0.252 | KG | 114X61X54 | 4015080238690 |  | 292 | ICD | 1
54716 | T3-4-15682/EA/SVB | 54716 | ON-OFF SWITCH | 55 | cerere oferta | S | 1 | 0 | 1 | 0.282 | KG | 139X65X74 | 4015080547167 |  | 292 | ICD | 1
57089 | T3-4-15682/EA/SVB-SW | 57089 | ON-OFF SWITCH | 55 | cerere oferta | S | 1 | 0 | 1 | 0.282 | KG | 139X65X74 | 4015080570899 |  | 292 | ICD | 1
207190 | T3-4-15682/I2 | 207190 | I(G) ON-OFF switch | 55 | cerere oferta | S | 1 | 0 | 1 | 0.594 | KG | 181X100X127 | 4015082071905 |  | 292 | ICD | 1
207210 | T3-4-15682/I2/SVB | 207210 | ON-OFF SWITCH | 55 | cerere oferta | S | 1 | 0 | 1 | 0.718 | KG | 181X100X135 | 4015082072100 |  | 292 | ICD | 1
207211 | T3-4-15682/I2/SVB-SW | 207211 | ON-OFF SWITCH | 55 | cerere oferta | S | 1 | 0 | 1 | 0.628 | KG | 181X100X135 | 4015082072117 |  | 292 | ICD | 1
59462 | T3-4-15682/V/SVB | 59462 | ON-OFF SWITCH | 55 | cerere oferta | S | 1 | 0 | 1 | 0.333 | KG | 156X65X74 | 4015080594628 |  | 292 | ICD | 1
61835 | T3-4-15682/V/SVB-SW | 61835 | MAIN SWITCHES V/SVB (UK) | 55 | cerere oferta | S | 1 | 0 | 1 | 0.333 | KG | 156X65X74 | 4015080618355 |  | 292 | ICD | 1
20224 | T3-4-15682/XZ | 20224 | ON-OFF-SWITCHES Z(/AW) (UK) | 55 | cerere oferta | S | 1 | 0 | 1 | 0.25 | KG | 86X61X54 | 4015080202240 |  | 292 | ICD | 1
30988 | T3-4-15682/Z | 30988 | ON-OFF-SWITCHES Z(/AW) (UK) | 55 | cerere oferta | S | 1 | 0 | 1 | 0.286 | KG | 156X61X54 | 4015080309888 |  | 292 | ICD | 1
8938 | T3-4-15700/EA/SVB | 8938 | MAIN SWITCHES EA/SVB (UK) | 55 | cerere oferta | S | 1 | 0 | 1 | 0.282 | KG | 139X65X74 | 4015080089384 |  | 292 | ICD | 1
222570 | T3-4-15700/I2/SVB | 222570 | ON-OFF SWITCH | 55 | cerere oferta | S | 1 | 0 | 1 | 0.628 | KG | 181X100X135 | 4015082225704 |  | 292 | ICD | 1
2682 | T3-4-15700/V/SVB | 2682 | MAIN SWITCHES V/SVB (UK) | 55 | cerere oferta | S | 1 | 0 | 1 | 0.333 | KG | 156X65X74 | 4015080026822 |  | 292 | ICD | 1
2689 | T3-4-15700/V/SVB-SW | 2689 | MAIN SWITCHES V/SVB (UK) | 55 | cerere oferta | S | 1 | 0 | 1 | 0.333 | KG | 156X65X74 | 4015080026891 |  | 292 | ICD | 1
20238 | T3-4-15951/E | 20238 | ON-OFF-SWITCHES E (UK) | 55 | cerere oferta | S | 1 | 0 | 1 | 0.252 | KG | 114X61X54 | 4015080202387 |  | 292 | ICD | 1
20454 | T3-4-24/E | 20454 | STAR-DELTA SWITCH | 55 | cerere oferta | S | 1 | 0 | 1 | 0.252 | KG | 114X61X54 | 4015080204541 |  | 292 | ICD | 1
20455 | T3-4-24/EZ | 20455 | STAR-DELTA SWITCH | 55 | cerere oferta | S | 1 | 0 | 1 | 0.28 | KG | 136X61X54 | 4015080204558 |  | 292 | ICD | 1
20458 | T3-4-24/Z | 20458 | STAR-DELTA SWITCH | 55 | cerere oferta | S | 1 | 0 | 1 | 0.286 | KG | 156X61X54 | 4015080204589 |  | 292 | ICD | 1
20459 | T3-4-3/E | 20459 | STAR-DELTA SWITCH | 55 | cerere oferta | S | 1 | 0 | 1 | 0.252 | KG | 114X61X54 | 4015080204596 |  | 292 | ICD | 1
222906 | T3-4-3/I2 | 222906 | Star-delta switch | 55 | cerere oferta | S | 1 | 0 | 1 | 0.594 | KG | 181X100X127 | 4015082229061 |  | 292 | ICD | 1
20463 | T3-4-3/Z | 20463 | ON-OFF-SWITCHES Z(/AW) (UK) | 55 | cerere oferta | S | 1 | 0 | 1 | 0.286 | KG | 156X61X54 | 4015080204633 |  | 292 | ICD | 1
20464 | T3-4-4/E | 20464 | SPEED SWITCH TAPPED WINDINGS | 55 | cerere oferta | S | 1 | 0 | 1 | 0.252 | KG | 114X61X54 | 4015080204640 |  | 292 | ICD | 1
20465 | T3-4-4/EZ | 20465 | ON-OFF-SWITCHES EZ (UK) | 55 | cerere oferta | S | 1 | 0 | 1 | 0.28 | KG | 136X61X54 | 4015080204657 |  | 292 | ICD | 1
222907 | T3-4-4/I2 | 222907 | Multi speed switch, Dahlander | 55 | cerere oferta | S | 1 | 0 | 1 | 0.594 | KG | 181X100X127 | 4015082229078 |  | 292 | ICD | 1
20469 | T3-4-41/E | 20469 | ON-OFF-SWITCHES E (UK) | 55 | cerere oferta | S | 1 | 0 | 1 | 0.252 | KG | 114X61X54 | 4015080204695 |  | 292 | ICD | 1
20479 | T3-4-46/E | 20479 | ON-OFF-SWITCHES E (UK) | 55 | cerere oferta | S | 1 | 0 | 1 | 0.252 | KG | 114X61X54 | 4015080204794 |  | 292 | ICD | 1
20484 | T3-4-47/E | 20484 | ON-OFF-SWITCHES E (UK) | 55 | cerere oferta | S | 1 | 0 | 1 | 0.252 | KG | 114X61X54 | 4015080204848 |  | 292 | ICD | 1
20499 | T3-4-5/E | 20499 | ON-OFF-SWITCHES E (UK) | 55 | cerere oferta | S | 1 | 0 | 1 | 0.252 | KG | 114X61X54 | 4015080204992 |  | 292 | ICD | 1
226314 | T3-4-64674-SCM/EZ-P1/OFS+9MM+BZ2,9 | 226314 | Rotary switch T-SOND/EZ,32A | 55 | cerere oferta | S | 1 | 0 | 1 | 0.296 | KG | 136X61X54 | 4015082263140 |  | 292 | ICD | 1
20513 | T3-4-8006/Z | 20513 | ON-OFF-SWITCHES Z(/AW) (UK) | 55 | cerere oferta | S | 1 | 0 | 1 | 0.286 | KG | 56X61X54 | 4015080205135 |  | 292 | ICD | 1
20515 | T3-4-8008/EZ | 20515 | ON-OFF-SWITCHES EZ (UK) | 55 | cerere oferta | S | 1 | 0 | 1 | 0.28 | KG | 136X61X54 | 4015080205159 |  | 292 | ICD | 1
20534 | T3-4-8071/XZ | 20534 | ON-OFF-SWITCHES Z(/AW) (UK) | 55 | cerere oferta | S | 1 | 0 | 1 | 0.25 | KG | 86X61X54 | 4015080205340 |  | 292 | ICD | 1
76075 | T3-4-8213/E | 76075 | GROUP SWITCH | 55 | cerere oferta | S | 1 | 0 | 1 | 0.252 | KG | 114X61X54 | 4015080760757 |  | 292 | ICD | 1
3079 | T3-4-8213/EZ | 3079 | GROUP SWITCH | 55 | cerere oferta | S | 1 | 0 | 1 | 0.28 | KG | 136X61X54 | 4015080030799 |  | 292 | ICD | 1
207191 | T3-4-8213/I2 | 207191 | GROUP SWITCH | 55 | cerere oferta | S | 1 | 0 | 1 | 0.681 | KG | 181X100X127 | 4015082071912 |  | 292 | ICD | 1
20556 | T3-4-8213/XZ | 20556 | ON-OFF-SWITCHES Z(/AW) (UK) | 55 | cerere oferta | S | 1 | 0 | 1 | 0.25 | KG | 86X61X4 | 4015080205562 |  | 292 | ICD | 1
78448 | T3-4-8213/Z | 78448 | GROUP SWITCH | 55 | cerere oferta | S | 1 | 0 | 1 | 0.286 | KG | 156X61X54 | 4015080784487 |  | 292 | ICD | 1
59465 | T3-4-8223/E | 59465 | 2 WAY SWITCH | 55 | cerere oferta | S | 1 | 0 | 1 | 0.252 | KG | 114X61X54 | 4015080594659 |  | 292 | ICD | 1
1070 | T3-4-8223/EZ | 1070 | ON-OFF-SWITCHES EZ (UK) | 55 | cerere oferta | S | 1 | 0 | 1 | 0.28 | KG | 136X61X54 | 4015080010708 |  | 292 | ICD | 1
207192 | T3-4-8223/I2 | 207192 | I(G) ON-OFF switch | 55 | cerere oferta | S | 1 | 0 | 1 | 0.594 | KG | 181X100X127 | 4015082071929 |  | 292 | ICD | 1
20557 | T3-4-8223/XZ | 20557 | ON-OFF-SWITCHES Z(/AW) (UK) | 55 | cerere oferta | S | 1 | 0 | 1 | 0.25 | KG | 86X61X54 | 4015080205579 |  | 292 | ICD | 1
61838 | T3-4-8223/Z | 61838 | 2 WAY SWITCH | 55 | cerere oferta | S | 1 | 0 | 1 | 0.286 | KG | 156X61X54 | 4015080618386 |  | 292 | ICD | 1
20559 | T3-4-8234/XZ | 20559 | ON-OFF-SWITCHES Z(/AW) (UK) | 55 | cerere oferta | S | 1 | 0 | 1 | 0.25 | KG | 86X61X54 | 4015080205593 |  | 292 | ICD | 1
9659 | T3-4-8235/E | 9659 | ON-OFF-SWITCHES E (UK) | 55 | cerere oferta | S | 1 | 0 | 1 | 0.252 | KG | 114X61X54 | 4015080096597 |  | 292 | ICD | 1
20560 | T3-4-8235/EZ | 20560 | ON-OFF-SWITCHES EZ (UK) | 55 | cerere oferta | S | 1 | 0 | 1 | 0.28 | KG | 136X61X54 | 4015080205609 |  | 292 | ICD | 1
222908 | T3-4-8262/I2 | 222908 | Step switch | 55 | cerere oferta | S | 1 | 0 | 1 | 0.594 | KG | 181X100X127 | 4015082229085 |  | 292 | ICD | 1
2513 | T3-4-8294/E | 2513 | GROUP SWITCH | 55 | cerere oferta | S | 1 | 0 | 1 | 0.252 | KG | 114X61X54 | 4015080025139 |  | 292 | ICD | 1
1014 | T3-4-8294/EZ | 1014 | ON-OFF-SWITCHES EZ (UK) | 55 | cerere oferta | S | 1 | 0 | 1 | 0.28 | KG | 136X61X54 | 4015080010142 |  | 292 | ICD | 1
207193 | T3-4-8294/I2 | 207193 | GROUP SWITCH | 55 | cerere oferta | S | 1 | 0 | 1 | 0.594 | KG | 181X100X127 | 4015082071936 |  | 292 | ICD | 1
20579 | T3-4-8294/XZ | 20579 | ON-OFF-SWITCHES Z(/AW) (UK) | 55 | cerere oferta | S | 1 | 0 | 1 | 0.25 | KG | 86X61X54 | 4015080205791 |  | 292 | ICD | 1
4886 | T3-4-8294/Z | 4886 | GROUP SWITCH | 55 | cerere oferta | S | 1 | 0 | 1 | 0.286 | KG | 156X61X54 | 4015080048862 |  | 292 | ICD | 1
8960 | T3-4-8343/EA/SVB | 8960 | MAIN SWITCHES EA/SVB (UK) | 55 | cerere oferta | S | 1 | 0 | 1 | 0.282 | KG | 139X65X74 | 4015080089605 |  | 292 | ICD | 1
218966 | T3-4-8343/I2/SVB | 218966 | Main switch I2/SVB | 55 | cerere oferta | S | 1 | 0 | 1 | 0.628 | KG | 206X106X135 | 4015082189662 |  | 292 | ICD | 1
20590 | T3-4-8343/V/SVB | 20590 | MAIN SWITCHES V/SVB (UK) | 55 | cerere oferta | S | 1 | 0 | 1 | 0.333 | KG | 156X65X74 | 4015080205906 |  | 292 | ICD | 1
20593 | T3-4-8344/E | 20593 | ON-OFF-SWITCHES E (UK) | 55 | cerere oferta | S | 1 | 0 | 1 | 0.252 | KG | 114X61X54 | 4015080205937 |  | 292 | ICD | 1
8964 | T3-4-8344/EA/SVB | 8964 | ON-OFF SWITCH | 55 | cerere oferta | S | 1 | 0 | 1 | 0.282 | KG | 139X65X74 | 4015080089643 |  | 292 | ICD | 1
8965 | T3-4-8344/EA/SVB-SW | 8965 | MAIN SWITCHES EA/SVB (UK) | 55 | cerere oferta | S | 1 | 0 | 1 | 0.282 | KG | 139X65X74 | 4015080089650 |  | 292 | ICD | 1
20595 | T3-4-8344/EZ | 20595 | ON-OFF-SWITCHES EZ (UK) | 55 | cerere oferta | S | 1 | 0 | 1 | 0.28 | KG | 136X61X54 | 4015080205951 |  | 292 | ICD | 1
207194 | T3-4-8344/I2 | 207194 | I(G) ON-OFF switch | 55 | cerere oferta | S | 1 | 0 | 1 | 0.594 | KG | 181X100X127 | 4015082071943 |  | 292 | ICD | 1
207212 | T3-4-8344/I2/SVB | 207212 | ON-OFF SWITCH | 55 | cerere oferta | S | 1 | 0 | 1 | 0.723 | KG | 206X106X135 | 4015082072124 |  | 292 | ICD | 1
207213 | T3-4-8344/I2/SVB-SW | 207213 | I(G)/SVB main switch | 55 | cerere oferta | S | 1 | 0 | 1 | 0.628 | KG | 181X100X135 | 4015082072131 |  | 292 | ICD | 1
20598 | T3-4-8344/V/SVB | 20598 | ON-OFF SWITCH | 55 | cerere oferta | S | 1 | 0 | 1 | 0.333 | KG | 156X65X74 | 4015080205982 |  | 292 | ICD | 1
8967 | T3-4-8344/V/SVB-SW | 8967 | MAIN SWITCHES V/SVB (UK) | 55 | cerere oferta | S | 1 | 0 | 1 | 0.333 | KG | 156X65X74 | 4015080089674 |  | 292 | ICD | 1
20599 | T3-4-8344/XZ | 20599 | ON-OFF-SWITCHES Z(/AW) (UK) | 55 | cerere oferta | S | 1 | 0 | 1 | 0.25 | KG | 86X61X54 | 4015080205999 |  | 292 | ICD | 1
20600 | T3-4-8344/Z | 20600 | ON-OFF-SWITCHES Z(/AW) (UK) | 55 | cerere oferta | S | 1 | 0 | 1 | 0.286 | KG | 156X61X54 | 4015080206002 |  | 292 | ICD | 1
20601 | T3-4-8402/E | 20601 | ON-OFF-SWITCHES E (UK) | 55 | cerere oferta | S | 1 | 0 | 1 | 0.252 | KG | 114X61X54 | 4015080206019 |  | 292 | ICD | 1
9657 | T3-4-8410/E | 9657 | STAR-DELTA SWITCH | 55 | cerere oferta | S | 1 | 0 | 1 | 0.252 | KG | 114X61X54 | 4015080096573 |  | 292 | ICD | 1
721 | T3-4-8410/EZ | 721 | STAR-DELTA SWITCH | 55 | cerere oferta | S | 1 | 0 | 1 | 0.28 | KG | 136X61X54 | 4015080007210 |  | 292 | ICD | 1
207195 | T3-4-8410/I2 | 207195 | STAR-DELTA SWITCH | 55 | cerere oferta | S | 1 | 0 | 1 | 0.594 | KG | 181X100X127 | 4015082071950 |  | 292 | ICD | 1
20606 | T3-4-8410/XZ | 20606 | ON-OFF-SWITCHES Z(/AW) (UK) | 55 | cerere oferta | S | 1 | 0 | 1 | 0.25 | KG | 86X61X54 | 4015080206064 |  | 292 | ICD | 1
12030 | T3-4-8410/Z | 12030 | STAR-DELTA SWITCH | 55 | cerere oferta | S | 1 | 0 | 1 | 0.286 | KG | 156X61X54 | 4015080120308 |  | 292 | ICD | 1
20617 | T3-4-8419/E | 20617 | ON-OFF-SWITCHES E (UK) | 55 | cerere oferta | S | 1 | 0 | 1 | 0.252 | KG | 114X61X54 | 4015080206170 |  | 292 | ICD | 1
20621 | T3-4-8419/Z | 20621 | ON-OFF-SWITCHES Z(/AW) (UK) | 55 | cerere oferta | S | 1 | 0 | 1 | 0.286 | KG | 156X61X54 | 4015080206217 |  | 292 | ICD | 1
35760 | T3-4-8440/E | 35760 | SPEED SWITCH TAPPED WINDINGS | 55 | cerere oferta | S | 1 | 0 | 1 | 0.252 | KG | 114X61X54 | 4015080357605 |  | 292 | ICD | 1
959 | T3-4-8440/EZ | 959 | ON-OFF-SWITCHES EZ (UK) | 55 | cerere oferta | S | 1 | 0 | 1 | 0.28 | KG | 136X61X54 | 4015080009597 |  | 292 | ICD | 1
207196 | T3-4-8440/I2 | 207196 | SPEED SWITCH TAPPED WINDINGS | 55 | cerere oferta | S | 1 | 0 | 1 | 0.594 | KG | 181X100X127 | 4015082071967 |  | 292 | ICD | 1
20627 | T3-4-8440/XZ | 20627 | ON-OFF-SWITCHES Z(/AW) (UK) | 55 | cerere oferta | S | 1 | 0 | 1 | 0.25 | KG | 86X61X54 | 4015080206279 |  | 292 | ICD | 1
38133 | T3-4-8440/Z | 38133 | SPEED SWITCH TAPPED WINDINGS | 55 | cerere oferta | S | 1 | 0 | 1 | 0.286 | KG | 156X61X54 | 4015080381334 |  | 292 | ICD | 1
42879 | T3-4-8441/E | 42879 | SPEED SWITCH TAPPED WINDINGS | 55 | cerere oferta | S | 1 | 0 | 1 | 0.252 | KG | 114X61X54 | 4015080428794 |  | 292 | ICD | 1
960 | T3-4-8441/EZ | 960 | ON-OFF-SWITCHES EZ (UK) | 55 | cerere oferta | S | 1 | 0 | 1 | 0.28 | KG | 136X61X54 | 4015080009603 |  | 292 | ICD | 1
207197 | T3-4-8441/I2 | 207197 | I(G) ON-OFF switch | 55 | cerere oferta | S | 1 | 0 | 1 | 0.594 | KG | 181X100X127 | 4015082071974 |  | 292 | ICD | 1
45252 | T3-4-8441/Z | 45252 | ON-OFF-SWITCHES Z(/AW) (UK) | 55 | cerere oferta | S | 1 | 0 | 1 | 0.286 | KG | 156X61X54 | 4015080452522 |  | 292 | ICD | 1
20643 | T3-4-86/E | 20643 | ON-OFF-SWITCHES E (UK) | 55 | cerere oferta | S | 1 | 0 | 1 | 0.252 | KG | 114X61X54 | 4015080206439 |  | 292 | ICD | 1
20648 | T3-4-88/E | 20648 | ON-OFF-SWITCHES E (UK) | 55 | cerere oferta | S | 1 | 0 | 1 | 0.252 | KG | 114X61X54 | 4015080206484 |  | 292 | ICD | 1
20652 | T3-4-88/Z | 20652 | ON-OFF-SWITCHES Z(/AW) (UK) | 55 | cerere oferta | S | 1 | 0 | 1 | 0.286 | KG | 156X61X54 | 4015080206521 |  | 292 | ICD | 1
215222 | T3-4-8902/E | 215222 | MAINS/EMERGENCY CURR SELECTOR SWTCH; E | 55 | cerere oferta | S | 1 | 0 | 1 | 0.252 | KG | 114X61X54 | 4015082152222 |  | 292 | ICD | 1
215223 | T3-4-8902/EZ | 215223 | MAINS/EMERGENCY CURR SELECTOR SWTCH; EZ | 55 | cerere oferta | S | 1 | 0 | 1 | 0.28 | KG | 136X61X54 | 4015082152239 |  | 292 | ICD | 1
215224 | T3-4-8902/I2 | 215224 | MAINS/EMERGENCY CURR SELECTOR SWTCH; I2 | 55 | cerere oferta | S | 1 | 0 | 1 | 0.594 | KG | 181X100X127 | 4015082152246 |  | 292 | ICD | 1
290193 | T3-4-8902/XZ | 290193 | Changeover switch | 55 | cerere oferta | S | 1 | 0 | 1 | 0.25 | KG | 86X61X54 | 4015082901936 |  | 292 | ICD | 1
215225 | T3-4-8902/Z | 215225 | MAINS/EMERGENCY CURR SELECTOR SWTCH; Z | 55 | cerere oferta | S | 1 | 0 | 1 | 0.286 | KG | 156X61X54 | 4015082152253 |  | 292 | ICD | 1
20653 | T3-4-90/E | 20653 | ON-OFF-SWITCHES E (UK) | 55 | cerere oferta | S | 1 | 0 | 1 | 0.252 | KG | 114X61X54 | 4015080206538 |  | 292 | ICD | 1
222912 | T3-4-90/I2 | 222912 | Changeover switch | 55 | cerere oferta | S | 1 | 0 | 1 | 0.594 | KG | 181X100X127 | 4015082229122 |  | 292 | ICD | 1
907853 | T3-4-SOND*/E | 907853 | ROTARY SWIT. T-SOND/E,32A | 55 | cerere oferta | N | 1 | 0 | 1 | 0.252 | KG | 114X61X54 | 1004115 |  | 292 | ICD | 1
907864 | T3-4-SOND*/EA/SVB | 907864 | ROTARY SWIT. T-SOND/EA/SVB,32A | 55 | cerere oferta | N | 1 | 0 | 1 | 0.282 | KG | 139X65X74 | 1002042 |  | 292 | ICD | 1
908083 | T3-4-SOND*/EA/SVB-SW | 908083 | ROTARY SWIT. T-SOND/EA/SVB,32A | 55 | cerere oferta | N | 1 | 0 | 1 | 0.282 | KG | 139X65X74 | 1001875 |  | 292 | ICD | 1
907875 | T3-4-SOND*/EZ | 907875 | ROTARY SWIT. T-SOND/EZ,32A | 55 | cerere oferta | N | 1 | 0 | 1 | 0.28 | KG | 136X61X54 | 1002036 |  | 292 | ICD | 1
207501 | T3-4-SOND*/I2 | 207501 | T-SOND/I rotary switch, 32 A | 55 | cerere oferta | N | 1 | 0 | 1 | 0.594 | KG | 181X100X127 | 1002481 |  | 292 | ICD | 1
207502 | T3-4-SOND*/I2/SVB | 207502 | T-SOND/I rotary switch, 32 A | 55 | cerere oferta | N | 1 | 0 | 1 | 0.628 | KG | 181X100X135 | 1002480 |  | 292 | ICD | 1
207503 | T3-4-SOND*/I2/SVB-SW | 207503 | T-SOND/I rotary switch, 32 A | 55 | cerere oferta | N | 1 | 0 | 1 | 0.628 | KG | 181X100X135 | 1002479 |  | 292 | ICD | 1
907894 | T3-4-SOND*/V/SVB | 907894 | ROTARY SWIT. T-SOND/V/SVB,32A | 55 | cerere oferta | N | 1 | 0 | 1 | 0.333 | KG | 156X65X74 | 1002025 |  | 292 | ICD | 1
908094 | T3-4-SOND*/V/SVB-SW | 908094 | ROTARY SWIT. T-SOND/V/SVB,32A | 55 | cerere oferta | N | 1 | 0 | 1 | 0.333 | KG | 156X65X74 | 1001869 |  | 292 | ICD | 1
907905 | T3-4-SOND*/XZ | 907905 | ROTARY SWIT. T-SOND/Z(/AW),32A | 55 | cerere oferta | N | 1 | 0 | 1 | 0.25 | KG | 86X61X54 | 1004111 |  | 292 | ICD | 1
907916 | T3-4-SOND*/Z | 907916 | ROTARY SWIT. T-SOND/Z(/AW),32A | 55 | cerere oferta | N | 1 | 0 | 1 | 0.286 | KG | 156X61X54 | 1002008 |  | 292 | ICD | 1
4000 | T3-5-124/E | 4000 | ON-OFF-SWITCHES E (UK) | 55 | cerere oferta | S | 1 | 0 | 1 | 0.292 | KG | 125X61X54 | 4015080040002 |  | 292 | ICD | 1
4014 | T3-5-15017/E | 4014 | ON-OFF-SWITCHES E (UK) | 55 | cerere oferta | S | 1 | 0 | 1 | 0.292 | KG | 125X61X54 | 4015080040149 |  | 292 | ICD | 1
4032 | T3-5-15070/XZ | 4032 | ON-OFF-SWITCHES Z(/AW) (UK) | 55 | cerere oferta | S | 1 | 0 | 1 | 0.29 | KG | 97X61X54 | 4015080040323 |  | 292 | ICD | 1
4035 | T3-5-15133/EZ | 4035 | ON-OFF-SWITCHES EZ (UK) | 55 | cerere oferta | S | 1 | 0 | 1 | 0.32 | KG | 147X61X54 | 4015080040354 |  | 292 | ICD | 1
4038 | T3-5-15139/E | 4038 | ON-OFF-SWITCHES E (UK) | 55 | cerere oferta | S | 1 | 0 | 1 | 0.292 | KG | 125X61X54 | 4015080040385 |  | 292 | ICD | 1
4041 | T3-5-15139/Z | 4041 | ON-OFF-SWITCHES Z(/AW) (UK) | 55 | cerere oferta | S | 1 | 0 | 1 | 0.326 | KG | 167X61X54 | 4015080040415 |  | 292 | ICD | 1
4042 | T3-5-15144/E | 4042 | ON-OFF-SWITCHES E (UK) | 55 | cerere oferta | S | 1 | 0 | 1 | 0.292 | KG | 125X61X54 | 4015080040422 |  | 292 | ICD | 1
20659 | T3-5-15178/EZ | 20659 | ON-OFF-SWITCHES EZ (UK) | 55 | cerere oferta | S | 1 | 0 | 1 | 0.32 | KG | 147X61X54 | 4015080206590 |  | 292 | ICD | 1
4095 | T3-5-15248/EZ | 4095 | ON-OFF-SWITCHES EZ (UK) | 55 | cerere oferta | S | 1 | 0 | 1 | 0.32 | KG | 147X61X54 | 4015080040958 |  | 292 | ICD | 1
16776 | T3-5-15876/E | 16776 | STAR-DELTA SWITCH | 55 | cerere oferta | S | 1 | 0 | 1 | 0.292 | KG | 125X61X54 | 4015080167761 |  | 292 | ICD | 1
797 | T3-5-15876/EZ | 797 | ON-OFF-SWITCHES EZ (UK) | 55 | cerere oferta | S | 1 | 0 | 1 | 0.32 | KG | 147X61X54 | 4015080007975 |  | 292 | ICD | 1
207537 | T3-5-15876/I2 | 207537 | STAR-DELTA SWITCH | 55 | cerere oferta | S | 1 | 0 | 1 | 0.658 | KG | 181X100X180 | 4015082075378 |  | 292 | ICD | 1
702219 | T3-5-15876/XES | 702219 | SPARE PARTS T | 55 | cerere oferta | S | 1 | 0 | 1 | 0.275 | KG | 90X60X54 | 9008790356247 |  | 292 | ICD | 1
702220 | T3-5-15876/XZS | 702220 | SPARE PARTS T | 55 | cerere oferta | S | 1 | 0 | 1 | 0.28 | KG | 95X63X57 | 9008790356254 |  | 292 | ICD | 1
19149 | T3-5-15876/Z | 19149 | STAR-DELTA SWITCH | 55 | cerere oferta | S | 1 | 0 | 1 | 0.29 | KG | 167X61X54 | 4015080191490 |  | 292 | ICD | 1
4110 | T3-5-15892/E | 4110 | ON-OFF-SWITCHES E (UK) | 55 | cerere oferta | S | 1 | 0 | 1 | 0.292 | KG | 125X61X54 | 4015080041108 |  | 292 | ICD | 1
221642 | T3-5-15892/I2 | 221642 | Star-delta switch | 55 | cerere oferta | S | 1 | 0 | 1 | 0.658 | KG | 181X100X180 | 4015082216429 |  | 292 | ICD | 1
4114 | T3-5-15896/E | 4114 | ON-OFF-SWITCHES E (UK) | 55 | cerere oferta | S | 1 | 0 | 1 | 0.292 | KG | 125X61X54 | 4015080041146 |  | 292 | ICD | 1
4118 | T3-5-15899/E | 4118 | STAR-DELTA SWITCH | 55 | cerere oferta | S | 1 | 0 | 1 | 0.292 | KG | 125X61X54 | 4015080041184 |  | 292 | ICD | 1
4121 | T3-5-15899/Z | 4121 | ON-OFF-SWITCHES Z(/AW) (UK) | 55 | cerere oferta | S | 1 | 0 | 1 | 0.29 | KG | 167X61X54 | 4015080041214 |  | 292 | ICD | 1
99831 | T3-5-15925/E | 99831 | SELECTOR SWITCH | 55 | cerere oferta | S | 1 | 0 | 1 | 0.292 | KG | 125X61X54 | 4015080998310 |  | 292 | ICD | 1
4130 | T3-5-183/E | 4130 | ON-OFF-SWITCHES E (UK) | 55 | cerere oferta | S | 1 | 0 | 1 | 0.292 | KG | 125X61X54 | 4015080041306 |  | 292 | ICD | 1
4135 | T3-5-25/E | 4135 | STAR-DELTA SWITCH | 55 | cerere oferta | S | 1 | 0 | 1 | 0.292 | KG | 125X61X54 | 4015080041351 |  | 292 | ICD | 1
4139 | T3-5-25/Z | 4139 | ON-OFF-SWITCHES Z(/AW) (UK) | 55 | cerere oferta | S | 1 | 0 | 1 | 0.29 | KG | 167X61X54 | 4015080041399 |  | 292 | ICD | 1
4140 | T3-5-29/E | 4140 | SPEED SWITCH TAPPED WINDINGS | 55 | cerere oferta | S | 1 | 0 | 1 | 0.292 | KG | 125X61X54 | 4015080041405 |  | 292 | ICD | 1
4141 | T3-5-29/EZ | 4141 | ON-OFF-SWITCHES EZ (UK) | 55 | cerere oferta | S | 1 | 0 | 1 | 0.32 | KG | 147X61X54 | 4015080041412 |  | 292 | ICD | 1
4145 | T3-5-30/E | 4145 | ON-OFF-SWITCHES E (UK) | 55 | cerere oferta | S | 1 | 0 | 1 | 0.292 | KG | 125X61X54 | 4015080041450 |  | 292 | ICD | 1
4150 | T3-5-31/E | 4150 | ON-OFF-SWITCHES E (UK) | 55 | cerere oferta | S | 1 | 0 | 1 | 0.292 | KG | 125X61X54 | 4015080041504 |  | 292 | ICD | 1
263862 | T3-5-69252GB/I3M/SVB-SW | 263862 | Rotary switch T3-5-SOND/I3M/SVB-SW | 55 | cerere oferta | S | 1 | 0 | 1 | 1.307 | KG | 181X100X180 | 4015082638627 |  | 292 | ICD | 1
4165 | T3-5-71/E | 4165 | ON-OFF-SWITCHES E (UK) | 55 | cerere oferta | S | 1 | 0 | 1 | 0.292 | KG | 125X61X54 | 4015080041658 |  | 292 | ICD | 1
52372 | T3-5-8247/Z | 52372 | ON-OFF-SWITCHES Z(/AW) (UK) | 55 | cerere oferta | S | 1 | 0 | 1 | 0.29 | KG | 167X61X54 | 4015080523727 |  | 292 | ICD | 1
21524 | T3-5-8270/E | 21524 | ON-OFF-SWITCHES E (UK) | 55 | cerere oferta | S | 1 | 0 | 1 | 0.292 | KG | 125X61X54 | 4015080215240 |  | 292 | ICD | 1
61864 | T3-5-8281/E | 61864 | ON-OFF-SWITCHES E (UK) | 55 | cerere oferta | S | 1 | 0 | 1 | 0.292 | KG | 125X61X54 | 4015080618645 |  | 292 | ICD | 1
64237 | T3-5-8281/Z | 64237 | ON-OFF-SWITCHES Z(/AW) (UK) | 55 | cerere oferta | S | 1 | 0 | 1 | 0.29 | KG | 167X61X54 | 4015080642374 |  | 292 | ICD | 1
20704 | T3-5-8315/E | 20704 | ON-OFF-SWITCHES E (UK) | 55 | cerere oferta | S | 1 | 0 | 1 | 0.292 | KG | 125X61X54 | 4015080207047 |  | 292 | ICD | 1
20705 | T3-5-8315/EZ | 20705 | ON-OFF-SWITCHES EZ (UK) | 55 | cerere oferta | S | 1 | 0 | 1 | 0.32 | KG | 147X61X54 | 4015080207054 |  | 292 | ICD | 1
20706 | T3-5-8315/XZ | 20706 | ON-OFF-SWITCHES Z(/AW) (UK) | 55 | cerere oferta | S | 1 | 0 | 1 | 0.29 | KG | 97X61X54 | 4015080207061 |  | 292 | ICD | 1
20707 | T3-5-8315/Z | 20707 | ON-OFF-SWITCHES Z(/AW) (UK) | 55 | cerere oferta | S | 1 | 0 | 1 | 0.29 | KG | 167X61X54 | 4015080207078 |  | 292 | ICD | 1
20708 | T3-5-8345/E | 20708 | ON-OFF-SWITCHES E (UK) | 55 | cerere oferta | S | 1 | 0 | 1 | 0.292 | KG | 125X61X54 | 4015080207085 |  | 292 | ICD | 1
3170 | T3-5-8345/EA/SVB | 3170 | MAIN SWITCHES EA/SVB (UK) | 55 | cerere oferta | S | 1 | 0 | 1 | 0.322 | KG | 150X65X74 | 4015080031703 |  | 292 | ICD | 1
3171 | T3-5-8345/EA/SVB-SW | 3171 | MAIN SWITCHES EA/SVB (UK) | 55 | cerere oferta | S | 1 | 0 | 1 | 0.668 | KG | 150X65X74 | 4015080031710 |  | 292 | ICD | 1
4190 | T3-5-8345/V/SVB | 4190 | ON-OFF SWITCH | 55 | cerere oferta | S | 1 | 0 | 1 | 0.343 | KG | 167X65X74 | 4015080041900 |  | 292 | ICD | 1
3172 | T3-5-8345/V/SVB-SW | 3172 | MAIN SWITCHES V/SVB (UK) | 55 | cerere oferta | S | 1 | 0 | 1 | 0.373 | KG | 167X65X74 | 4015080031727 |  | 292 | ICD | 1
20712 | T3-5-8345/Z | 20712 | ON-OFF-SWITCHES Z(/AW) (UK) | 55 | cerere oferta | S | 1 | 0 | 1 | 0.29 | KG | 167X61X54 | 4015080207122 |  | 292 | ICD | 1
57090 | T3-5-8346/E | 57090 | ON-OFF-SWITCHES E (UK) | 55 | cerere oferta | S | 1 | 0 | 1 | 0.292 | KG | 125X61X54 | 4015080570905 |  | 292 | ICD | 1
80818 | T3-5-8346/EA/SVB | 80818 | MAIN SWITCHES EA/SVB (UK) | 55 | cerere oferta | S | 1 | 0 | 1 | 0.322 | KG | 150X65X74 | 4015080808183 |  | 292 | ICD | 1
83191 | T3-5-8346/EA/SVB-SW | 83191 | MAIN SWITCHES EA/SVB (UK) | 55 | cerere oferta | S | 1 | 0 | 1 | 0.322 | KG | 150X65X74 | 4015080831914 |  | 292 | ICD | 1
59463 | T3-5-8346/EZ | 59463 | ON-OFF-SWITCHES EZ (UK) | 55 | cerere oferta | S | 1 | 0 | 1 | 0.32 | KG | 147X61X54 | 4015080594635 |  | 292 | ICD | 1
85564 | T3-5-8346/V/SVB | 85564 | MAIN SWITCHES V/SVB (UK) | 55 | cerere oferta | S | 1 | 0 | 1 | 0.343 | KG | 167X65X74 | 4015080855644 |  | 292 | ICD | 1
87937 | T3-5-8346/V/SVB-SW | 87937 | MAIN SWITCHES V/SVB (UK) | 55 | cerere oferta | S | 1 | 0 | 1 | 0.373 | KG | 167X65X74 | 4015080879374 |  | 292 | ICD | 1
20714 | T3-5-8346/XZ | 20714 | ON-OFF-SWITCHES Z(/AW) (UK) | 55 | cerere oferta | S | 1 | 0 | 1 | 0.29 | KG | 97X61X54 | 4015080207146 |  | 292 | ICD | 1
64209 | T3-5-8346/Z | 64209 | ON-OFF-SWITCHES Z(/AW) (UK) | 55 | cerere oferta | S | 1 | 0 | 1 | 0.29 | KG | 167X61X54 | 4015080642091 |  | 292 | ICD | 1
83194 | T3-5-8361/E | 83194 | ON-OFF-SWITCHES E (UK) | 55 | cerere oferta | S | 1 | 0 | 1 | 0.292 | KG | 125X61X54 | 4015080831945 |  | 292 | ICD | 1
20716 | T3-5-8361/XZ | 20716 | ON-OFF-SWITCHES Z(/AW) (UK) | 55 | cerere oferta | S | 1 | 0 | 1 | 0.29 | KG | 97X61X54 | 4015080207160 |  | 292 | ICD | 1
85567 | T3-5-8361/Z | 85567 | ON-OFF-SWITCHES Z(/AW) (UK) | 55 | cerere oferta | S | 1 | 0 | 1 | 0.29 | KG | 167X61X54 | 4015080855675 |  | 292 | ICD | 1
66584 | T3-5-8369/E | 66584 | ON-OFF-SWITCHES E (UK) | 55 | cerere oferta | S | 1 | 0 | 1 | 0.292 | KG | 125X61X54 | 4015080665847 |  | 292 | ICD | 1
207536 | T3-5-8369/I2 | 207536 | I/... ON-OFF switch | 55 | cerere oferta | S | 1 | 0 | 1 | 0.634 | KG | 181X100X180 | 4015082075361 |  | 292 | ICD | 1
68957 | T3-5-8369/Z | 68957 | ON-OFF-SWITCHES Z(/AW) (UK) | 55 | cerere oferta | S | 1 | 0 | 1 | 0.29 | KG | 167X61X54 | 4015080689577 |  | 292 | ICD | 1
20722 | T3-5-8444/E | 20722 | ON-OFF-SWITCHES E (UK) | 55 | cerere oferta | S | 1 | 0 | 1 | 0.292 | KG | 125X61X54 | 4015080207221 |  | 292 | ICD | 1
49998 | T3-5-8453/E | 49998 | ON-OFF-SWITCHES E (UK) | 55 | cerere oferta | S | 1 | 0 | 1 | 0.292 | KG | 125X61X54 | 4015080499985 |  | 292 | ICD | 1
52371 | T3-5-8453/Z | 52371 | ON-OFF-SWITCHES Z(/AW) (UK) | 55 | cerere oferta | S | 1 | 0 | 1 | 0.29 | KG | 167X61X54 | 4015080523710 |  | 292 | ICD | 1
20731 | T3-5-8531/E | 20731 | ON-OFF-SWITCHES E (UK) | 55 | cerere oferta | S | 1 | 0 | 1 | 0.292 | KG | 125X61X54 | 4015080207313 |  | 292 | ICD | 1
20734 | T3-5-8531/Z | 20734 | ON-OFF-SWITCHES Z(/AW) (UK) | 55 | cerere oferta | S | 1 | 0 | 1 | 0.29 | KG | 167X61X54 | 4015080207344 |  | 292 | ICD | 1
4204 | T3-5-89/E | 4204 | ON-OFF-SWITCHES E (UK) | 55 | cerere oferta | S | 1 | 0 | 1 | 0.292 | KG | 125X61X54 | 4015080042044 |  | 292 | ICD | 1
4208 | T3-5-89/Z | 4208 | ON-OFF-SWITCHES Z(/AW) (UK) | 55 | cerere oferta | S | 1 | 0 | 1 | 0.29 | KG | 167X61X54 | 4015080042082 |  | 292 | ICD | 1
907854 | T3-5-SOND*/E | 907854 | ROTARY SWIT. T-SOND/E,32A | 55 | cerere oferta | N | 1 | 0 | 1 | 0.292 | KG | 125X61X54 | 1002051 |  | 292 | ICD | 1
907865 | T3-5-SOND*/EA/SVB | 907865 | ROTARY SWIT. T-SOND/EA/SVB,32A | 55 | cerere oferta | N | 1 | 0 | 1 | 0.322 | KG | 150X65X74 | 1002041 |  | 292 | ICD | 1
908084 | T3-5-SOND*/EA/SVB-SW | 908084 | ROTARY SWIT. T-SOND/EA/SVB,32A | 55 | cerere oferta | N | 1 | 0 | 1 | 0.668 | KG | 150X65X74 | 1001874 |  | 292 | ICD | 1
907876 | T3-5-SOND*/EZ | 907876 | ROTARY SWIT. T-SOND/EZ,32A | 55 | cerere oferta | N | 1 | 0 | 1 | 0.29 | KG | 147X61X54 | 1002035 |  | 292 | ICD | 1
207504 | T3-5-SOND*/I2 | 207504 | T-SOND/I rotary switch, 32 A | 55 | cerere oferta | N | 1 | 0 | 1 | 0.634 | KG | 181X100X180 | 1002478 |  | 292 | ICD | 1
207506 | T3-5-SOND*/I2/SVB | 207506 | T-SOND/I rotary switch, 32 A | 55 | cerere oferta | N | 1 | 0 | 1 | 0.668 | KG | 181X100X180 | 1002477 |  | 292 | ICD | 1
207507 | T3-5-SOND*/I2/SVB-SW | 207507 | T-SOND/I rotary switch, 32 A | 55 | cerere oferta | N | 1 | 0 | 1 | 0.668 | KG | 181X100X180 | 1002476 |  | 292 | ICD | 1
907895 | T3-5-SOND*/V/SVB | 907895 | ROTARY SWIT. T-SOND/V/SVB,32A | 55 | cerere oferta | N | 1 | 0 | 1 | 0.343 | KG | 167X65X74 | 1002024 |  | 292 | ICD | 1
908095 | T3-5-SOND*/V/SVB-SW | 908095 | ROTARY SWIT. T-SOND/V/SVB,32A | 55 | cerere oferta | N | 1 | 0 | 1 | 0.373 | KG | 167X65X74 | 1001868 |  | 292 | ICD | 1
907906 | T3-5-SOND*/XZ | 907906 | ROTARY SWIT. T-SOND/Z(/AW),32A | 55 | cerere oferta | N | 1 | 0 | 1 | 0.29 | KG | 97X61X54 | 1004110 |  | 292 | ICD | 1
907917 | T3-5-SOND*/Z | 907917 | ROTARY SWIT. T-SOND/Z(/AW),32A | 55 | cerere oferta | N | 1 | 0 | 1 | 0.29 | KG | 167X61X54 | 1002007 |  | 292 | ICD | 1
4209 | T3-6-103/E | 4209 | SPEED SWITCH TAPPED WINDINGS | 55 | cerere oferta | S | 1 | 0 | 1 | 0.332 | KG | 137X61X54 | 4015080042099 |  | 292 | ICD | 1
4213 | T3-6-103/Z | 4213 | ON-OFF-SWITCHES Z(/AW) (UK) | 55 | cerere oferta | S | 1 | 0 | 1 | 0.366 | KG | 179X61X54 | 4015080042136 |  | 292 | ICD | 1
4214 | T3-6-104/E | 4214 | ON-OFF-SWITCHES E (UK) | 55 | cerere oferta | S | 1 | 0 | 1 | 0.332 | KG | 137X61X54 | 4015080042143 |  | 292 | ICD | 1
4218 | T3-6-104/Z | 4218 | ON-OFF-SWITCHES Z(/AW) (UK) | 55 | cerere oferta | S | 1 | 0 | 1 | 0.366 | KG | 179X61X54 | 4015080042181 |  | 292 | ICD | 1
4225 | T3-6-13/E-RT | 4225 | ON-OFF-SWITCHES E (UK) | 55 | cerere oferta | S | 1 | 0 | 1 | 0.332 | KG | 137X61X54 | 4015080042259 |  | 292 | ICD | 1
4275 | T3-6-15145/Z | 4275 | ON-OFF-SWITCHES Z(/AW) (UK) | 55 | cerere oferta | S | 1 | 0 | 1 | 0.366 | KG | 179X61X54 | 4015080042754 |  | 292 | ICD | 1
4280 | T3-6-15168/E | 4280 | ON-OFF-SWITCHES E (UK) | 55 | cerere oferta | S | 1 | 0 | 1 | 0.332 | KG | 137X61X54 | 4015080042808 |  | 292 | ICD | 1
3227 | T3-6-15168/EA/SVB-SW | 3227 | MAIN SWITCHES EA/SVB (UK) | 55 | cerere oferta | S | 1 | 0 | 1 | 0.362 | KG | 162X65X74 | 4015080032274 |  | 292 | ICD | 1
3229 | T3-6-15168/V/SVB | 3229 | ON-OFF SWITCH | 55 | cerere oferta | S | 1 | 0 | 1 | 0.383 | KG | 179X65X74 | 4015080032298 |  | 292 | ICD | 1
3230 | T3-6-15168/V/SVB-SW | 3230 | MAIN SWITCHES V/SVB (UK) | 55 | cerere oferta | S | 1 | 0 | 1 | 0.383 | KG | 179X65X74 | 4015080032304 |  | 292 | ICD | 1
4284 | T3-6-15168/Z | 4284 | ON-OFF-SWITCHES Z(/AW) (UK) | 55 | cerere oferta | S | 1 | 0 | 1 | 0.366 | KG | 179X61X54 | 4015080042846 |  | 292 | ICD | 1
4321 | T3-6-15253/E | 4321 | ON-OFF-SWITCHES E (UK) | 55 | cerere oferta | S | 1 | 0 | 1 | 0.332 | KG | 137X61X54 | 4015080043218 |  | 292 | ICD | 1
4322 | T3-6-15253/EZ | 4322 | ON-OFF-SWITCHES EZ (UK) | 55 | cerere oferta | S | 1 | 0 | 1 | 0.37 | KG | 159X61X54 | 4015080043225 |  | 292 | ICD | 1
4325 | T3-6-154/E | 4325 | ON-OFF-SWITCHES E (UK) | 55 | cerere oferta | S | 1 | 0 | 1 | 0.332 | KG | 137X61X54 | 4015080043256 |  | 292 | ICD | 1
4335 | T3-6-158/E | 4335 | ON-OFF-SWITCHES E (UK) | 55 | cerere oferta | S | 1 | 0 | 1 | 0.332 | KG | 137X61X54 | 4015080043355 |  | 292 | ICD | 1
4339 | T3-6-158/Z | 4339 | ON-OFF-SWITCHES Z(/AW) (UK) | 55 | cerere oferta | S | 1 | 0 | 1 | 0.366 | KG | 179X61X54 | 4015080043393 |  | 292 | ICD | 1
54744 | T3-6-15866/E | 54744 | SPEED SWITCH TAPPED WINDINGS | 55 | cerere oferta | S | 1 | 0 | 1 | 0.332 | KG | 137X61X54 | 4015080547440 |  | 292 | ICD | 1
964 | T3-6-15866/EZ | 964 | ON-OFF-SWITCHES EZ (UK) | 55 | cerere oferta | S | 1 | 0 | 1 | 0.37 | KG | 159X61X54 | 4015080009641 |  | 292 | ICD | 1
57117 | T3-6-15866/Z | 57117 | ON-OFF-SWITCHES Z(/AW) (UK) | 55 | cerere oferta | S | 1 | 0 | 1 | 0.366 | KG | 179X61X54 | 4015080571179 |  | 292 | ICD | 1
23895 | T3-6-15877/E | 23895 | STAR-DELTA SWITCH | 55 | cerere oferta | S | 1 | 0 | 1 | 0.332 | KG | 137X61X54 | 4015080238959 |  | 292 | ICD | 1
4342 | T3-6-15893/E | 4342 | ON-OFF-SWITCHES E (UK) | 55 | cerere oferta | S | 1 | 0 | 1 | 0.332 | KG | 137X61X54 | 4015080043423 |  | 292 | ICD | 1
4345 | T3-6-15893/Z | 4345 | ON-OFF-SWITCHES Z(/AW) (UK) | 55 | cerere oferta | S | 1 | 0 | 1 | 0.366 | KG | 179X61X54 | 4015080043454 |  | 292 | ICD | 1
4350 | T3-6-15898/E | 4350 | ON-OFF-SWITCHES E (UK) | 55 | cerere oferta | S | 1 | 0 | 1 | 0.332 | KG | 137X61X54 | 4015080043508 |  | 292 | ICD | 1
4353 | T3-6-15898/Z | 4353 | ON-OFF-SWITCHES Z(/AW) (UK) | 55 | cerere oferta | S | 1 | 0 | 1 | 0.366 | KG | 179X61X54 | 4015080043539 |  | 292 | ICD | 1
226315 | T3-6-65646-SCM/EZ-P1/OFS+9MM+BZ2,9 | 226315 | Rotary switch T-SOND/EZ,32A | 55 | cerere oferta | S | 1 | 0 | 1 | 0.367 | KG | 159X61X54 | 4015082263157 |  | 292 | ICD | 1
4373 | T3-6-66/E | 4373 | SPEED SWITCH TAPPED WINDINGS | 55 | cerere oferta | S | 1 | 0 | 1 | 0.332 | KG | 137X61X54 | 4015080043737 |  | 292 | ICD | 1
4407 | T3-6-8155/XZ | 4407 | ON-OFF-SWITCHES Z(/AW) (UK) | 55 | cerere oferta | S | 1 | 0 | 1 | 0.33 | KG | 109X61X54 | 4015080044079 |  | 292 | ICD | 1
28643 | T3-6-8271/E | 28643 | STEP SWITCH | 55 | cerere oferta | S | 1 | 0 | 1 | 0.332 | KG | 137X61X54 | 4015080286431 |  | 292 | ICD | 1
66610 | T3-6-8282/E | 66610 | ON-OFF-SWITCHES E (UK) | 55 | cerere oferta | S | 1 | 0 | 1 | 0.332 | KG | 137X61X54 | 4015080666103 |  | 292 | ICD | 1
4436 | T3-6-8347/V/SVB | 4436 | MAIN SWITCHES V/SVB (UK) | 55 | cerere oferta | S | 1 | 0 | 1 | 0.383 | KG | 179X65X74 | 4015080044369 |  | 292 | ICD | 1
68955 | T3-6-8348/E | 68955 | ON-OFF-SWITCHES E (UK) | 55 | cerere oferta | S | 1 | 0 | 1 | 0.332 | KG | 137X61X54 | 4015080689553 |  | 292 | ICD | 1
90310 | T3-6-8348/EA/SVB | 90310 | MAIN SWITCHES EA/SVB (UK) | 55 | cerere oferta | S | 1 | 0 | 1 | 0.362 | KG | 162X65X74 | 4015080903109 |  | 292 | ICD | 1
92683 | T3-6-8348/EA/SVB-SW | 92683 | MAIN SWITCHES EA/SVB (UK) | 55 | cerere oferta | S | 1 | 0 | 1 | 0.362 | KG | 162X65X74 | 4015080926832 |  | 292 | ICD | 1
95056 | T3-6-8348/V/SVB | 95056 | MAIN SWITCHES V/SVB (UK) | 55 | cerere oferta | S | 1 | 0 | 1 | 0.383 | KG | 179X65X74 | 4015080950561 |  | 292 | ICD | 1
97429 | T3-6-8348/V/SVB-SW | 97429 | MAIN SWITCHES V/SVB (UK) | 55 | cerere oferta | S | 1 | 0 | 1 | 0.383 | KG | 179X65X74 | 4015080974291 |  | 292 | ICD | 1
4440 | T3-6-8348/XZ | 4440 | ON-OFF-SWITCHES Z(/AW) (UK) | 55 | cerere oferta | S | 1 | 0 | 1 | 0.363 | KG | 109X61X54 | 4015080044406 |  | 292 | ICD | 1
76074 | T3-6-8348/Z | 76074 | ON-OFF-SWITCHES Z(/AW) (UK) | 55 | cerere oferta | S | 1 | 0 | 1 | 0.366 | KG | 179X61X54 | 4015080760740 |  | 292 | ICD | 1
90313 | T3-6-8362/E | 90313 | ON-OFF-SWITCHES E (UK) | 55 | cerere oferta | S | 1 | 0 | 1 | 0.332 | KG | 137X61X54 | 4015080903130 |  | 292 | ICD | 1
92686 | T3-6-8362/Z | 92686 | ON-OFF-SWITCHES Z(/AW) (UK) | 55 | cerere oferta | S | 1 | 0 | 1 | 0.366 | KG | 179X61X54 | 4015080926863 |  | 292 | ICD | 1
73703 | T3-6-8370/E | 73703 | 2 WAY SWITCH | 55 | cerere oferta | S | 1 | 0 | 1 | 0.332 | KG | 137X61X54 | 4015080737032 |  | 292 | ICD | 1
4506 | T3-6-8370/EZ | 4506 | ON-OFF-SWITCHES EZ (UK) | 55 | cerere oferta | S | 1 | 0 | 1 | 0.37 | KG | 159X61X54 | 4015080045069 |  | 292 | ICD | 1
78449 | T3-6-8370/Z | 78449 | 2 WAY SWITCH | 55 | cerere oferta | S | 1 | 0 | 1 | 0.366 | KG | 179X61X54 | 4015080784494 |  | 292 | ICD | 1
4448 | T3-6-8449/E | 4448 | ON-OFF-SWITCHES E (UK) | 55 | cerere oferta | S | 1 | 0 | 1 | 0.332 | KG | 137X61X54 | 4015080044482 |  | 292 | ICD | 1
4451 | T3-6-8449/Z | 4451 | ON-OFF-SWITCHES Z(/AW) (UK) | 55 | cerere oferta | S | 1 | 0 | 1 | 0.366 | KG | 179X61X54 | 4015080044512 |  | 292 | ICD | 1
4453 | T3-6-8455/EZ | 4453 | ON-OFF-SWITCHES EZ (UK) | 55 | cerere oferta | S | 1 | 0 | 1 | 0.37 | KG | 159X61X54 | 4015080044536 |  | 292 | ICD | 1
4460 | T3-6-8459/E | 4460 | ON-OFF-SWITCHES E (UK) | 55 | cerere oferta | S | 1 | 0 | 1 | 0.332 | KG | 137X61X54 | 4015080044604 |  | 292 | ICD | 1
4652 | T3-6-8615/XZ | 4652 | ON-OFF-SWITCHES Z(/AW) (UK) | 55 | cerere oferta | S | 1 | 0 | 1 | 0.33 | KG | 109X61X54 | 4015080046523 |  | 292 | ICD | 1
4656 | T3-6-8617/XZ | 4656 | ON-OFF-SWITCHES Z(/AW) (UK) | 55 | cerere oferta | S | 1 | 0 | 1 | 0.33 | KG | 109X61X54 | 4015080046561 |  | 292 | ICD | 1
907855 | T3-6-SOND*/E | 907855 | ROTARY SWIT. T-SOND/E,32A | 55 | cerere oferta | N | 1 | 0 | 1 | 0.332 | KG | 137X61X54 | 1001751 |  | 292 | ICD | 1
907866 | T3-6-SOND*/EA/SVB | 907866 | ROTARY SWIT. T-SOND/EA/SVB,32A | 55 | cerere oferta | N | 1 | 0 | 1 | 0.362 | KG | 162X65X74 | 1002040 |  | 292 | ICD | 1
908085 | T3-6-SOND*/EA/SVB-SW | 908085 | ROTARY SWIT. T-SOND/EA/SVB,32A | 55 | cerere oferta | N | 1 | 0 | 1 | 0.362 | KG | 162X65X74 | 1001873 |  | 292 | ICD | 1
907877 | T3-6-SOND*/EZ | 907877 | ROTARY SWIT. T-SOND/EZ,32A | 55 | cerere oferta | N | 1 | 0 | 1 | 0.37 | KG | 159X61X54 | 1002034 |  | 292 | ICD | 1
907896 | T3-6-SOND*/V/SVB | 907896 | ROTARY SWIT. T-SOND/V/SVB,32A | 55 | cerere oferta | N | 1 | 0 | 1 | 0.383 | KG | 179X65X74 | 1002023 |  | 292 | ICD | 1
908096 | T3-6-SOND*/V/SVB-SW | 908096 | ROTARY SWIT. T-SOND/V/SVB,32A | 55 | cerere oferta | N | 1 | 0 | 1 | 0.383 | KG | 179X65X74 | 1001867 |  | 292 | ICD | 1
907907 | T3-6-SOND*/XZ | 907907 | ROTARY SWIT. T-SOND/Z(/AW),32A | 55 | cerere oferta | N | 1 | 0 | 1 | 0.33 | KG | 109X61X54 | 1004109 |  | 292 | ICD | 1
907918 | T3-6-SOND*/Z | 907918 | ROTARY SWIT. T-SOND/Z(/AW),32A | 55 | cerere oferta | N | 1 | 0 | 1 | 0.33 | KG | 179X61X54 | 1002006 |  | 292 | ICD | 1
5299 | T3-7-161/EZ | 5299 | ON-OFF-SWITCHES EZ (UK) | 55 | cerere oferta | S | 1 | 0 | 1 | 0.372 | KG | 170X61X54 | 4015080052999 |  | 292 | ICD | 1
5504 | T3-7-187/XZ | 5504 | ON-OFF-SWITCHES Z(/AW) (UK) | 55 | cerere oferta | S | 1 | 0 | 1 | 0.372 | KG | 120X61X54 | 4015080055044 |  | 292 | ICD | 1
5511 | T3-7-189/E | 5511 | ON-OFF-SWITCHES E (UK) | 55 | cerere oferta | S | 1 | 0 | 1 | 0.372 | KG | 148X61X54 | 4015080055112 |  | 292 | ICD | 1
226318 | T3-7-64673-SCM/EZ-P1/OFS+9MM+BZ2,9 | 226318 | Rotary switch T-SOND/EZ,32A | 55 | cerere oferta | S | 1 | 0 | 1 | 0.426 | KG | 170X61X54 | 4015082263188 |  | 292 | ICD | 1
5530 | T3-7-67/Z | 5530 | ON-OFF-SWITCHES Z(/AW) (UK) | 55 | cerere oferta | S | 1 | 0 | 1 | 0.406 | KG | 190X61X54 | 4015080055303 |  | 292 | ICD | 1
5531 | T3-7-68/E | 5531 | ON-OFF-SWITCHES E (UK) | 55 | cerere oferta | S | 1 | 0 | 1 | 0.372 | KG | 148X61X54 | 4015080055310 |  | 292 | ICD | 1
5536 | T3-7-69/E | 5536 | SPEED SWITCH TAPPED WINDINGS | 55 | cerere oferta | S | 1 | 0 | 1 | 0.372 | KG | 148X61X54 | 4015080055365 |  | 292 | ICD | 1
5561 | T3-7-8349/E | 5561 | ON-OFF-SWITCHES E (UK) | 55 | cerere oferta | S | 1 | 0 | 1 | 0.372 | KG | 148X61X54 | 4015080055617 |  | 292 | ICD | 1
5573 | T3-7-8363/E | 5573 | ON-OFF-SWITCHES E (UK) | 55 | cerere oferta | S | 1 | 0 | 1 | 0.372 | KG | 148X61X54 | 4015080055730 |  | 292 | ICD | 1
5574 | T3-7-8363/EZ | 5574 | ON-OFF-SWITCHES EZ (UK) | 55 | cerere oferta | S | 1 | 0 | 1 | 0.372 | KG | 170X61X54 | 4015080055747 |  | 292 | ICD | 1
5580 | T3-7-8371/Z | 5580 | ON-OFF-SWITCHES Z(/AW) (UK) | 55 | cerere oferta | S | 1 | 0 | 1 | 0.406 | KG | 90X61X54 | 4015080055808 |  | 292 | ICD | 1
5589 | T3-7-8606/E | 5589 | ON-OFF-SWITCHES E (UK) | 55 | cerere oferta | S | 1 | 0 | 1 | 0.372 | KG | 148X61X54 | 4015080055891 |  | 292 | ICD | 1
907856 | T3-7-SOND*/E | 907856 | ROTARY SWIT. T-SOND/E,32A | 55 | cerere oferta | N | 1 | 0 | 1 | 0.372 | KG | 148X61X54 | 1002050 |  | 292 | ICD | 1
907878 | T3-7-SOND*/EZ | 907878 | ROTARY SWIT. T-SOND/EZ,32A | 55 | cerere oferta | N | 1 | 0 | 1 | 0.372 | KG | 170X61X54 | 1002033 |  | 292 | ICD | 1
907908 | T3-7-SOND*/XZ | 907908 | ROTARY SWIT. T-SOND/Z(/AW),32A | 55 | cerere oferta | N | 1 | 0 | 1 | 0.372 | KG | 120X61X54 | 1004108 |  | 292 | ICD | 1
907919 | T3-7-SOND*/Z | 907919 | ROTARY SWIT. T-SOND/Z(/AW),32A | 55 | cerere oferta | N | 1 | 0 | 1 | 0.406 | KG | 190X61X54 | 1002005 |  | 292 | ICD | 1
5614 | T3-8-137/EZ | 5614 | ON-OFF-SWITCHES EZ (UK) | 55 | cerere oferta | S | 1 | 0 | 1 | 0.412 | KG | 182X61X54 | 4015080056140 |  | 292 | ICD | 1
5646 | T3-8-15146/E | 5646 | ON-OFF-SWITCHES E (UK) | 55 | cerere oferta | S | 1 | 0 | 1 | 0.412 | KG | 160X61X54 | 4015080056461 |  | 292 | ICD | 1
5650 | T3-8-15152/E | 5650 | ON-OFF-SWITCHES E (UK) | 55 | cerere oferta | S | 1 | 0 | 1 | 0.412 | KG | 160X61X54 | 4015080056508 |  | 292 | ICD | 1
5651 | T3-8-15152/EZ | 5651 | ON-OFF-SWITCHES EZ (UK) | 55 | cerere oferta | S | 1 | 0 | 1 | 0.412 | KG | 182X61X54 | 4015080056515 |  | 292 | ICD | 1
35762 | T3-8-8272/Z | 35762 | ON-OFF-SWITCHES Z(/AW) (UK) | 55 | cerere oferta | S | 1 | 0 | 1 | 0.446 | KG | 202X61X54 | 4015080357629 |  | 292 | ICD | 1
80820 | T3-8-8352/E | 80820 | ON-OFF-SWITCHES E (UK) | 55 | cerere oferta | S | 1 | 0 | 1 | 0.412 | KG | 160X61X54 | 4015080808206 |  | 292 | ICD | 1
97432 | T3-8-8364/E | 97432 | ON-OFF-SWITCHES E (UK) | 55 | cerere oferta | S | 1 | 0 | 1 | 0.412 | KG | 160X61X54 | 4015080974321 |  | 292 | ICD | 1
99805 | T3-8-8364/Z | 99805 | ON-OFF-SWITCHES Z(/AW) (UK) | 55 | cerere oferta | S | 1 | 0 | 1 | 0.446 | KG | 202X61X54 | 4015080998051 |  | 292 | ICD | 1
80822 | T3-8-8372/E | 80822 | ON-OFF-SWITCHES E (UK) | 55 | cerere oferta | S | 1 | 0 | 1 | 0.412 | KG | 160X61X54 | 4015080808220 |  | 292 | ICD | 1
4508 | T3-8-8372/EZ | 4508 | ON-OFF-SWITCHES EZ (UK) | 55 | cerere oferta | S | 1 | 0 | 1 | 0.412 | KG | 182X61X54 | 4015080045083 |  | 292 | ICD | 1
83195 | T3-8-8372/Z | 83195 | ON-OFF-SWITCHES Z(/AW) (UK) | 55 | cerere oferta | S | 1 | 0 | 1 | 0.446 | KG | 202X61X54 | 4015080831952 |  | 292 | ICD | 1
5690 | T3-8-8446/E | 5690 | ON-OFF-SWITCHES E (UK) | 55 | cerere oferta | S | 1 | 0 | 1 | 0.412 | KG | 160X61X54 | 4015080056904 |  | 292 | ICD | 1
5694 | T3-8-8454/E | 5694 | ON-OFF-SWITCHES E (UK) | 55 | cerere oferta | S | 1 | 0 | 1 | 0.412 | KG | 160X61X54 | 4015080056942 |  | 292 | ICD | 1
5698 | T3-8-8456/E | 5698 | ON-OFF-SWITCHES E (UK) | 55 | cerere oferta | S | 1 | 0 | 1 | 0.412 | KG | 160X61X54 | 4015080056980 |  | 292 | ICD | 1
907857 | T3-8-SOND*/E | 907857 | ROTARY SWIT. T-SOND/E,32A | 55 | cerere oferta | N | 1 | 0 | 1 | 0.412 | KG | 160X61X54 | 1002049 |  | 292 | ICD | 1
907879 | T3-8-SOND*/EZ | 907879 | ROTARY SWIT. T-SOND/EZ,32A | 55 | cerere oferta | N | 1 | 0 | 1 | 0.412 | KG | 182X61X54 | 1002032 |  | 292 | ICD | 1
907909 | T3-8-SOND*/XZ | 907909 | ROTARY SWIT. T-SOND/Z(/AW),32A | 55 | cerere oferta | N | 1 | 0 | 1 | 0.412 | KG | 132X61X54 | 1004107 |  | 292 | ICD | 1
907920 | T3-8-SOND*/Z | 907920 | ROTARY SWIT. T-SOND/Z(/AW),32A | 55 | cerere oferta | N | 1 | 0 | 1 | 0.446 | KG | 202X61X54 | 1002004 |  | 292 | ICD | 1
5828 | T3-9-15153/E | 5828 | ON-OFF-SWITCHES E (UK) | 55 | cerere oferta | S | 1 | 0 | 1 | 0.486 | KG | 171X61X54 | 4015080058281 |  | 292 | ICD | 1
5836 | T3-9-15238/E | 5836 | ON-OFF-SWITCHES E (UK) | 55 | cerere oferta | S | 1 | 0 | 1 | 0.486 | KG | 171X61X54 | 4015080058366 |  | 292 | ICD | 1
5870 | T3-9-8284/E | 5870 | ON-OFF-SWITCHES E (UK) | 55 | cerere oferta | S | 1 | 0 | 1 | 0.486 | KG | 171X61X54 | 4015080058700 |  | 292 | ICD | 1
5880 | T3-9-8354/E | 5880 | ON-OFF-SWITCHES E (UK) | 55 | cerere oferta | S | 1 | 0 | 1 | 0.486 | KG | 171X61X54 | 4015080058809 |  | 292 | ICD | 1
907858 | T3-9-SOND*/E | 907858 | ROTARY SWIT. T-SOND/E,32A | 55 | cerere oferta | N | 1 | 0 | 1 | 0.486 | KG | 171X61X54 | 1002048 |  | 292 | ICD | 1
907880 | T3-9-SOND*/EZ | 907880 | ROTARY SWIT. T-SOND/EZ,32A | 55 | cerere oferta | N | 1 | 0 | 1 | 0.452 | KG | 193X61X54 | 1002031 |  | 292 | ICD | 1
907910 | T3-9-SOND*/XZ | 907910 | ROTARY SWIT. T-SOND/Z(/AW),32A | 55 | cerere oferta | N | 1 | 0 | 1 | 0.452 | KG | 143X61X54 | 1004106 |  | 292 | ICD | 1
907921 | T3-9-SOND*/Z | 907921 | ROTARY SWIT. T-SOND/Z(/AW),32A | 55 | cerere oferta | N | 1 | 0 | 1 | 0.486 | KG | 213X61X54 | 1002003 |  | 292 | ICD | 1
178921 | T3-KLV | 178921 | T3-KLV | 84 | cerere oferta | S | 1 | 0 | 1 | 1.55 | KG | 0 001X0 001X0 001 | 4015081742387 |  | 272 | PDC | 1
178922 | T4-KLV | 178922 | T4-KLV | 84 | cerere oferta | S | 1 | 0 | 1 | 1.65 | KG | 0 001X0 001X0 001 | 4015081742394 |  | 272 | PDC | 1
97097 | T5-10-8356/Z | 97097 | ON-OFF-SWITCHES Z(/AW) (UK) | 55 | cerere oferta | S | 1 | 0 | 1 | 1.567 | KG | 281X88X88 | 4015080970972 |  | 292 | ICD | 1
907987 | T5-10-SOND*/E | 907987 | ROTARY SWIT. T-SOND/E,100A | 55 | cerere oferta | N | 1 | 0 | 1 | 1.535 | KG | 240X88X88 | 1001945 |  | 292 | ICD | 1
908020 | T5-10-SOND*/X | 908020 | ROT. SWIT. T-SOND/Z(/AW),100A | 55 | cerere oferta | N | 1 | 0 | 1 | 1.474 | KG | 229X85X85 | 1004084 |  | 292 | ICD | 1
908030 | T5-10-SOND*/Z | 908030 | ROT. SWIT. T-SOND/Z(/AW),100A | 55 | cerere oferta | N | 1 | 0 | 1 | 1.567 | KG | 281X88X88 | 1001910 |  | 292 | ICD | 1
98810 | T5-1-102/E | 98810 | ON-OFF-SWITCHES E (UK) | 55 | cerere oferta | S | 1 | 0 | 1 | 0.329 | KG | 91X88X88 | 4015080988106 |  | 292 | ICD | 1
98808 | T5-1-102/EA/SVB | 98808 | MAIN SWITCHES EA/SVB (UK) | 55 | cerere oferta | S | 1 | 0 | 1 | 0.47 | KG | 123X88X88 | 4015080988083 |  | 292 | ICD | 1
98807 | T5-1-102/EA/SVB-SW | 98807 | MAIN SWITCHES EA/SVB (UK) | 55 | cerere oferta | S | 1 | 0 | 1 | 0.467 | KG | 123X88X88 | 4015080988076 |  | 292 | ICD | 1
98809 | T5-1-102/E-RT | 98809 | ON-OFF-SWITCHES E (UK) | 55 | cerere oferta | S | 1 | 0 | 1 | 0.329 | KG | 91X88X88 | 4015080988090 |  | 292 | ICD | 1
207262 | T5-1-102/I5 | 207262 | I(G) ON-OFF switch | 55 | cerere oferta | S | 1 | 0 | 1 | 1.692 | KG | 280X200X162 | 4015082072629 |  | 292 | ICD | 1
207273 | T5-1-102/I5/SVB | 207273 | I(G)/SVB main switch | 55 | cerere oferta | S | 1 | 0 | 1 | 1.642 | KG | 280X200X162 | 4015082072735 |  | 292 | ICD | 1
207274 | T5-1-102/I5/SVB-SW | 207274 | I(G)/SVB main switch | 55 | cerere oferta | S | 1 | 0 | 1 | 1.642 | KG | 280X200X162 | 4015082072742 |  | 292 | ICD | 1
98806 | T5-1-102/V/SVB | 98806 | MAIN SWITCHES V/SVB (UK) | 55 | cerere oferta | S | 1 | 0 | 1 | 0.49 | KG | 138X88X88 | 4015080988069 |  | 292 | ICD | 1
98803 | T5-1-102/Z | 98803 | ON-OFF-SWITCHES Z(/AW) (UK) | 55 | cerere oferta | S | 1 | 0 | 1 | 0.353 | KG | 132X88X88 | 4015080988038 |  | 292 | ICD | 1
97226 | T5-1-8200/E | 97226 | ON-OFF-SWITCHES E (UK) | 55 | cerere oferta | S | 1 | 0 | 1 | 0.329 | KG | 91X88X88 | 4015080972266 |  | 292 | ICD | 1
97224 | T5-1-8200/EA/SVB | 97224 | MAIN SWITCHES EA/SVB (UK) | 55 | cerere oferta | S | 1 | 0 | 1 | 0.47 | KG | 123X88X88 | 4015080972242 |  | 292 | ICD | 1
97223 | T5-1-8200/EA/SVB-SW | 97223 | MAIN SWITCHES EA/SVB (UK) | 55 | cerere oferta | S | 1 | 0 | 1 | 0.47 | KG | 123X88X88 | 4015080972235 |  | 292 | ICD | 1
97225 | T5-1-8200/E-RT | 97225 | ON-OFF-SWITCHES E (UK) | 55 | cerere oferta | S | 1 | 0 | 1 | 0.329 | KG | 91X88X88 | 4015080972259 |  | 292 | ICD | 1
207275 | T5-1-8200/I5/SVB | 207275 | I(G)/SVB main switch | 55 | cerere oferta | S | 1 | 0 | 1 | 1.642 | KG | 280X200X169 | 4015082072759 |  | 292 | ICD | 1
97222 | T5-1-8200/V/SVB | 97222 | MAIN SWITCHES V/SVB (UK) | 55 | cerere oferta | S | 1 | 0 | 1 | 0.49 | KG | 138X88X88 | 4015080972228 |  | 292 | ICD | 1
97207 | T5-1-8210/Z | 97207 | ON-OFF-SWITCHES Z(/AW) (UK) | 55 | cerere oferta | S | 1 | 0 | 1 | 0.353 | KG | 132X88X88 | 4015080972075 |  | 292 | ICD | 1
907978 | T5-1-SOND*/E | 907978 | ROTARY SWIT. T-SOND/E,100A | 55 | cerere oferta | N | 1 | 0 | 1 | 0.329 | KG | 91X88X88 | 1001954 |  | 292 | ICD | 1
908031 | T5-1-SOND*/EA/SVB | 908031 | ROT. SWIT. T-SOND/EA/SVB,100A | 55 | cerere oferta | N | 1 | 0 | 1 | 0.47 | KG | 123X88X88 | 1001909 |  | 292 | ICD | 1
908126 | T5-1-SOND*/EA/SVB-SW | 908126 | ROT. SWIT. T-SOND/EA/SVB,100A | 55 | cerere oferta | N | 1 | 0 | 1 | 0.47 | KG | 123X88X88 | 1001850 |  | 292 | ICD | 1
207524 | T5-1-SOND*/I5 | 207524 | T-SOND/I rotary switch, 100 A | 55 | cerere oferta | N | 1 | 0 | 1 | 1.692 | KG | 280X200X162 | 1002463 |  | 292 | ICD | 1
207525 | T5-1-SOND*/I5/SVB | 207525 | T-SOND/I rotary switch, 100 A | 55 | cerere oferta | N | 1 | 0 | 1 | 1.642 | KG | 280X200X169 | 1002462 |  | 292 | ICD | 1
207526 | T5-1-SOND*/I5/SVB-SW | 207526 | T-SOND/I rotary switch, 100 A | 55 | cerere oferta | N | 1 | 0 | 1 | 1.642 | KG | 280X200X169 | 1002461 |  | 292 | ICD | 1
908003 | T5-1-SOND*/V/SVB | 908003 | ROTARY SWIT. T-SOND/V/SVB,100A | 55 | cerere oferta | N | 1 | 0 | 1 | 0.49 | KG | 138X88X88 | 1001937 |  | 292 | ICD | 1
908134 | T5-1-SOND*/V/SVB-SW | 908134 | ROTARY SWIT. T-SOND/V/SVB,100A | 55 | cerere oferta | N | 1 | 0 | 1 | 0.49 | KG | 138X88X88 | 1001842 |  | 292 | ICD | 1
908011 | T5-1-SOND*/X | 908011 | ROT. SWIT. T-SOND/Z(/AW),100A | 55 | cerere oferta | N | 1 | 0 | 1 | 0.286 | KG | 80X85X85 | 1004093 |  | 292 | ICD | 1
908021 | T5-1-SOND*/Z | 908021 | ROT. SWIT. T-SOND/Z(/AW),100A | 55 | cerere oferta | N | 1 | 0 | 1 | 0.353 | KG | 132X88X88 | 1001919 |  | 292 | ICD | 1
97073 | T5-2-1/V/SVB | 97073 | MAIN SWITCHES V/SVB (UK) | 55 | cerere oferta | S | 1 | 0 | 1 | 0.525 | KG | 155X88X88 | 4015080970736 |  | 292 | ICD | 1
97036 | T5-2-148/E | 97036 | ON-OFF-SWITCHES E (UK) | 55 | cerere oferta | S | 1 | 0 | 1 | 0.457 | KG | 108X88X88 | 4015080970361 |  | 292 | ICD | 1
97034 | T5-2-148/Z | 97034 | ON-OFF-SWITCHES Z(/AW) (UK) | 55 | cerere oferta | S | 1 | 0 | 1 | 0.488 | KG | 149X88X88 | 4015080970347 |  | 292 | ICD | 1
96977 | T5-2-15169/V/SVB | 96977 | MAIN SWITCHES V/SVB (UK) | 55 | cerere oferta | S | 1 | 0 | 1 | 0.525 | KG | 155X88X88 | 4015080969778 |  | 292 | ICD | 1
96942 | T5-2-15414/Z | 96942 | ON-OFF-SWITCHES Z(/AW) (UK) | 55 | cerere oferta | S | 1 | 0 | 1 | 0.488 | KG | 149X88X88 | 4015080969426 |  | 292 | ICD | 1
96876 | T5-2-171/E | 96876 | ON-OFF-SWITCHES E (UK) | 55 | cerere oferta | S | 1 | 0 | 1 | 0.457 | KG | 108X88X88 | 4015080968764 |  | 292 | ICD | 1
96850 | T5-2-37/Z | 96850 | ON-OFF-SWITCHES Z(/AW) (UK) | 55 | cerere oferta | S | 1 | 0 | 1 | 0.488 | KG | 149X88X88 | 4015080968504 |  | 292 | ICD | 1
222431 | T5-2-8211/I5 | 222431 | Group switch 100A | 55 | cerere oferta | S | 1 | 0 | 1 | 1.725 | KG | 280X200X162 | 4015082224318 |  | 292 | ICD | 1
907979 | T5-2-SOND*/E | 907979 | ROTARY SWIT. T-SOND/E,100A | 55 | cerere oferta | N | 1 | 0 | 1 | 0.457 | KG | 108X88X88 | 1001953 |  | 292 | ICD | 1
907988 | T5-2-SOND*/EA/SVB | 907988 | ROT. SWIT. T-SOND/EA/SVB,100A | 55 | cerere oferta | N | 1 | 0 | 1 | 0.605 | KG | 140X88X88 | 1001944 |  | 292 | ICD | 1
908127 | T5-2-SOND*/EA/SVB-SW | 908127 | ROT. SWIT. T-SOND/EA/SVB,100A | 55 | cerere oferta | N | 1 | 0 | 1 | 0.605 | KG | 140X88X88 | 1001849 |  | 292 | ICD | 1
207527 | T5-2-SOND*/I5 | 207527 | T-SOND/I rotary switch, 100 A | 55 | cerere oferta | N | 1 | 0 | 1 | 1.725 | KG | 280X200X162 | 1002460 |  | 292 | ICD | 1
207528 | T5-2-SOND*/I5/SVB | 207528 | T-SOND/I rotary switch, 100 A | 55 | cerere oferta | N | 1 | 0 | 1 | 1.774 | KG | 280X200X169 | 1002459 |  | 292 | ICD | 1
207529 | T5-2-SOND*/I5/SVB-SW | 207529 | T-SOND/I rotary switch, 100 A | 55 | cerere oferta | N | 1 | 0 | 1 | 1.774 | KG | 280X200X169 | 1002458 |  | 292 | ICD | 1
908004 | T5-2-SOND*/V/SVB | 908004 | ROTARY SWIT. T-SOND/V/SVB,100A | 55 | cerere oferta | N | 1 | 0 | 1 | 0.525 | KG | 155X88X88 | 1001936 |  | 292 | ICD | 1
908135 | T5-2-SOND*/V/SVB-SW | 908135 | ROTARY SWIT. T-SOND/V/SVB,100A | 55 | cerere oferta | N | 1 | 0 | 1 | 0.525 | KG | 155X88X88 | 1001841 |  | 292 | ICD | 1
908012 | T5-2-SOND*/X | 908012 | ROT. SWIT. T-SOND/Z(/AW),100A | 55 | cerere oferta | N | 1 | 0 | 1 | 0.418 | KG | 97X85X85 | 1004092 |  | 292 | ICD | 1
908022 | T5-2-SOND*/Z | 908022 | ROT. SWIT. T-SOND/Z(/AW),100A | 55 | cerere oferta | N | 1 | 0 | 1 | 0.488 | KG | 149X88X88 | 1001918 |  | 292 | ICD | 1
96654 | T5-3-130/Z | 96654 | ON-OFF-SWITCHES Z(/AW) (UK) | 55 | cerere oferta | S | 1 | 0 | 1 | 0.623 | KG | 165X88X88 | 4015080966548 |  | 292 | ICD | 1
96566 | T5-3-15284/EA/SVB-SW | 96566 | MAIN SWITCHES EA/SVB (UK) | 55 | cerere oferta | S | 1 | 0 | 1 | 0.74 | KG | 156X88X88 | 4015080965664 |  | 292 | ICD | 1
96565 | T5-3-15284/V/SVB | 96565 | MAIN SWITCHES V/SVB (UK) | 55 | cerere oferta | S | 1 | 0 | 1 | 0.66 | KG | 171X88X88 | 4015080965657 |  | 292 | ICD | 1
96502 | T5-3-2/E | 96502 | REVERSING SWITCH | 55 | cerere oferta | S | 1 | 0 | 1 | 0.59 | KG | 124X88X88 | 4015080965022 |  | 292 | ICD | 1
96500 | T5-3-2/Z | 96500 | ON-OFF-SWITCHES Z(/AW) (UK) | 55 | cerere oferta | S | 1 | 0 | 1 | 0.623 | KG | 165X88X88 | 4015080965008 |  | 292 | ICD | 1
96474 | T5-3-7/E | 96474 | CHANGE OVER SWITCH | 55 | cerere oferta | S | 1 | 0 | 1 | 0.59 | KG | 124X88X88 | 4015080964742 |  | 292 | ICD | 1
96472 | T5-3-7/Z | 96472 | CHANGE OVER SWITCH | 55 | cerere oferta | S | 1 | 0 | 1 | 0.623 | KG | 165X88X88 | 4015080964728 |  | 292 | ICD | 1
96466 | T5-3-8212/E | 96466 | ON-OFF-SWITCHES E (UK) | 55 | cerere oferta | S | 1 | 0 | 1 | 0.59 | KG | 124X88X88 | 4015080964667 |  | 292 | ICD | 1
207266 | T5-3-8212/I5 | 207266 | I(G) ON-OFF switch | 55 | cerere oferta | S | 1 | 0 | 1 | 1.906 | KG | 280X200X197 | 4015082072667 |  | 292 | ICD | 1
96464 | T5-3-8212/Z | 96464 | ON-OFF-SWITCHES Z(/AW) (UK) | 55 | cerere oferta | S | 1 | 0 | 1 | 0.623 | KG | 165X88X88 | 4015080964643 |  | 292 | ICD | 1
96408 | T5-3-8332/Z | 96408 | ON-OFF-SWITCHES Z(/AW) (UK) | 55 | cerere oferta | S | 1 | 0 | 1 | 0.623 | KG | 165X88X88 | 4015080964087 |  | 292 | ICD | 1
96397 | T5-3-8341/EA/SVB | 96397 | MAIN SWITCHES EA/SVB (UK) | 55 | cerere oferta | S | 1 | 0 | 1 | 0.74 | KG | 156X88X88 | 4015080963974 |  | 292 | ICD | 1
96385 | T5-3-8342/E | 96385 | ON-OFF-SWITCHES E (UK) | 55 | cerere oferta | S | 1 | 0 | 1 | 0.59 | KG | 124X88X88 | 4015080963851 |  | 292 | ICD | 1
96383 | T5-3-8342/EA/SVB | 96383 | ON-OFF SWITCH | 55 | cerere oferta | S | 1 | 0 | 1 | 0.74 | KG | 156X88X88 | 4015080963837 |  | 292 | ICD | 1
96382 | T5-3-8342/EA/SVB-SW | 96382 | MAIN SWITCHES EA/SVB (UK) | 55 | cerere oferta | S | 1 | 0 | 1 | 0.74 | KG | 156X88X88 | 4015080963820 |  | 292 | ICD | 1
207267 | T5-3-8342/I5 | 207267 | I(G) ON-OFF switch | 55 | cerere oferta | S | 1 | 0 | 1 | 1.906 | KG | 280X200X197 | 4015082072674 |  | 292 | ICD | 1
207279 | T5-3-8342/I5/SVB | 207279 | I(G)/SVB main switch | 55 | cerere oferta | S | 1 | 0 | 1 | 1.906 | KG | 280X200X197 | 4015082072797 |  | 292 | ICD | 1
207280 | T5-3-8342/I5/SVB-SW | 207280 | I(G)/SVB main switch | 55 | cerere oferta | S | 1 | 0 | 1 | 1.906 | KG | 280X200X197 | 4015082072803 |  | 292 | ICD | 1
207447 | T5-3-8342/I5-SI | 207447 | Safety switch | 55 | cerere oferta | S | 1 | 0 | 1 | 1.856 | KG | 167X125X175 | 4015082074470 |  | 292 | ICD | 1
207448 | T5-3-8342/I5-SI-SW | 207448 | Safety switch | 55 | cerere oferta | S | 1 | 0 | 1 | 1.856 | KG | 167X125X175 | 4015082074487 |  | 292 | ICD | 1
96381 | T5-3-8342/V/SVB | 96381 | MAIN SWITCHES V/SVB (UK) | 55 | cerere oferta | S | 1 | 0 | 1 | 0.66 | KG | 171X88X88 | 4015080963813 |  | 292 | ICD | 1
96380 | T5-3-8342/V/SVB-SW | 96380 | MAIN SWITCHES V/SVB (UK) | 55 | cerere oferta | S | 1 | 0 | 1 | 0.66 | KG | 171X88X88 | 4015080963806 |  | 292 | ICD | 1
96379 | T5-3-8342/X | 96379 | ON-OFF-SWITCHES E (UK) | 55 | cerere oferta | S | 1 | 0 | 1 | 0.55 | KG | 113X85X85 | 4015080963790 |  | 292 | ICD | 1
96378 | T5-3-8342/Z | 96378 | ON-OFF-SWITCHES Z(/AW) (UK) | 55 | cerere oferta | S | 1 | 0 | 1 | 0.623 | KG | 165X88X88 | 4015080963783 |  | 292 | ICD | 1
96376 | T5-3-8401/E | 96376 | ON-OFF-SWITCHES E (UK) | 55 | cerere oferta | S | 1 | 0 | 1 | 0.59 | KG | 124X88X88 | 4015080963769 |  | 292 | ICD | 1
207268 | T5-3-8401/I5 | 207268 | I(G) ON-OFF switch | 55 | cerere oferta | S | 1 | 0 | 1 | 1.856 | KG | 280X200X197 | 4015082072681 |  | 292 | ICD | 1
96374 | T5-3-8401/Z | 96374 | ON-OFF-SWITCHES Z(/AW) (UK) | 55 | cerere oferta | S | 1 | 0 | 1 | 0.623 | KG | 165X88X88 | 4015080963745 |  | 292 | ICD | 1
207408 | T5-3-8901/EA/SVB | 207408 | EA/SVB main switch | 55 | cerere oferta | S | 1 | 0 | 1 | 0.74 | KG | 156X88X88 | 4015082074081 |  | 292 | ICD | 1
207409 | T5-3-8901/EA/SVB-SW | 207409 | EA/SVB main switch | 55 | cerere oferta | S | 1 | 0 | 1 | 0.74 | KG | 156X88X88 | 4015082074098 |  | 292 | ICD | 1
207277 | T5-3-8901/I5/SVB | 207277 | I(G)/SVB main switch | 55 | cerere oferta | S | 1 | 0 | 1 | 1.906 | KG | 280X200X204 | 4015082072773 |  | 292 | ICD | 1
207278 | T5-3-8901/I5/SVB-SW | 207278 | I(G)/SVB main switch | 55 | cerere oferta | S | 1 | 0 | 1 | 1.906 | KG | 280X200X204 | 4015082072780 |  | 292 | ICD | 1
907980 | T5-3-SOND*/E | 907980 | ROTARY SWIT. T-SOND/E,100A | 55 | cerere oferta | N | 1 | 0 | 1 | 0.59 | KG | 124X88X88 | 1001952 |  | 292 | ICD | 1
907989 | T5-3-SOND*/EA/SVB | 907989 | ROT. SWIT. T-SOND/EA/SVB,100A | 55 | cerere oferta | N | 1 | 0 | 1 | 0.74 | KG | 156X88X88 | 1001943 |  | 292 | ICD | 1
908128 | T5-3-SOND*/EA/SVB-SW | 908128 | ROT. SWIT. T-SOND/EA/SVB,100A | 55 | cerere oferta | N | 1 | 0 | 1 | 0.74 | KG | 156X88X88 | 1001848 |  | 292 | ICD | 1
207530 | T5-3-SOND*/I5 | 207530 | T-SOND/I rotary switch, 100 A | 55 | cerere oferta | N | 1 | 0 | 1 | 1.856 | KG | 280X200X197 | 1002457 |  | 292 | ICD | 1
207531 | T5-3-SOND*/I5/SVB | 207531 | T-SOND/I rotary switch, 100 A | 55 | cerere oferta | N | 1 | 0 | 1 | 1.906 | KG | 280X200X204 | 1002456 |  | 292 | ICD | 1
207532 | T5-3-SOND*/I5/SVB-SW | 207532 | T-SOND/I rotary switch, 100 A | 55 | cerere oferta | N | 1 | 0 | 1 | 1.906 | KG | 280X200X204 | 1002455 |  | 292 | ICD | 1
908005 | T5-3-SOND*/V/SVB | 908005 | ROTARY SWIT. T-SOND/V/SVB,100A | 55 | cerere oferta | N | 1 | 0 | 1 | 0.66 | KG | 171X88X88 | 1001935 |  | 292 | ICD | 1
908136 | T5-3-SOND*/V/SVB-SW | 908136 | ROTARY SWIT. T-SOND/V/SVB,100A | 55 | cerere oferta | N | 1 | 0 | 1 | 0.66 | KG | 171X88X88 | 1001840 |  | 292 | ICD | 1
908013 | T5-3-SOND*/X | 908013 | ROT. SWIT. T-SOND/Z(/AW),100A | 55 | cerere oferta | N | 1 | 0 | 1 | 0.55 | KG | 113X85X85 | 1004091 |  | 292 | ICD | 1
908023 | T5-3-SOND*/Z | 908023 | ROT. SWIT. T-SOND/Z(/AW),100A | 55 | cerere oferta | N | 1 | 0 | 1 | 0.623 | KG | 165X88X88 | 1001917 |  | 292 | ICD | 1
96150 | T5-4-15068/E | 96150 | ON-OFF-SWITCHES E (UK) | 55 | cerere oferta | S | 1 | 0 | 1 | 0.725 | KG | 141X88X88 | 4015080961505 |  | 292 | ICD | 1
96129 | T5-4-15164/E | 96129 | ON-OFF-SWITCHES E (UK) | 55 | cerere oferta | S | 1 | 0 | 1 | 0.725 | KG | 141X88X88 | 4015080961291 |  | 292 | ICD | 1
96127 | T5-4-15164/EA/SVB | 96127 | ON-OFF SWITCH | 55 | cerere oferta | S | 1 | 0 | 1 | 0.875 | KG | 173X88X88 | 4015080961277 |  | 292 | ICD | 1
223020 | T5-4-15164/I5/SVB | 223020 | Main switch I5/SVB | 55 | cerere oferta | S | 1 | 0 | 1 | 2.038 | KG | 280X200X197 | 4015082230203 |  | 292 | ICD | 1
96125 | T5-4-15164/V/SVB | 96125 | ON-OFF SWITCH | 55 | cerere oferta | S | 1 | 0 | 1 | 0.795 | KG | 188X88X88 | 4015080961253 |  | 292 | ICD | 1
96124 | T5-4-15164/V/SVB-SW | 96124 | MAIN SWITCHES V/SVB (UK) | 55 | cerere oferta | S | 1 | 0 | 1 | 0.795 | KG | 188X88X88 | 4015080961246 |  | 292 | ICD | 1
96123 | T5-4-15164/X | 96123 | ON-OFF-SWITCHES E (UK) | 55 | cerere oferta | S | 1 | 0 | 1 | 0.682 | KG | 130X85X85 | 4015080961239 |  | 292 | ICD | 1
96122 | T5-4-15164/Z | 96122 | ON-OFF-SWITCHES Z(/AW) (UK) | 55 | cerere oferta | S | 1 | 0 | 1 | 0.758 | KG | 182X88X88 | 4015080961222 |  | 292 | ICD | 1
207412 | T5-4-15682/E | 207412 | E ON-OFF switch | 55 | cerere oferta | S | 1 | 0 | 1 | 0.725 | KG | 141X88X88 | 4015082074128 |  | 292 | ICD | 1
207413 | T5-4-15682/EA/SVB | 207413 | EA/SVB main switch | 55 | cerere oferta | S | 1 | 0 | 1 | 0.875 | KG | 173X88X88 | 4015082074135 |  | 292 | ICD | 1
207414 | T5-4-15682/EA/SVB-SW | 207414 | EA/SVB main switch | 55 | cerere oferta | S | 1 | 0 | 1 | 0.875 | KG | 173X88X88 | 4015082074142 |  | 292 | ICD | 1
207269 | T5-4-15682/I5 | 207269 | I(G) ON-OFF switch | 55 | cerere oferta | S | 1 | 0 | 1 | 2.188 | KG | 280X200X197 | 4015082072698 |  | 292 | ICD | 1
207281 | T5-4-15682/I5/SVB | 207281 | I(G)/SVB main switch | 55 | cerere oferta | S | 1 | 0 | 1 | 2.238 | KG | 280X200X197 | 4015082072810 |  | 292 | ICD | 1
207282 | T5-4-15682/I5/SVB-SW | 207282 | I(G)/SVB main switch | 55 | cerere oferta | S | 1 | 0 | 1 | 2.238 | KG | 280X200X197 | 4015082072827 |  | 292 | ICD | 1
207285 | T5-4-15682/I5-SI | 207285 | Safety switch | 55 | cerere oferta | S | 1 | 0 | 1 | 2.238 | KG | 280X200X222 | 4015082072858 |  | 292 | ICD | 1
207286 | T5-4-15682/I5-SI-SW | 207286 | Safety switch | 55 | cerere oferta | S | 1 | 0 | 1 | 2.238 | KG | 280X200X222 | 4015082072865 |  | 292 | ICD | 1
207415 | T5-4-15682/V/SVB | 207415 | V/SVB main switch | 55 | cerere oferta | S | 1 | 0 | 1 | 0.795 | KG | 188X88X88 | 4015082074159 |  | 292 | ICD | 1
207416 | T5-4-15682/V/SVB-SW | 207416 | V/SVB main switch | 55 | cerere oferta | S | 1 | 0 | 1 | 0.795 | KG | 188X88X88 | 4015082074166 |  | 292 | ICD | 1
207417 | T5-4-15682/Z | 207417 | Z(/AW) ON-OFF switch | 55 | cerere oferta | S | 1 | 0 | 1 | 0.758 | KG | 182X88X88 | 4015082074173 |  | 292 | ICD | 1
96083 | T5-4-15700/V/SVB | 96083 | MAIN SWITCHES V/SVB (UK) | 55 | cerere oferta | S | 1 | 0 | 1 | 0.795 | KG | 188X88X88 | 4015080960836 |  | 292 | ICD | 1
96081 | T5-4-15700/X | 96081 | ON-OFF-SWITCHES E (UK) | 55 | cerere oferta | S | 1 | 0 | 1 | 0.682 | KG | 130X85X85 | 4015080960812 |  | 292 | ICD | 1
96064 | T5-4-24/Z | 96064 | ON-OFF-SWITCHES Z(/AW) (UK) | 55 | cerere oferta | S | 1 | 0 | 1 | 0.758 | KG | 182X88X88 | 4015080960645 |  | 292 | ICD | 1
96062 | T5-4-3/E | 96062 | ON-OFF-SWITCHES E (UK) | 55 | cerere oferta | S | 1 | 0 | 1 | 0.725 | KG | 141X88X88 | 4015080960621 |  | 292 | ICD | 1
96052 | T5-4-41/Z | 96052 | ON-OFF-SWITCHES Z(/AW) (UK) | 55 | cerere oferta | S | 1 | 0 | 1 | 0.758 | KG | 182X88X88 | 4015080960522 |  | 292 | ICD | 1
96014 | T5-4-8213/E | 96014 | ON-OFF-SWITCHES E (UK) | 55 | cerere oferta | S | 1 | 0 | 1 | 0.725 | KG | 141X88X88 | 4015080960140 |  | 292 | ICD | 1
207270 | T5-4-8213/I5 | 207270 | I(G) ON-OFF switch | 55 | cerere oferta | S | 1 | 0 | 1 | 2.238 | KG | 280X200X197 | 4015082072704 |  | 292 | ICD | 1
96013 | T5-4-8213/X | 96013 | ON-OFF-SWITCHES E (UK) | 55 | cerere oferta | S | 1 | 0 | 1 | 0.682 | KG | 130X85X85 | 4015080960133 |  | 292 | ICD | 1
96012 | T5-4-8213/Z | 96012 | ON-OFF-SWITCHES Z(/AW) (UK) | 55 | cerere oferta | S | 1 | 0 | 1 | 0.778 | KG | 182X88X88 | 4015080960126 |  | 292 | ICD | 1
96010 | T5-4-8223/E | 96010 | ON-OFF-SWITCHES E (UK) | 55 | cerere oferta | S | 1 | 0 | 1 | 0.725 | KG | 141X88X88 | 4015080960102 |  | 292 | ICD | 1
207271 | T5-4-8223/I5 | 207271 | I(G) ON-OFF switch | 55 | cerere oferta | S | 1 | 0 | 1 | 2.238 | KG | 280X200X197 | 4015082072711 |  | 292 | ICD | 1
96008 | T5-4-8223/Z | 96008 | ON-OFF-SWITCHES Z(/AW) (UK) | 55 | cerere oferta | S | 1 | 0 | 1 | 0.778 | KG | 182X88X88 | 4015080960089 |  | 292 | ICD | 1
96006 | T5-4-8234/E | 96006 | ON-OFF-SWITCHES E (UK) | 55 | cerere oferta | S | 1 | 0 | 1 | 0.725 | KG | 141X88X88 | 4015080960065 |  | 292 | ICD | 1
95986 | T5-4-8294/E | 95986 | ON-OFF-SWITCHES E (UK) | 55 | cerere oferta | S | 1 | 0 | 1 | 0.725 | KG | 141X88X88 | 4015080959861 |  | 292 | ICD | 1
207433 | T5-4-8294/I5 | 207433 | I(G) ON-OFF switch | 55 | cerere oferta | S | 1 | 0 | 1 | 2.238 | KG | 280X200X197 | 4015082074333 |  | 292 | ICD | 1
95984 | T5-4-8294/Z | 95984 | ON-OFF-SWITCHES Z(/AW) (UK) | 55 | cerere oferta | S | 1 | 0 | 1 | 0.778 | KG | 182X88X88 | 4015080959847 |  | 292 | ICD | 1
95961 | T5-4-8344/EA/SVB | 95961 | MAIN SWITCHES EA/SVB (UK) | 55 | cerere oferta | S | 1 | 0 | 1 | 0.875 | KG | 173X88X88 | 4015080959618 |  | 292 | ICD | 1
95960 | T5-4-8344/EA/SVB-SW | 95960 | MAIN SWITCHES EA/SVB (UK) | 55 | cerere oferta | S | 1 | 0 | 1 | 0.875 | KG | 173X88X88 | 4015080959601 |  | 292 | ICD | 1
207272 | T5-4-8344/I5 | 207272 | I(G) ON-OFF switch | 55 | cerere oferta | S | 1 | 0 | 1 | 2.238 | KG | 280X200X197 | 4015082072728 |  | 292 | ICD | 1
207283 | T5-4-8344/I5/SVB | 207283 | I(G)/SVB main switch | 55 | cerere oferta | S | 1 | 0 | 1 | 2.038 | KG | 207X150X200 | 4015082072834 |  | 292 | ICD | 1
207284 | T5-4-8344/I5/SVB-SW | 207284 | I(G)/SVB main switch | 55 | cerere oferta | S | 1 | 0 | 1 | 2.038 | KG | 207X150X200 | 4015082072841 |  | 292 | ICD | 1
95959 | T5-4-8344/V/SVB | 95959 | MAIN SWITCHES V/SVB (UK) | 55 | cerere oferta | S | 1 | 0 | 1 | 0.795 | KG | 188X88X88 | 4015080959595 |  | 292 | ICD | 1
95958 | T5-4-8344/V/SVB-SW | 95958 | MAIN SWITCHES V/SVB (UK) | 55 | cerere oferta | S | 1 | 0 | 1 | 0.795 | KG | 188X88X88 | 4015080959588 |  | 292 | ICD | 1
95956 | T5-4-8344/Z | 95956 | ON-OFF-SWITCHES Z(/AW) (UK) | 55 | cerere oferta | S | 1 | 0 | 1 | 0.778 | KG | 182X88X88 | 4015080959564 |  | 292 | ICD | 1
95954 | T5-4-8410/E | 95954 | ON-OFF-SWITCHES E (UK) | 55 | cerere oferta | S | 1 | 0 | 1 | 0.725 | KG | 141X88X88 | 4015080959540 |  | 292 | ICD | 1
222918 | T5-4-8410/I5 | 222918 | Star-delta switch | 55 | cerere oferta | S | 1 | 0 | 1 | 2.238 | KG | 280X200X197 | 4015082229184 |  | 292 | ICD | 1
95720 | T5-4-88/E | 95720 | GROUP SWITCH | 55 | cerere oferta | S | 1 | 0 | 1 | 0.725 | KG | 141X88X88 | 4015080957201 |  | 292 | ICD | 1
223014 | T5-4-88/I5 | 223014 | Group changeover switch | 55 | cerere oferta | S | 1 | 0 | 1 | 2.238 | KG | 280X200X197 | 4015082230142 |  | 292 | ICD | 1
95717 | T5-4-88/Z | 95717 | GROUP SWITCH | 55 | cerere oferta | S | 1 | 0 | 1 | 0.778 | KG | 182X88X88 | 4015080957171 |  | 292 | ICD | 1
207418 | T5-4-8902/E | 207418 | E ON-OFF switch | 55 | cerere oferta | S | 1 | 0 | 1 | 0.725 | KG | 141X88X88 | 4015082074180 |  | 292 | ICD | 1
207214 | T5-4-8902/I5 | 207214 | I(G) ON-OFF switch | 55 | cerere oferta | S | 1 | 0 | 1 | 2.238 | KG | 207X150X200 | 4015082072148 |  | 292 | ICD | 1
207419 | T5-4-8902/Z | 207419 | Z(/AW) ON-OFF switch | 55 | cerere oferta | S | 1 | 0 | 1 | 0.778 | KG | 182X88X88 | 4015082074197 |  | 292 | ICD | 1
207289 | T5-4-8903/I5-SI | 207289 | Safety switch | 55 | cerere oferta | S | 1 | 0 | 1 | 2.238 | KG | 280X200X222 | 4015082072896 |  | 292 | ICD | 1
207290 | T5-4-8903/I5-SI-SW | 207290 | Safety switch | 55 | cerere oferta | S | 1 | 0 | 1 | 2.238 | KG | 280X200X222 | 4015082072902 |  | 292 | ICD | 1
95678 | T5-4-90/Z | 95678 | 2 WAY SWITCH | 55 | cerere oferta | S | 1 | 0 | 1 | 0.778 | KG | 182X88X88 | 4015080956785 |  | 292 | ICD | 1
907981 | T5-4-SOND*/E | 907981 | ROTARY SWIT. T-SOND/E,100A | 55 | cerere oferta | N | 1 | 0 | 1 | 0.725 | KG | 141X88X88 | 1001951 |  | 292 | ICD | 1
907990 | T5-4-SOND*/EA/SVB | 907990 | ROT. SWIT. T-SOND/EA/SVB,100A | 55 | cerere oferta | N | 1 | 0 | 1 | 0.875 | KG | 173X88X88 | 1001942 |  | 292 | ICD | 1
908129 | T5-4-SOND*/EA/SVB-SW | 908129 | ROT. SWIT. T-SOND/EA/SVB,100A | 55 | cerere oferta | N | 1 | 0 | 1 | 0.875 | KG | 173X88X88 | 1001847 |  | 292 | ICD | 1
207533 | T5-4-SOND*/I5 | 207533 | T-SOND/I rotary switch, 100 A | 55 | cerere oferta | N | 1 | 0 | 1 | 2.238 | KG | 280X200X197 | 1002454 |  | 292 | ICD | 1
207534 | T5-4-SOND*/I5/SVB | 207534 | T-SOND/I rotary switch, 100 A | 55 | cerere oferta | N | 1 | 0 | 1 | 2.038 | KG | 280X200X204 | 1002453 |  | 292 | ICD | 1
207535 | T5-4-SOND*/I5/SVB-SW | 207535 | T-SOND/I rotary switch, 100 A | 55 | cerere oferta | N | 1 | 0 | 1 | 2.038 | KG | 280X200X204 | 1002452 |  | 292 | ICD | 1
908006 | T5-4-SOND*/V/SVB | 908006 | ROTARY SWIT. T-SOND/V/SVB,100A | 55 | cerere oferta | N | 1 | 0 | 1 | 0.795 | KG | 188X88X88 | 1001934 |  | 292 | ICD | 1
908137 | T5-4-SOND*/V/SVB-SW | 908137 | ROTARY SWIT. T-SOND/V/SVB,100A | 55 | cerere oferta | N | 1 | 0 | 1 | 0.795 | KG | 188X88X88 | 1001839 |  | 292 | ICD | 1
908014 | T5-4-SOND*/X | 908014 | ROT. SWIT. T-SOND/Z(/AW),100A | 55 | cerere oferta | N | 1 | 0 | 1 | 0.682 | KG | 130X85X85 | 1004090 |  | 292 | ICD | 1
908024 | T5-4-SOND*/Z | 908024 | ROT. SWIT. T-SOND/Z(/AW),100A | 55 | cerere oferta | N | 1 | 0 | 1 | 0.778 | KG | 182X88X88 | 1004083 |  | 292 | ICD | 1
95545 | T5-5-15144/Z | 95545 | ON-OFF-SWITCHES Z(/AW) (UK) | 55 | cerere oferta | S | 1 | 0 | 1 | 0.893 | KG | 198X88X88 | 4015080955450 |  | 292 | ICD | 1
95292 | T5-5-8345/V/SVB | 95292 | MAIN SWITCHES V/SVB (UK) | 55 | cerere oferta | S | 1 | 0 | 1 | 0.93 | KG | 204X88X88 | 4015080952923 |  | 292 | ICD | 1
95284 | T5-5-8346/V/SVB | 95284 | MAIN SWITCHES V/SVB (UK) | 55 | cerere oferta | S | 1 | 0 | 1 | 0.93 | KG | 204X88X88 | 4015080952848 |  | 292 | ICD | 1
95280 | T5-5-8361/E | 95280 | ON-OFF-SWITCHES E (UK) | 55 | cerere oferta | S | 1 | 0 | 1 | 0.86 | KG | 157X88X88 | 4015080952800 |  | 292 | ICD | 1
95278 | T5-5-8361/Z | 95278 | ON-OFF-SWITCHES Z(/AW) (UK) | 55 | cerere oferta | S | 1 | 0 | 1 | 0.893 | KG | 198X88X88 | 4015080952787 |  | 292 | ICD | 1
95014 | T5-5-8453/E | 95014 | ON-OFF-SWITCHES E (UK) | 55 | cerere oferta | S | 1 | 0 | 1 | 0.86 | KG | 157X88X88 | 4015080950141 |  | 292 | ICD | 1
907982 | T5-5-SOND*/E | 907982 | ROTARY SWIT. T-SOND/E,100A | 55 | cerere oferta | N | 1 | 0 | 1 | 0.86 | KG | 157X88X88 | 1001950 |  | 292 | ICD | 1
907991 | T5-5-SOND*/EA/SVB | 907991 | ROT. SWIT. T-SOND/EA/SVB,100A | 55 | cerere oferta | N | 1 | 0 | 1 | 1.11 | KG | 189X88X88 | 1001941 |  | 292 | ICD | 1
908130 | T5-5-SOND*/EA/SVB-SW | 908130 | ROT. SWIT. T-SOND/EA/SVB,100A | 55 | cerere oferta | N | 1 | 0 | 1 | 1.11 | KG | 189X88X88 | 1001846 |  | 292 | ICD | 1
908007 | T5-5-SOND*/V/SVB | 908007 | ROTARY SWIT. T-SOND/V/SVB,100A | 55 | cerere oferta | N | 1 | 0 | 1 | 0.93 | KG | 204X88X88 | 1001933 |  | 292 | ICD | 1
908138 | T5-5-SOND*/V/SVB-SW | 908138 | ROTARY SWIT. T-SOND/V/SVB,100A | 55 | cerere oferta | N | 1 | 0 | 1 | 0.93 | KG | 204X88X88 | 1001838 |  | 292 | ICD | 1
908015 | T5-5-SOND*/X | 908015 | ROT. SWIT. T-SOND/Z(/AW),100A | 55 | cerere oferta | N | 1 | 0 | 1 | 0.814 | KG | 146X85X85 | 1004089 |  | 292 | ICD | 1
908025 | T5-5-SOND*/Z | 908025 | ROT. SWIT. T-SOND/Z(/AW),100A | 55 | cerere oferta | N | 1 | 0 | 1 | 0.893 | KG | 198X88X88 | 1001915 |  | 292 | ICD | 1
94894 | T5-6-15168/EA/SVB | 94894 | COMUTATOARE CU CAME | 55 | cerere oferta | S | 1 | 0 | 1 | 1.245 | KG | 206X88X88 | 4015080948940 |  | 292 | ICD | 1
94892 | T5-6-15168/V/SVB | 94892 | COMUTATOARE CU CAME | 55 | cerere oferta | S | 1 | 0 | 1 | 1.065 | KG | 221X88X88 | 4015080948926 |  | 292 | ICD | 1
94879 | T5-6-15252/E | 94879 | ON-OFF-SWITCHES E (UK) | 55 | cerere oferta | S | 1 | 0 | 1 | 0.995 | KG | 174X88X88 | 4015080948797 |  | 292 | ICD | 1
94878 | T5-6-15252/X | 94878 | ON-OFF-SWITCHES E (UK) | 55 | cerere oferta | S | 1 | 0 | 1 | 0.946 | KG | 163X85X85 | 4015080948780 |  | 292 | ICD | 1
94864 | T5-6-15893/E | 94864 | ON-OFF-SWITCHES E (UK) | 55 | cerere oferta | S | 1 | 0 | 1 | 0.995 | KG | 174X88X88 | 4015080948643 |  | 292 | ICD | 1
94803 | T5-6-8347/V/SVB | 94803 | MAIN SWITCHES V/SVB (UK) | 55 | cerere oferta | S | 1 | 0 | 1 | 1.065 | KG | 221X88X88 | 4015080948032 |  | 292 | ICD | 1
94800 | T5-6-8347/Z | 94800 | ON-OFF-SWITCHES Z(/AW) (UK) | 55 | cerere oferta | S | 1 | 0 | 1 | 1.028 | KG | 215X88X88 | 4015080948001 |  | 292 | ICD | 1
94795 | T5-6-8348/V/SVB | 94795 | MAIN SWITCHES V/SVB (UK) | 55 | cerere oferta | S | 1 | 0 | 1 | 1.065 | KG | 221X88X88 | 4015080947950 |  | 292 | ICD | 1
94749 | T5-6-8609/E | 94749 | ON-OFF-SWITCHES E (UK) | 55 | cerere oferta | S | 1 | 0 | 1 | 0.995 | KG | 174X88X88 | 4015080947493 |  | 292 | ICD | 1
907983 | T5-6-SOND*/E | 907983 | ROTARY SWIT. T-SOND/E,100A | 55 | cerere oferta | N | 1 | 0 | 1 | 0.995 | KG | 174X88X88 | 1001949 |  | 292 | ICD | 1
907992 | T5-6-SOND*/EA/SVB | 907992 | ROT. SWIT. T-SOND/EA/SVB,100A | 55 | cerere oferta | N | 1 | 0 | 1 | 1.245 | KG | 206X88X88 | 1001940 |  | 292 | ICD | 1
908131 | T5-6-SOND*/EA/SVB-SW | 908131 | ROT. SWIT. T-SOND/EA/SVB,100A | 55 | cerere oferta | N | 1 | 0 | 1 | 1.245 | KG | 206X88X88 | 1001845 |  | 292 | ICD | 1
908008 | T5-6-SOND*/V/SVB | 908008 | ROTARY SWIT. T-SOND/V/SVB,100A | 55 | cerere oferta | N | 1 | 0 | 1 | 1.065 | KG | 221X88X88 | 1001932 |  | 292 | ICD | 1
908139 | T5-6-SOND*/V/SVB-SW | 908139 | ROTARY SWIT. T-SOND/V/SVB,100A | 55 | cerere oferta | N | 1 | 0 | 1 | 1.065 | KG | 221X88X88 | 1001837 |  | 292 | ICD | 1
908016 | T5-6-SOND*/X | 908016 | ROT. SWIT. T-SOND/Z(/AW),100A | 55 | cerere oferta | N | 1 | 0 | 1 | 0.946 | KG | 163X85X85 | 1004088 |  | 292 | ICD | 1
908026 | T5-6-SOND*/Z | 908026 | ROT. SWIT. T-SOND/Z(/AW),100A | 55 | cerere oferta | N | 1 | 0 | 1 | 1.028 | KG | 215X88X88 | 1001914 |  | 292 | ICD | 1
94670 | T5-7-8349/V/SVB | 94670 | MAIN SWITCHES V/SVB (UK) | 55 | cerere oferta | S | 1 | 0 | 1 | 1.2 | KG | 237X88X88 | 4015080946700 |  | 292 | ICD | 1
94661 | T5-7-8350/V/SVB-SW | 94661 | MAIN SWITCHES V/SVB (UK) | 55 | cerere oferta | S | 1 | 0 | 1 | 1.2 | KG | 237X88X88 | 4015080946618 |  | 292 | ICD | 1
94655 | T5-7-8371/E | 94655 | ON-OFF-SWITCHES E (UK) | 55 | cerere oferta | S | 1 | 0 | 1 | 1.13 | KG | 190X88X88 | 4015080946557 |  | 292 | ICD | 1
907984 | T5-7-SOND*/E | 907984 | ROTARY SWIT. T-SOND/E,100A | 55 | cerere oferta | N | 1 | 0 | 1 | 1.13 | KG | 190X88X88 | 1001948 |  | 292 | ICD | 1
907993 | T5-7-SOND*/EA/SVB | 907993 | ROT. SWIT. T-SOND/EA/SVB,100A | 55 | cerere oferta | N | 1 | 0 | 1 | 1.38 | KG | 222X88X88 | 1001939 |  | 292 | ICD | 1
908132 | T5-7-SOND*/EA/SVB-SW | 908132 | ROT. SWIT. T-SOND/EA/SVB,100A | 55 | cerere oferta | N | 1 | 0 | 1 | 1.38 | KG | 222X88X88 | 1001844 |  | 292 | ICD | 1
908009 | T5-7-SOND*/V/SVB | 908009 | ROTARY SWIT. T-SOND/V/SVB,100A | 55 | cerere oferta | N | 1 | 0 | 1 | 1.2 | KG | 237X88X88 | 1001931 |  | 292 | ICD | 1
908140 | T5-7-SOND*/V/SVB-SW | 908140 | ROTARY SWIT. T-SOND/V/SVB,100A | 55 | cerere oferta | N | 1 | 0 | 1 | 1.2 | KG | 237X88X88 | 1001836 |  | 292 | ICD | 1
908017 | T5-7-SOND*/X | 908017 | ROT. SWIT. T-SOND/Z(/AW),100A | 55 | cerere oferta | N | 1 | 0 | 1 | 1.078 | KG | 179X85X85 | 1004087 |  | 292 | ICD | 1
908027 | T5-7-SOND*/Z | 908027 | ROT. SWIT. T-SOND/Z(/AW),100A | 55 | cerere oferta | N | 1 | 0 | 1 | 1.163 | KG | 231X88X88 | 1001913 |  | 292 | ICD | 1
907985 | T5-8-SOND*/E | 907985 | ROTARY SWIT. T-SOND/E,100A | 55 | cerere oferta | N | 1 | 0 | 1 | 1.15 | KG | 207X88X88 | 1001947 |  | 292 | ICD | 1
907994 | T5-8-SOND*/EA/SVB | 907994 | ROT. SWIT. T-SOND/EA/SVB,100A | 55 | cerere oferta | N | 1 | 0 | 1 | 1.515 | KG | 239X88X88 | 1001938 |  | 292 | ICD | 1
908133 | T5-8-SOND*/EA/SVB-SW | 908133 | ROT. SWIT. T-SOND/EA/SVB,100A | 55 | cerere oferta | N | 1 | 0 | 1 | 1.515 | KG | 239X88X88 | 1001843 |  | 292 | ICD | 1
908010 | T5-8-SOND*/V/SVB | 908010 | ROTARY SWIT. T-SOND/V/SVB,100A | 55 | cerere oferta | N | 1 | 0 | 1 | 1.335 | KG | 254X88X88 | 1001930 |  | 292 | ICD | 1
908141 | T5-8-SOND*/V/SVB-SW | 908141 | ROTARY SWIT. T-SOND/V/SVB,100A | 55 | cerere oferta | N | 1 | 0 | 1 | 1.335 | KG | 254X88X88 | 1001835 |  | 292 | ICD | 1
908018 | T5-8-SOND*/X | 908018 | ROT. SWIT. T-SOND/Z(/AW),100A | 55 | cerere oferta | N | 1 | 0 | 1 | 1.21 | KG | 196X85X85 | 1004086 |  | 292 | ICD | 1
908028 | T5-8-SOND*/Z | 908028 | ROT. SWIT. T-SOND/Z(/AW),100A | 55 | cerere oferta | N | 1 | 0 | 1 | 1.298 | KG | 248X88X88 | 1001912 |  | 292 | ICD | 1
94490 | T5-9-8354/Z | 94490 | ON-OFF-SWITCHES Z(/AW) (UK) | 55 | cerere oferta | S | 1 | 0 | 1 | 1.432 | KG | 264X88X88 | 4015080944904 |  | 292 | ICD | 1
907986 | T5-9-SOND*/E | 907986 | ROTARY SWIT. T-SOND/E,100A | 55 | cerere oferta | N | 1 | 0 | 1 | 1.278 | KG | 233X88X88 | 1001946 |  | 292 | ICD | 1
908019 | T5-9-SOND*/X | 908019 | ROT. SWIT. T-SOND/Z(/AW),100A | 55 | cerere oferta | N | 1 | 0 | 1 | 1.342 | KG | 212X85X85 | 1004085 |  | 292 | ICD | 1
908029 | T5-9-SOND*/Z | 908029 | ROT. SWIT. T-SOND/Z(/AW),100A | 55 | cerere oferta | N | 1 | 0 | 1 | 1.432 | KG | 264X88X88 | 1001911 |  | 292 | ICD | 1
907933 | T5B-10-SOND*/E | 907933 | ROTARY SWIT. T-SOND/E,63A | 55 | cerere oferta | N | 1 | 0 | 1 | 1.406 | KG | 240X88X88 | 1001991 |  | 292 | ICD | 1
907967 | T5B-10-SOND*/X | 907967 | ROTARY SWIT. T-SOND/Z(/AW),63A | 55 | cerere oferta | N | 1 | 0 | 1 | 1.474 | KG | 229X85X85 | 1004094 |  | 292 | ICD | 1
907977 | T5B-10-SOND*/Z | 907977 | ROTARY SWIT. T-SOND/Z(/AW),63A | 55 | cerere oferta | N | 1 | 0 | 1 | 1.579 | KG | 281X88X88 | 1001955 |  | 292 | ICD | 1
94471 | T5B-1-102/E | 94471 | ON-OFF-SWITCHES E (UK) | 55 | cerere oferta | S | 1 | 0 | 1 | 0.329 | KG | 91X88X88 | 4015080944713 |  | 292 | ICD | 1
94469 | T5B-1-102/EA/SVB | 94469 | MAIN SWITCHES EA/SVB (UK) | 55 | cerere oferta | S | 1 | 0 | 1 | 0.47 | KG | 123X88X88 | 4015080944690 |  | 292 | ICD | 1
94468 | T5B-1-102/EA/SVB-SW | 94468 | MAIN SWITCHES EA/SVB (UK) | 55 | cerere oferta | S | 1 | 0 | 1 | 0.47 | KG | 123X88X88 | 4015080944683 |  | 292 | ICD | 1
94470 | T5B-1-102/E-RT | 94470 | ON-OFF-SWITCHES E (UK) | 55 | cerere oferta | S | 1 | 0 | 1 | 0.329 | KG | 91X88X88 | 4015080944706 |  | 292 | ICD | 1
207215 | T5B-1-102/I4 | 207215 | I(G) ON-OFF switch | 55 | cerere oferta | S | 1 | 0 | 1 | 1.039 | KG | 240X160X162 | 4015082072155 |  | 292 | ICD | 1
207238 | T5B-1-102/I4/SVB | 207238 | I(G)/SVB main switch | 55 | cerere oferta | S | 1 | 0 | 1 | 0.61 | KG | 240X160X169 | 4015082072384 |  | 292 | ICD | 1
207239 | T5B-1-102/I4/SVB-SW | 207239 | I(G)/SVB main switch | 55 | cerere oferta | S | 1 | 0 | 1 | 0.61 | KG | 240X160X169 | 4015082072391 |  | 292 | ICD | 1
207216 | T5B-1-102/I4-RT | 207216 | I(G) ON-OFF switch | 55 | cerere oferta | S | 1 | 0 | 1 | 1.039 | KG | 240X160X162 | 4015082072162 |  | 292 | ICD | 1
94463 | T5B-1-102/V/SVB | 94463 | MAIN SWITCHES V/SVB (UK) | 55 | cerere oferta | S | 1 | 0 | 1 | 0.49 | KG | 138X88X88 | 4015080944638 |  | 292 | ICD | 1
94462 | T5B-1-102/V/SVB-SW | 94462 | MAIN SWITCHES V/SVB (UK) | 55 | cerere oferta | S | 1 | 0 | 1 | 0.49 | KG | 138X88X88 | 4015080944621 |  | 292 | ICD | 1
94460 | T5B-1-102/Z | 94460 | ON-OFF-SWITCHES Z(/AW) (UK) | 55 | cerere oferta | S | 1 | 0 | 1 | 0.364 | KG | 132X88X88 | 4015080944607 |  | 292 | ICD | 1
94372 | T5B-1-15431/Z | 94372 | ON-OFF-SWITCHES Z(/AW) (UK) | 55 | cerere oferta | S | 1 | 0 | 1 | 0.364 | KG | 132X88X88 | 4015080943723 |  | 292 | ICD | 1
94301 | T5B-1-8/E | 94301 | ON-OFF-SWITCHES E (UK) | 55 | cerere oferta | S | 1 | 0 | 1 | 0.329 | KG | 91X88X88 | 4015080943013 |  | 292 | ICD | 1
94281 | T5B-1-8200/E | 94281 | ON-OFF-SWITCHES E (UK) | 55 | cerere oferta | S | 1 | 0 | 1 | 0.329 | KG | 91X88X88 | 4015080942818 |  | 292 | ICD | 1
94279 | T5B-1-8200/EA/SVB | 94279 | ON-OFF SWITCH | 55 | cerere oferta | S | 1 | 0 | 1 | 0.47 | KG | 123X88X88 | 4015080942795 |  | 292 | ICD | 1
94278 | T5B-1-8200/EA/SVB-SW | 94278 | MAIN SWITCHES EA/SVB (UK) | 55 | cerere oferta | S | 1 | 0 | 1 | 0.47 | KG | 123X88X88 | 4015080942788 |  | 292 | ICD | 1
94280 | T5B-1-8200/E-RT | 94280 | ON-OFF-SWITCHES E (UK) | 55 | cerere oferta | S | 1 | 0 | 1 | 0.329 | KG | 91X88X88 | 4015080942801 |  | 292 | ICD | 1
207218 | T5B-1-8200/I4 | 207218 | I(G) ON-OFF switch | 55 | cerere oferta | S | 1 | 0 | 1 | 1.039 | KG | 240X160X162 | 4015082072186 |  | 292 | ICD | 1
207240 | T5B-1-8200/I4/SVB | 207240 | I(G)/SVB main switch | 55 | cerere oferta | S | 1 | 0 | 1 | 1.094 | KG | 240X160X169 | 4015082072407 |  | 292 | ICD | 1
207241 | T5B-1-8200/I4/SVB-SW | 207241 | I(G)/SVB main switch | 55 | cerere oferta | S | 1 | 0 | 1 | 1.094 | KG | 240X160X169 | 4015082072414 |  | 292 | ICD | 1
94273 | T5B-1-8200/V/SVB | 94273 | MAIN SWITCHES V/SVB (UK) | 55 | cerere oferta | S | 1 | 0 | 1 | 0.49 | KG | 138X88X88 | 4015080942733 |  | 292 | ICD | 1
94272 | T5B-1-8200/V/SVB-SW | 94272 | MAIN SWITCHES V/SVB (UK) | 55 | cerere oferta | S | 1 | 0 | 1 | 0.49 | KG | 138X88X88 | 4015080942726 |  | 292 | ICD | 1
94270 | T5B-1-8200/Z | 94270 | ON-OFF-SWITCHES Z(/AW) (UK) | 55 | cerere oferta | S | 1 | 0 | 1 | 0.364 | KG | 132X88X88 | 4015080942702 |  | 292 | ICD | 1
94261 | T5B-1-8210/E | 94261 | ON-OFF-SWITCHES E (UK) | 55 | cerere oferta | S | 1 | 0 | 1 | 0.329 | KG | 91X88X88 | 4015080942610 |  | 292 | ICD | 1
207432 | T5B-1-8210/I4 | 207432 | I(G) ON-OFF switch | 55 | cerere oferta | S | 1 | 0 | 1 | 1.039 | KG | 240X160X162 | 4015082074326 |  | 292 | ICD | 1
94258 | T5B-1-8210/Z | 94258 | ON-OFF-SWITCHES Z(/AW) (UK) | 55 | cerere oferta | S | 1 | 0 | 1 | 0.364 | KG | 132X88X88 | 4015080942580 |  | 292 | ICD | 1
907924 | T5B-1-SOND*/E | 907924 | ROTARY SWIT. T-SOND/E,63A | 55 | cerere oferta | N | 1 | 0 | 1 | 0.329 | KG | 91X88X88 | 1002000 |  | 292 | ICD | 1
907934 | T5B-1-SOND*/EA/SVB | 907934 | ROTARY SWIT. T-SOND/EA/SVB,63A | 55 | cerere oferta | N | 1 | 0 | 1 | 0.47 | KG | 123X88X88 | 1001990 |  | 292 | ICD | 1
908106 | T5B-1-SOND*/EA/SVB-SW | 908106 | ROTARY SWIT. T-SOND/EA/SVB,63A | 55 | cerere oferta | N | 1 | 0 | 1 | 0.47 | KG | 123X88X88 | 1001866 |  | 292 | ICD | 1
207510 | T5B-1-SOND*/I4 | 207510 | T-SOND/I rotary switch, 63 A | 55 | cerere oferta | N | 1 | 0 | 1 | 1.039 | KG | 240X160X162 | 1002475 |  | 292 | ICD | 1
207511 | T5B-1-SOND*/I4/SVB | 207511 | T-SOND/I rotary switch, 63 A | 55 | cerere oferta | N | 1 | 0 | 1 | 1.094 | KG | 240X160X169 | 1002474 |  | 292 | ICD | 1
207512 | T5B-1-SOND*/I4/SVB-SW | 207512 | T-SOND/I rotary switch, 63 A | 55 | cerere oferta | N | 1 | 0 | 1 | 1.094 | KG | 240X160X169 | 1002473 |  | 292 | ICD | 1
907950 | T5B-1-SOND*/V/SVB | 907950 | ROTARY SWIT. T-SOND/V/SVB,63A | 55 | cerere oferta | N | 1 | 0 | 1 | 0.49 | KG | 138X88X88 | 1001982 |  | 292 | ICD | 1
908114 | T5B-1-SOND*/V/SVB-SW | 908114 | ROTARY SWIT. T-SOND/V/SVB,63A | 55 | cerere oferta | N | 1 | 0 | 1 | 0.49 | KG | 138X88X88 | 1001858 |  | 292 | ICD | 1
907958 | T5B-1-SOND*/X | 907958 | ROTARY SWIT. T-SOND/Z(/AW),63A | 55 | cerere oferta | N | 1 | 0 | 1 | 0.286 | KG | 80X85X85 | 1004103 |  | 292 | ICD | 1
907968 | T5B-1-SOND*/Z | 907968 | ROTARY SWIT. T-SOND/Z(/AW),63A | 55 | cerere oferta | N | 1 | 0 | 1 | 0.364 | KG | 132X88X88 | 1001964 |  | 292 | ICD | 1
94132 | T5B-2-1/E | 94132 | ON-OFF-SWITCHES E (UK) | 55 | cerere oferta | S | 1 | 0 | 1 | 0.457 | KG | 108X88X88 | 4015080941323 |  | 292 | ICD | 1
94130 | T5B-2-1/EA/SVB | 94130 | MAIN SWITCHES EA/SVB (UK) | 55 | cerere oferta | S | 1 | 0 | 1 | 0.605 | KG | 140X88X88 | 4015080941309 |  | 292 | ICD | 1
222924 | T5B-2-1/I4/SVB | 222924 | Main switch | 55 | cerere oferta | S | 1 | 0 | 1 | 1.226 | KG | 240X160X169 | 4015082229245 |  | 292 | ICD | 1
94124 | T5B-2-1/V/SVB | 94124 | MAIN SWITCHES V/SVB (UK) | 55 | cerere oferta | S | 1 | 0 | 1 | 0.525 | KG | 155X88X88 | 4015080941248 |  | 292 | ICD | 1
94120 | T5B-2-10/E | 94120 | ON-OFF-SWITCHES E (UK) | 55 | cerere oferta | S | 1 | 0 | 1 | 0.457 | KG | 108X88X88 | 4015080941200 |  | 292 | ICD | 1
94118 | T5B-2-10/EA/SVB | 94118 | MAIN SWITCHES EA/SVB (UK) | 55 | cerere oferta | S | 1 | 0 | 1 | 0.605 | KG | 140X88X88 | 4015080941187 |  | 292 | ICD | 1
94096 | T5B-2-142/E | 94096 | ON-OFF-SWITCHES E (UK) | 55 | cerere oferta | S | 1 | 0 | 1 | 0.457 | KG | 108X88X88 | 4015080940968 |  | 292 | ICD | 1
94088 | T5B-2-148/E | 94088 | ON-OFF-SWITCHES E (UK) | 55 | cerere oferta | S | 1 | 0 | 1 | 0.457 | KG | 108X88X88 | 4015080940883 |  | 292 | ICD | 1
222928 | T5B-2-15169/I4/SVB | 222928 | Main switch | 55 | cerere oferta | S | 1 | 0 | 1 | 1.226 | KG | 240X160X169 | 4015082229283 |  | 292 | ICD | 1
93814 | T5B-2-15414/X | 93814 | ON-OFF-SWITCHES E (UK) | 55 | cerere oferta | S | 1 | 0 | 1 | 0.418 | KG | 97X85X85 | 4015080938149 |  | 292 | ICD | 1
93785 | T5B-2-15461/Z | 93785 | ON-OFF-SWITCHES Z(/AW) (UK) | 55 | cerere oferta | S | 1 | 0 | 1 | 0.499 | KG | 149X88X88 | 4015080937852 |  | 292 | ICD | 1
93643 | T5B-2-171/E | 93643 | ON-OFF-SWITCHES E (UK) | 55 | cerere oferta | S | 1 | 0 | 1 | 0.457 | KG | 108X88X88 | 4015080936435 |  | 292 | ICD | 1
93478 | T5B-2-37/E | 93478 | ON-OFF-SWITCHES E (UK) | 55 | cerere oferta | S | 1 | 0 | 1 | 0.457 | KG | 108X88X88 | 4015080934783 |  | 292 | ICD | 1
93465 | T5B-2-39/E | 93465 | ON-OFF-SWITCHES E (UK) | 55 | cerere oferta | S | 1 | 0 | 1 | 0.457 | KG | 108X88X88 | 4015080934653 |  | 292 | ICD | 1
93094 | T5B-2-8211/E | 93094 | ON-OFF-SWITCHES E (UK) | 55 | cerere oferta | S | 1 | 0 | 1 | 0.457 | KG | 108X88X88 | 4015080930945 |  | 292 | ICD | 1
207220 | T5B-2-8211/I4 | 207220 | I(G) ON-OFF switch | 55 | cerere oferta | S | 1 | 0 | 1 | 1.171 | KG | 240X160X162 | 4015082072209 |  | 292 | ICD | 1
93082 | T5B-2-8211/Z | 93082 | ON-OFF-SWITCHES Z(/AW) (UK) | 55 | cerere oferta | S | 1 | 0 | 1 | 0.499 | KG | 149X88X88 | 4015080930822 |  | 292 | ICD | 1
93047 | T5B-2-8221/E | 93047 | ON-OFF-SWITCHES E (UK) | 55 | cerere oferta | S | 1 | 0 | 1 | 0.457 | KG | 108X88X88 | 4015080930471 |  | 292 | ICD | 1
207221 | T5B-2-8221/I4 | 207221 | I(G) ON-OFF switch | 55 | cerere oferta | S | 1 | 0 | 1 | 1.171 | KG | 240X160X162 | 4015082072216 |  | 292 | ICD | 1
93044 | T5B-2-8221/Z | 93044 | ON-OFF-SWITCHES Z(/AW) (UK) | 55 | cerere oferta | S | 1 | 0 | 1 | 0.499 | KG | 149X88X88 | 4015080930440 |  | 292 | ICD | 1
92986 | T5B-2-8241/E | 92986 | ON-OFF-SWITCHES E (UK) | 55 | cerere oferta | S | 1 | 0 | 1 | 0.457 | KG | 108X88X88 | 4015080929864 |  | 292 | ICD | 1
92932 | T5B-2-8324/EA/SVB | 92932 | MAIN SWITCHES EA/SVB (UK) | 55 | cerere oferta | S | 1 | 0 | 1 | 0.605 | KG | 140X88X88 | 4015080929321 |  | 292 | ICD | 1
222974 | T5B-2-8324/I4/SVB | 222974 | Main switch | 55 | cerere oferta | S | 1 | 0 | 1 | 1.226 | KG | 240X160X169 | 4015082229740 |  | 292 | ICD | 1
92918 | T5B-2-8400/E | 92918 | ON-OFF-SWITCHES E (UK) | 55 | cerere oferta | S | 1 | 0 | 1 | 0.457 | KG | 108X88X88 | 4015080929185 |  | 292 | ICD | 1
207222 | T5B-2-8400/I4 | 207222 | I(G) ON-OFF switch | 55 | cerere oferta | S | 1 | 0 | 1 | 1.171 | KG | 240X160X162 | 4015082072223 |  | 292 | ICD | 1
92915 | T5B-2-8400/Z | 92915 | ON-OFF-SWITCHES Z(/AW) (UK) | 55 | cerere oferta | S | 1 | 0 | 1 | 0.499 | KG | 149X88X88 | 4015080929154 |  | 292 | ICD | 1
907925 | T5B-2-SOND*/E | 907925 | ROTARY SWIT. T-SOND/E,63A | 55 | cerere oferta | N | 1 | 0 | 1 | 0.457 | KG | 108X88X88 | 1001999 |  | 292 | ICD | 1
907935 | T5B-2-SOND*/EA/SVB | 907935 | ROTARY SWIT. T-SOND/EA/SVB,63A | 55 | cerere oferta | N | 1 | 0 | 1 | 0.605 | KG | 140X88X88 | 1001989 |  | 292 | ICD | 1
908107 | T5B-2-SOND*/EA/SVB-SW | 908107 | ROTARY SWIT. T-SOND/EA/SVB,63A | 55 | cerere oferta | N | 1 | 0 | 1 | 0.605 | KG | 140X88X88 | 1001865 |  | 292 | ICD | 1
207514 | T5B-2-SOND*/I4 | 207514 | T-SOND/I rotary switch, 63 A | 55 | cerere oferta | N | 1 | 0 | 1 | 1.171 | KG | 240X160X162 | 1002472 |  | 292 | ICD | 1
207515 | T5B-2-SOND*/I4/SVB | 207515 | T-SOND/I rotary switch, 63 A | 55 | cerere oferta | N | 1 | 0 | 1 | 1.226 | KG | 240X160X169 | 1002471 |  | 292 | ICD | 1
207516 | T5B-2-SOND*/I4/SVB-SW | 207516 | T-SOND/I rotary switch, 63 A | 55 | cerere oferta | N | 1 | 0 | 1 | 1.226 | KG | 240X160X169 | 1002470 |  | 292 | ICD | 1
907951 | T5B-2-SOND*/V/SVB | 907951 | ROTARY SWIT. T-SOND/V/SVB,63A | 55 | cerere oferta | N | 1 | 0 | 1 | 0.525 | KG | 155X88X88 | 1001981 |  | 292 | ICD | 1
908115 | T5B-2-SOND*/V/SVB-SW | 908115 | ROTARY SWIT. T-SOND/V/SVB,63A | 55 | cerere oferta | N | 1 | 0 | 1 | 0.525 | KG | 155X88X88 | 1001857 |  | 292 | ICD | 1
907959 | T5B-2-SOND*/X | 907959 | ROTARY SWIT. T-SOND/Z(/AW),63A | 55 | cerere oferta | N | 1 | 0 | 1 | 0.418 | KG | 97X85X85 | 1004102 |  | 292 | ICD | 1
907969 | T5B-2-SOND*/Z | 907969 | ROTARY SWIT. T-SOND/Z(/AW),63A | 55 | cerere oferta | N | 1 | 0 | 1 | 0.499 | KG | 149X88X88 | 1001963 |  | 292 | ICD | 1
92850 | T5B-3-123/E | 92850 | ON-OFF-SWITCHES E (UK) | 55 | cerere oferta | S | 1 | 0 | 1 | 0.59 | KG | 124X88X88 | 4015080928508 |  | 292 | ICD | 1
92847 | T5B-3-123/Z | 92847 | ON-OFF-SWITCHES Z(/AW) (UK) | 55 | cerere oferta | S | 1 | 0 | 1 | 0.634 | KG | 165X88X88 | 4015080928478 |  | 292 | ICD | 1
44904 | T5B-3-143/E | 44904 | ON-OFF-SWITCHES E (UK) | 55 | cerere oferta | S | 1 | 0 | 1 | 0.59 | KG | 124X88X88 | 4015080449041 |  | 292 | ICD | 1
92576 | T5B-3-151/E | 92576 | ON-OFF-SWITCHES E (UK) | 55 | cerere oferta | S | 1 | 0 | 1 | 0.59 | KG | 124X88X88 | 4015080925767 |  | 292 | ICD | 1
222978 | T5B-3-15159/I4/SVB | 222978 | Main switch | 55 | cerere oferta | S | 1 | 0 | 1 | 1.358 | KG | 240X160X204 | 4015082229788 |  | 292 | ICD | 1
92488 | T5B-3-15284/EA/SVB | 92488 | MAIN SWITCHES EA/SVB (UK) | 55 | cerere oferta | S | 1 | 0 | 1 | 0.788 | KG | 156X88X88 | 4015080924883 |  | 292 | ICD | 1
92482 | T5B-3-15284/V/SVB | 92482 | MAIN SWITCHES V/SVB (UK) | 55 | cerere oferta | S | 1 | 0 | 1 | 0.66 | KG | 171X88X88 | 4015080924821 |  | 292 | ICD | 1
92474 | T5B-3-15423/E | 92474 | ON-OFF-SWITCHES E (UK) | 55 | cerere oferta | S | 1 | 0 | 1 | 0.59 | KG | 124X88X88 | 4015080924746 |  | 292 | ICD | 1
92452 | T5B-3-15453/X | 92452 | ON-OFF-SWITCHES E (UK) | 55 | cerere oferta | S | 1 | 0 | 1 | 0.55 | KG | 113X85X85 | 4015080924524 |  | 292 | ICD | 1
92423 | T5B-3-190/Z | 92423 | ON-OFF-SWITCHES Z(/AW) (UK) | 55 | cerere oferta | S | 1 | 0 | 1 | 0.634 | KG | 165X88X88 | 4015080924234 |  | 292 | ICD | 1
92422 | T5B-3-2/E | 92422 | REVERSING SWITCH | 55 | cerere oferta | S | 1 | 0 | 1 | 0.59 | KG | 124X88X88 | 4015080924227 |  | 292 | ICD | 1
222517 | T5B-3-2/I4 | 222517 | Reversing switch | 55 | cerere oferta | S | 1 | 0 | 1 | 1.303 | KG | 240X160X197 | 4015082225179 |  | 292 | ICD | 1
92419 | T5B-3-2/Z | 92419 | ON-OFF-SWITCHES Z(/AW) (UK) | 55 | cerere oferta | S | 1 | 0 | 1 | 0.634 | KG | 165X88X88 | 4015080924197 |  | 292 | ICD | 1
92402 | T5B-3-50/E | 92402 | ON-OFF-SWITCHES E (UK) | 55 | cerere oferta | S | 1 | 0 | 1 | 0.59 | KG | 124X88X88 | 4015080924029 |  | 292 | ICD | 1
222998 | T5B-3-50/I4 | 222998 | Changeover switch | 55 | cerere oferta | S | 1 | 0 | 1 | 1.303 | KG | 240X160X197 | 4015082229986 |  | 292 | ICD | 1
92399 | T5B-3-50/Z | 92399 | ON-OFF-SWITCHES Z(/AW) (UK) | 55 | cerere oferta | S | 1 | 0 | 1 | 0.634 | KG | 165X88X88 | 4015080923992 |  | 292 | ICD | 1
92394 | T5B-3-7/E | 92394 | CHANGE OVER SWITCH | 55 | cerere oferta | S | 1 | 0 | 1 | 0.59 | KG | 124X88X88 | 4015080923947 |  | 292 | ICD | 1
222554 | T5B-3-7/I4 | 222554 | Switch | 55 | cerere oferta | S | 1 | 0 | 1 | 1.303 | KG | 240X160X197 | 4015082225544 |  | 292 | ICD | 1
92391 | T5B-3-7/Z | 92391 | CHANGE OVER SWITCH | 55 | cerere oferta | S | 1 | 0 | 1 | 0.634 | KG | 165X88X88 | 4015080923916 |  | 292 | ICD | 1
92386 | T5B-3-8212/E | 92386 | ON-OFF-SWITCHES E (UK) | 55 | cerere oferta | S | 1 | 0 | 1 | 0.59 | KG | 124X88X88 | 4015080923862 |  | 292 | ICD | 1
207223 | T5B-3-8212/I4 | 207223 | I(G) ON-OFF switch | 55 | cerere oferta | S | 1 | 0 | 1 | 1.303 | KG | 240X160X197 | 4015082072230 |  | 292 | ICD | 1
92383 | T5B-3-8212/Z | 92383 | ON-OFF-SWITCHES Z(/AW) (UK) | 55 | cerere oferta | S | 1 | 0 | 1 | 0.634 | KG | 165X88X88 | 4015080923831 |  | 292 | ICD | 1
92382 | T5B-3-8216/E | 92382 | ON-OFF-SWITCHES E (UK) | 55 | cerere oferta | S | 1 | 0 | 1 | 0.59 | KG | 124X88X88 | 4015080923824 |  | 292 | ICD | 1
92378 | T5B-3-8222/E | 92378 | ON-OFF-SWITCHES E (UK) | 55 | cerere oferta | S | 1 | 0 | 1 | 0.59 | KG | 124X88X88 | 4015080923787 |  | 292 | ICD | 1
207224 | T5B-3-8222/I4 | 207224 | I(G) ON-OFF switch | 55 | cerere oferta | S | 1 | 0 | 1 | 1.303 | KG | 240X160X197 | 4015082072247 |  | 292 | ICD | 1
92375 | T5B-3-8222/Z | 92375 | ON-OFF-SWITCHES Z(/AW) (UK) | 55 | cerere oferta | S | 1 | 0 | 1 | 0.634 | KG | 165X88X88 | 4015080923756 |  | 292 | ICD | 1
92374 | T5B-3-8228/E | 92374 | ON-OFF-SWITCHES E (UK) | 55 | cerere oferta | S | 1 | 0 | 1 | 0.59 | KG | 124X88X88 | 4015080923749 |  | 292 | ICD | 1
207225 | T5B-3-8228/I4 | 207225 | I(G) ON-OFF switch | 55 | cerere oferta | S | 1 | 0 | 1 | 1.303 | KG | 240X160X197 | 4015082072254 |  | 292 | ICD | 1
92371 | T5B-3-8228/Z | 92371 | ON-OFF-SWITCHES Z(/AW) (UK) | 55 | cerere oferta | S | 1 | 0 | 1 | 0.634 | KG | 165X88X88 | 4015080923718 |  | 292 | ICD | 1
92339 | T5B-3-8299/Z | 92339 | ON-OFF-SWITCHES Z(/AW) (UK) | 55 | cerere oferta | S | 1 | 0 | 1 | 0.634 | KG | 165X88X88 | 4015080923398 |  | 292 | ICD | 1
92319 | T5B-3-8341/EA/SVB-SW | 92319 | MAIN SWITCHES EA/SVB (UK) | 55 | cerere oferta | S | 1 | 0 | 1 | 0.788 | KG | 156X88X88 | 4015080923190 |  | 292 | ICD | 1
92310 | T5B-3-8342/E | 92310 | ON-OFF-SWITCHES E (UK) | 55 | cerere oferta | S | 1 | 0 | 1 | 0.59 | KG | 124X88X88 | 4015080923107 |  | 292 | ICD | 1
92308 | T5B-3-8342/EA/SVB | 92308 | ON-OFF SWITCH | 55 | cerere oferta | S | 1 | 0 | 1 | 0.788 | KG | 156X88X88 | 4015080923084 |  | 292 | ICD | 1
92307 | T5B-3-8342/EA/SVB-SW | 92307 | ON-OFF SWITCH | 55 | cerere oferta | S | 1 | 0 | 1 | 0.788 | KG | 156X88X88 | 4015080923077 |  | 292 | ICD | 1
207226 | T5B-3-8342/I4 | 207226 | ON-OFF SWITCH | 55 | cerere oferta | S | 1 | 0 | 1 | 1.303 | KG | 240X160X197 | 4015082072261 |  | 292 | ICD | 1
207242 | T5B-3-8342/I4/SVB | 207242 | ON-OFF SWITCH | 55 | cerere oferta | S | 1 | 0 | 1 | 1.358 | KG | 240X160X204 | 4015082072421 |  | 292 | ICD | 1
207243 | T5B-3-8342/I4/SVB-SW | 207243 | I(G)/SVB main switch | 55 | cerere oferta | S | 1 | 0 | 1 | 1.358 | KG | 240X160X204 | 4015082072438 |  | 292 | ICD | 1
207250 | T5B-3-8342/I4-SI | 207250 | Safety switch | 55 | cerere oferta | S | 1 | 0 | 1 | 1.303 | KG | 167X125X175 | 4015082072506 |  | 292 | ICD | 1
207251 | T5B-3-8342/I4-SI-SW | 207251 | Safety switch | 55 | cerere oferta | S | 1 | 0 | 1 | 1.303 | KG | 167X125X175 | 4015082072513 |  | 292 | ICD | 1
92300 | T5B-3-8342/V/SVB | 92300 | MAIN SWITCHES V/SVB (UK) | 55 | cerere oferta | S | 1 | 0 | 1 | 0.66 | KG | 171X88X88 | 4015080923008 |  | 292 | ICD | 1
92299 | T5B-3-8342/V/SVB-SW | 92299 | MAIN SWITCHES V/SVB (UK) | 55 | cerere oferta | S | 1 | 0 | 1 | 0.66 | KG | 171X88X88 | 4015080922995 |  | 292 | ICD | 1
92298 | T5B-3-8342/X | 92298 | ON-OFF-SWITCHES E (UK) | 55 | cerere oferta | S | 1 | 0 | 1 | 0.55 | KG | 113X85X85 | 4015080922988 |  | 292 | ICD | 1
92297 | T5B-3-8342/Z | 92297 | ON-OFF-SWITCHES Z(/AW) (UK) | 55 | cerere oferta | S | 1 | 0 | 1 | 0.634 | KG | 165X88X88 | 4015080922971 |  | 292 | ICD | 1
92296 | T5B-3-8401/E | 92296 | ON-OFF-SWITCHES E (UK) | 55 | cerere oferta | S | 1 | 0 | 1 | 0.59 | KG | 124X88X88 | 4015080922964 |  | 292 | ICD | 1
207227 | T5B-3-8401/I4 | 207227 | I(G) ON-OFF switch | 55 | cerere oferta | S | 1 | 0 | 1 | 1.303 | KG | 240X160X197 | 4015082072278 |  | 292 | ICD | 1
92293 | T5B-3-8401/Z | 92293 | ON-OFF-SWITCHES Z(/AW) (UK) | 55 | cerere oferta | S | 1 | 0 | 1 | 0.634 | KG | 165X88X88 | 4015080922933 |  | 292 | ICD | 1
92288 | T5B-3-8451/E | 92288 | ON-OFF-SWITCHES E (UK) | 55 | cerere oferta | S | 1 | 0 | 1 | 0.59 | KG | 124X88X88 | 4015080922889 |  | 292 | ICD | 1
207228 | T5B-3-8451/I4 | 207228 | I(G) ON-OFF switch | 55 | cerere oferta | S | 1 | 0 | 1 | 1.303 | KG | 240X160X197 | 4015082072285 |  | 292 | ICD | 1
207420 | T5B-3-8901/EA/SVB | 207420 | EA/SVB main switch | 55 | cerere oferta | S | 1 | 0 | 1 | 0.788 | KG | 156X88X88 | 4015082074203 |  | 292 | ICD | 1
207421 | T5B-3-8901/EA/SVB-SW | 207421 | EA/SVB main switch | 55 | cerere oferta | S | 1 | 0 | 1 | 0.788 | KG | 156X88X88 | 4015082074210 |  | 292 | ICD | 1
207244 | T5B-3-8901/I4/SVB | 207244 | I(G)/SVB main switch | 55 | cerere oferta | S | 1 | 0 | 1 | 1.358 | KG | 240X160X204 | 4015082072445 |  | 292 | ICD | 1
255913 | T5B-3-8901/I4/SVB-NA | 255913 | Main switch I(G)/SVB | 55 | cerere oferta | S | 1 | 0 | 1 | 1.358 | KG | 240X160X204 | 4015082559137 |  | 292 | ICD | 1
207245 | T5B-3-8901/I4/SVB-SW | 207245 | I(G)/SVB main switch | 55 | cerere oferta | S | 1 | 0 | 1 | 1.358 | KG | 240X160X204 | 4015082072452 |  | 292 | ICD | 1
207422 | T5B-3-8901/V/SVB | 207422 | V/SVB main switch | 55 | cerere oferta | S | 1 | 0 | 1 | 0.66 | KG | 171X88X88 | 4015082074227 |  | 292 | ICD | 1
207423 | T5B-3-8901/V/SVB-SW | 207423 | V/SVB main switch | 55 | cerere oferta | S | 1 | 0 | 1 | 0.66 | KG | 171X88X88 | 4015082074234 |  | 292 | ICD | 1
907926 | T5B-3-SOND*/E | 907926 | ROTARY SWIT. T-SOND/E,63A | 55 | cerere oferta | N | 1 | 0 | 1 | 0.59 | KG | 124X88X88 | 1001998 |  | 292 | ICD | 1
907936 | T5B-3-SOND*/EA/SVB | 907936 | ROTARY SWIT. T-SOND/EA/SVB,63A | 55 | cerere oferta | N | 1 | 0 | 1 | 0.788 | KG | 156X88X88 | 1001988 |  | 292 | ICD | 1
908108 | T5B-3-SOND*/EA/SVB-SW | 908108 | ROTARY SWIT. T-SOND/EA/SVB,63A | 55 | cerere oferta | N | 1 | 0 | 1 | 0.788 | KG | 156X88X88 | 1001864 |  | 292 | ICD | 1
207518 | T5B-3-SOND*/I4 | 207518 | T-SOND/I rotary switch, 63 A | 55 | cerere oferta | N | 1 | 0 | 1 | 1.303 | KG | 240X160X197 | 1002469 |  | 292 | ICD | 1
207519 | T5B-3-SOND*/I4/SVB | 207519 | T-SOND/I rotary switch, 63 A | 55 | cerere oferta | N | 1 | 0 | 1 | 1.358 | KG | 240X160X204 | 1002468 |  | 292 | ICD | 1
207520 | T5B-3-SOND*/I4/SVB-SW | 207520 | T-SOND/I rotary switch, 63 A | 55 | cerere oferta | N | 1 | 0 | 1 | 1.358 | KG | 240X160X204 | 1002467 |  | 292 | ICD | 1
907952 | T5B-3-SOND*/V/SVB | 907952 | ROTARY SWIT. T-SOND/V/SVB,63A | 55 | cerere oferta | N | 1 | 0 | 1 | 0.66 | KG | 171X88X88 | 1001980 |  | 292 | ICD | 1
908116 | T5B-3-SOND*/V/SVB-SW | 908116 | ROTARY SWIT. T-SOND/V/SVB,63A | 55 | cerere oferta | N | 1 | 0 | 1 | 0.66 | KG | 171X88X88 | 1001856 |  | 292 | ICD | 1
907960 | T5B-3-SOND*/X | 907960 | ROTARY SWIT. T-SOND/Z(/AW),63A | 55 | cerere oferta | N | 1 | 0 | 1 | 0.55 | KG | 113X85X85 | 1004101 |  | 292 | ICD | 1
907970 | T5B-3-SOND*/Z | 907970 | ROTARY SWIT. T-SOND/Z(/AW),63A | 55 | cerere oferta | N | 1 | 0 | 1 | 0.634 | KG | 165X88X88 | 1001962 |  | 292 | ICD | 1
223007 | T5B-4-11/I4 | 223007 | Multi-speed switch, Dahlander | 55 | cerere oferta | S | 1 | 0 | 1 | 1.435 | KG | 240X160X197 | 4015082230074 |  | 292 | ICD | 1
92249 | T5B-4-15067/Z | 92249 | ON-OFF-SWITCHES Z(/AW) (UK) | 55 | cerere oferta | S | 1 | 0 | 1 | 0.769 | KG | 182X88X88 | 4015080922490 |  | 292 | ICD | 1
92232 | T5B-4-15164/E | 92232 | ON-OFF-SWITCHES E (UK) | 55 | cerere oferta | S | 1 | 0 | 1 | 0.725 | KG | 141X88X88 | 4015080922322 |  | 292 | ICD | 1
92230 | T5B-4-15164/EA/SVB | 92230 | MAIN SWITCHES EA/SVB (UK) | 55 | cerere oferta | S | 1 | 0 | 1 | 0.951 | KG | 173X88X88 | 4015080922308 |  | 292 | ICD | 1
92229 | T5B-4-15164/EA/SVB-SW | 92229 | MAIN SWITCHES EA/SVB (UK) | 55 | cerere oferta | S | 1 | 0 | 1 | 0.951 | KG | 173X88X88 | 4015080922292 |  | 292 | ICD | 1
223021 | T5B-4-15164/I4 | 223021 | ON OFF switch | 55 | cerere oferta | S | 1 | 0 | 1 | 1.435 | KG | 240X160X197 | 4015082230210 |  | 292 | ICD | 1
223022 | T5B-4-15164/I4/SVB | 223022 | Main switch | 55 | cerere oferta | S | 1 | 0 | 1 | 1.49 | KG | 240X160X197 | 4015082230227 |  | 292 | ICD | 1
225386 | T5B-4-15164/I4/SVB-SW | 225386 | Main switch | 55 | cerere oferta | S | 1 | 0 | 1 | 1.49 | KG | 240X160X197 | 4015082253868 |  | 292 | ICD | 1
92222 | T5B-4-15164/V/SVB | 92222 | MAIN SWITCHES V/SVB (UK) | 55 | cerere oferta | S | 1 | 0 | 1 | 0.795 | KG | 188X88X88 | 4015080922223 |  | 292 | ICD | 1
92221 | T5B-4-15164/V/SVB-SW | 92221 | MAIN SWITCHES V/SVB (UK) | 55 | cerere oferta | S | 1 | 0 | 1 | 0.795 | KG | 188X88X88 | 4015080922216 |  | 292 | ICD | 1
92220 | T5B-4-15164/X | 92220 | ON-OFF-SWITCHES E (UK) | 55 | cerere oferta | S | 1 | 0 | 1 | 0.682 | KG | 130X85X85 | 4015080922209 |  | 292 | ICD | 1
92219 | T5B-4-15164/Z | 92219 | ON-OFF-SWITCHES Z(/AW) (UK) | 55 | cerere oferta | S | 1 | 0 | 1 | 0.769 | KG | 182X88X88 | 4015080922193 |  | 292 | ICD | 1
207424 | T5B-4-15682/E | 207424 | E ON-OFF switch | 55 | cerere oferta | S | 1 | 0 | 1 | 0.725 | KG | 141X88X88 | 4015082074241 |  | 292 | ICD | 1
207425 | T5B-4-15682/EA/SVB | 207425 | EA/SVB main switch | 55 | cerere oferta | S | 1 | 0 | 1 | 0.951 | KG | 173X88X88 | 4015082074258 |  | 292 | ICD | 1
207426 | T5B-4-15682/EA/SVB-SW | 207426 | EA/SVB main switch | 55 | cerere oferta | S | 1 | 0 | 1 | 0.951 | KG | 173X88X88 | 4015082074265 |  | 292 | ICD | 1
207229 | T5B-4-15682/I4 | 207229 | I(G) ON-OFF switch | 55 | cerere oferta | S | 1 | 0 | 1 | 1.435 | KG | 240X160X197 | 4015082072292 |  | 292 | ICD | 1
207246 | T5B-4-15682/I4/SVB | 207246 | I(G)/SVB main switch | 55 | cerere oferta | S | 1 | 0 | 1 | 1.861 | KG | 240X160X204 | 4015082072469 |  | 292 | ICD | 1
207247 | T5B-4-15682/I4/SVB-SW | 207247 | I(G)/SVB main switch | 55 | cerere oferta | S | 1 | 0 | 1 | 1.49 | KG | 240X160X204 | 4015082072476 |  | 292 | ICD | 1
207254 | T5B-4-15682/I4-SI | 207254 | Safety switch | 55 | cerere oferta | S | 1 | 0 | 1 | 1.435 | KG | 167X125X175 | 4015082072544 |  | 292 | ICD | 1
207255 | T5B-4-15682/I4-SI-SW | 207255 | Safety switch | 55 | cerere oferta | S | 1 | 0 | 1 | 1.435 | KG | 167X125X175 | 4015082072551 |  | 292 | ICD | 1
207427 | T5B-4-15682/V/SVB | 207427 | V/SVB main switch | 55 | cerere oferta | S | 1 | 0 | 1 | 0.795 | KG | 188X88X88 | 4015082074272 |  | 292 | ICD | 1
207428 | T5B-4-15682/V/SVB-SW | 207428 | V/SVB main switch | 55 | cerere oferta | S | 1 | 0 | 1 | 0.795 | KG | 188X88X88 | 4015082074289 |  | 292 | ICD | 1
207429 | T5B-4-15682/Z | 207429 | Z(/AW) ON-OFF switch | 55 | cerere oferta | S | 1 | 0 | 1 | 0.769 | KG | 182X88X88 | 4015082074296 |  | 292 | ICD | 1
223023 | T5B-4-15700/I4/SVB | 223023 | Main switch | 55 | cerere oferta | S | 1 | 0 | 1 | 1.49 | KG | 240X160X204 | 4015082230234 |  | 292 | ICD | 1
92180 | T5B-4-15700/V/SVB | 92180 | MAIN SWITCHES V/SVB (UK) | 55 | cerere oferta | S | 1 | 0 | 1 | 0.795 | KG | 188X88X88 | 4015080921806 |  | 292 | ICD | 1
92164 | T5B-4-24/E | 92164 | ON-OFF-SWITCHES E (UK) | 55 | cerere oferta | S | 1 | 0 | 1 | 0.725 | KG | 141X88X88 | 4015080921646 |  | 292 | ICD | 1
222515 | T5B-4-24/I4 | 222515 | Star-delta switch | 55 | cerere oferta | S | 1 | 0 | 1 | 1.435 | KG | 240X160X197 | 4015082225155 |  | 292 | ICD | 1
92161 | T5B-4-24/Z | 92161 | ON-OFF-SWITCHES Z(/AW) (UK) | 55 | cerere oferta | S | 1 | 0 | 1 | 0.769 | KG | 182X88X88 | 4015080921615 |  | 292 | ICD | 1
92160 | T5B-4-3/E | 92160 | STAR-DELTA SWITCH | 55 | cerere oferta | S | 1 | 0 | 1 | 0.725 | KG | 141X88X88 | 4015080921608 |  | 292 | ICD | 1
223009 | T5B-4-3/I4 | 223009 | Star delta switch | 55 | cerere oferta | S | 1 | 0 | 1 | 1.435 | KG | 240X160X197 | 4015082230098 |  | 292 | ICD | 1
92157 | T5B-4-3/Z | 92157 | ON-OFF-SWITCHES Z(/AW) (UK) | 55 | cerere oferta | S | 1 | 0 | 1 | 0.769 | KG | 182X88X88 | 4015080921578 |  | 292 | ICD | 1
92156 | T5B-4-4/E | 92156 | ON-OFF-SWITCHES E (UK) | 55 | cerere oferta | S | 1 | 0 | 1 | 0.725 | KG | 141X88X88 | 4015080921561 |  | 292 | ICD | 1
92153 | T5B-4-4/Z | 92153 | ON-OFF-SWITCHES Z(/AW) (UK) | 55 | cerere oferta | S | 1 | 0 | 1 | 0.769 | KG | 182X88X88 | 4015080921530 |  | 292 | ICD | 1
92152 | T5B-4-41/E | 92152 | GROUP SWITCH | 55 | cerere oferta | S | 1 | 0 | 1 | 0.725 | KG | 141X88X88 | 4015080921523 |  | 292 | ICD | 1
223024 | T5B-4-41/I4 | 223024 | Group changeover switch | 55 | cerere oferta | S | 1 | 0 | 1 | 1.435 | KG | 240X160X197 | 4015082230241 |  | 292 | ICD | 1
92149 | T5B-4-41/Z | 92149 | GROUP SWITCH | 55 | cerere oferta | S | 1 | 0 | 1 | 0.769 | KG | 182X88X88 | 4015080921493 |  | 292 | ICD | 1
92140 | T5B-4-47/E | 92140 | ON-OFF-SWITCHES E (UK) | 55 | cerere oferta | S | 1 | 0 | 1 | 0.725 | KG | 141X88X88 | 4015080921400 |  | 292 | ICD | 1
92132 | T5B-4-49/E | 92132 | ON-OFF-SWITCHES E (UK) | 55 | cerere oferta | S | 1 | 0 | 1 | 0.725 | KG | 141X88X88 | 4015080921325 |  | 292 | ICD | 1
92112 | T5B-4-8213/E | 92112 | ON-OFF-SWITCHES E (UK) | 55 | cerere oferta | S | 1 | 0 | 1 | 0.725 | KG | 141X88X88 | 4015080921127 |  | 292 | ICD | 1
207230 | T5B-4-8213/I4 | 207230 | I(G) ON-OFF switch | 55 | cerere oferta | S | 1 | 0 | 1 | 1.898 | KG | 240X160X197 | 4015082072308 |  | 292 | ICD | 1
92110 | T5B-4-8213/X | 92110 | ON-OFF-SWITCHES E (UK) | 55 | cerere oferta | S | 1 | 0 | 1 | 0.682 | KG | 130X85X85 | 4015080921103 |  | 292 | ICD | 1
92109 | T5B-4-8213/Z | 92109 | ON-OFF-SWITCHES Z(/AW) (UK) | 55 | cerere oferta | S | 1 | 0 | 1 | 0.769 | KG | 182X88X88 | 4015080921097 |  | 292 | ICD | 1
92108 | T5B-4-8223/E | 92108 | ON-OFF-SWITCHES E (UK) | 55 | cerere oferta | S | 1 | 0 | 1 | 0.725 | KG | 141X88X88 | 4015080921080 |  | 292 | ICD | 1
207231 | T5B-4-8223/I4 | 207231 | I(G) ON-OFF switch | 55 | cerere oferta | S | 1 | 0 | 1 | 1.435 | KG | 240X160X197 | 4015082072315 |  | 292 | ICD | 1
92105 | T5B-4-8223/Z | 92105 | ON-OFF-SWITCHES Z(/AW) (UK) | 55 | cerere oferta | S | 1 | 0 | 1 | 0.769 | KG | 182X88X88 | 4015080921059 |  | 292 | ICD | 1
92096 | T5B-4-8244/E | 92096 | ON-OFF-SWITCHES E (UK) | 55 | cerere oferta | S | 1 | 0 | 1 | 0.725 | KG | 141X88X88 | 4015080920960 |  | 292 | ICD | 1
92084 | T5B-4-8294/E | 92084 | ON-OFF-SWITCHES E (UK) | 55 | cerere oferta | S | 1 | 0 | 1 | 0.725 | KG | 141X88X88 | 4015080920847 |  | 292 | ICD | 1
207232 | T5B-4-8294/I4 | 207232 | I(G) ON-OFF switch | 55 | cerere oferta | S | 1 | 0 | 1 | 1.435 | KG | 240X160X197 | 4015082072322 |  | 292 | ICD | 1
92081 | T5B-4-8294/Z | 92081 | ON-OFF-SWITCHES Z(/AW) (UK) | 55 | cerere oferta | S | 1 | 0 | 1 | 0.769 | KG | 182X88X88 | 4015080920816 |  | 292 | ICD | 1
223016 | T5B-4-8343/I4 | 223016 | ON OFF switch | 55 | cerere oferta | S | 1 | 0 | 1 | 1.435 | KG | 240X160X197 | 4015082230166 |  | 292 | ICD | 1
223010 | T5B-4-8343/I4/SVB | 223010 | Main switch | 55 | cerere oferta | S | 1 | 0 | 1 | 1.49 | KG | 240X160X204 | 4015082230104 |  | 292 | ICD | 1
92068 | T5B-4-8343/V/SVB | 92068 | MAIN SWITCHES V/SVB (UK) | 55 | cerere oferta | S | 1 | 0 | 1 | 0.795 | KG | 188X88X88 | 4015080920687 |  | 292 | ICD | 1
92064 | T5B-4-8344/E | 92064 | ON-OFF-SWITCHES E (UK) | 55 | cerere oferta | S | 1 | 0 | 1 | 0.725 | KG | 141X88X88 | 4015080920649 |  | 292 | ICD | 1
92062 | T5B-4-8344/EA/SVB | 92062 | MAIN SWITCHES EA/SVB (UK) | 55 | cerere oferta | S | 1 | 0 | 1 | 0.951 | KG | 173X88X88 | 4015080920625 |  | 292 | ICD | 1
92061 | T5B-4-8344/EA/SVB-SW | 92061 | MAIN SWITCHES EA/SVB (UK) | 55 | cerere oferta | S | 1 | 0 | 1 | 0.951 | KG | 173X88X88 | 4015080920618 |  | 292 | ICD | 1
207233 | T5B-4-8344/I4 | 207233 | I(G) ON-OFF switch | 55 | cerere oferta | S | 1 | 0 | 1 | 1.435 | KG | 240X160X197 | 4015082072339 |  | 292 | ICD | 1
207248 | T5B-4-8344/I4/SVB | 207248 | I(G)/SVB main switch | 55 | cerere oferta | S | 1 | 0 | 1 | 1.859 | KG | 240X160X204 | 4015082072483 |  | 292 | ICD | 1
207249 | T5B-4-8344/I4/SVB-SW | 207249 | I(G)/SVB main switch | 55 | cerere oferta | S | 1 | 0 | 1 | 1.49 | KG | 240X160X204 | 4015082072490 |  | 292 | ICD | 1
92056 | T5B-4-8344/V/SVB | 92056 | MAIN SWITCHES V/SVB (UK) | 55 | cerere oferta | S | 1 | 0 | 1 | 0.795 | KG | 188X88X88 | 4015080920564 |  | 292 | ICD | 1
92055 | T5B-4-8344/V/SVB-SW | 92055 | MAIN SWITCHES V/SVB (UK) | 55 | cerere oferta | S | 1 | 0 | 1 | 0.795 | KG | 188X88X88 | 4015080920557 |  | 292 | ICD | 1
92053 | T5B-4-8344/Z | 92053 | ON-OFF-SWITCHES Z(/AW) (UK) | 55 | cerere oferta | S | 1 | 0 | 1 | 0.769 | KG | 182X88X88 | 4015080920533 |  | 292 | ICD | 1
92052 | T5B-4-8410/E | 92052 | ON-OFF-SWITCHES E (UK) | 55 | cerere oferta | S | 1 | 0 | 1 | 0.725 | KG | 141X88X88 | 4015080920526 |  | 292 | ICD | 1
207234 | T5B-4-8410/I4 | 207234 | I(G) ON-OFF switch | 55 | cerere oferta | S | 1 | 0 | 1 | 1.435 | KG | 240X160X197 | 4015082072346 |  | 292 | ICD | 1
92049 | T5B-4-8410/Z | 92049 | ON-OFF-SWITCHES Z(/AW) (UK) | 55 | cerere oferta | S | 1 | 0 | 1 | 0.769 | KG | 182X88X88 | 4015080920496 |  | 292 | ICD | 1
92040 | T5B-4-8419/E | 92040 | ON-OFF-SWITCHES E (UK) | 55 | cerere oferta | S | 1 | 0 | 1 | 0.725 | KG | 141X88X88 | 4015080920403 |  | 292 | ICD | 1
92037 | T5B-4-8419/Z | 92037 | ON-OFF-SWITCHES Z(/AW) (UK) | 55 | cerere oferta | S | 1 | 0 | 1 | 0.769 | KG | 182X88X88 | 4015080920373 |  | 292 | ICD | 1
92032 | T5B-4-8440/E | 92032 | ON-OFF-SWITCHES E (UK) | 55 | cerere oferta | S | 1 | 0 | 1 | 0.725 | KG | 141X88X88 | 4015080920328 |  | 292 | ICD | 1
207235 | T5B-4-8440/I4 | 207235 | I(G) ON-OFF switch | 55 | cerere oferta | S | 1 | 0 | 1 | 1.435 | KG | 240X160X197 | 4015082072353 |  | 292 | ICD | 1
92029 | T5B-4-8440/Z | 92029 | ON-OFF-SWITCHES Z(/AW) (UK) | 55 | cerere oferta | S | 1 | 0 | 1 | 0.769 | KG | 182X88X88 | 4015080920298 |  | 292 | ICD | 1
92028 | T5B-4-8441/E | 92028 | ON-OFF-SWITCHES E (UK) | 55 | cerere oferta | S | 1 | 0 | 1 | 0.725 | KG | 141X88X88 | 4015080920281 |  | 292 | ICD | 1
207236 | T5B-4-8441/I4 | 207236 | I(G) ON-OFF switch | 55 | cerere oferta | S | 1 | 0 | 1 | 1.435 | KG | 240X160X197 | 4015082072360 |  | 292 | ICD | 1
92025 | T5B-4-8441/Z | 92025 | ON-OFF-SWITCHES Z(/AW) (UK) | 55 | cerere oferta | S | 1 | 0 | 1 | 0.769 | KG | 182X88X88 | 4015080920250 |  | 292 | ICD | 1
92012 | T5B-4-88/E | 92012 | GROUP SWITCH | 55 | cerere oferta | S | 1 | 0 | 1 | 0.725 | KG | 141X88X88 | 4015080920120 |  | 292 | ICD | 1
223025 | T5B-4-88/I4 | 223025 | Group changeover switch | 55 | cerere oferta | S | 1 | 0 | 1 | 1.435 | KG | 240X160X197 | 4015082230258 |  | 292 | ICD | 1
92009 | T5B-4-88/Z | 92009 | GROUP SWITCH | 55 | cerere oferta | S | 1 | 0 | 1 | 0.769 | KG | 182X88X88 | 4015080920090 |  | 292 | ICD | 1
207430 | T5B-4-8902/E | 207430 | E ON-OFF switch | 55 | cerere oferta | S | 1 | 0 | 1 | 0.725 | KG | 141X88X88 | 4015082074302 |  | 292 | ICD | 1
207237 | T5B-4-8902/I4 | 207237 | I(G) ON-OFF switch | 55 | cerere oferta | S | 1 | 0 | 1 | 1.435 | KG | 240X160X197 | 4015082072377 |  | 292 | ICD | 1
222462 | T5B-4-8902/XZ | 222462 | XZ(/AW) ON-OFF switch | 55 | cerere oferta | S | 1 | 0 | 1 | 0.729 | KG | 182X88X88 | 4015082224622 |  | 292 | ICD | 1
207431 | T5B-4-8902/Z | 207431 | Z(/AW) ON-OFF switch | 55 | cerere oferta | S | 1 | 0 | 1 | 0.769 | KG | 182X88X88 | 4015082074319 |  | 292 | ICD | 1
207258 | T5B-4-8903/I4-SI | 207258 | Safety switch | 55 | cerere oferta | S | 1 | 0 | 1 | 1.435 | KG | 152X125X175 | 4015082072582 |  | 292 | ICD | 1
207259 | T5B-4-8903/I4-SI-SW | 207259 | Safety switch | 55 | cerere oferta | S | 1 | 0 | 1 | 1.435 | KG | 152X125X175 | 4015082072599 |  | 292 | ICD | 1
92008 | T5B-4-90/E | 92008 | ON-OFF-SWITCHES E (UK) | 55 | cerere oferta | S | 1 | 0 | 1 | 0.725 | KG | 141X88X88 | 4015080920083 |  | 292 | ICD | 1
92005 | T5B-4-90/Z | 92005 | ON-OFF-SWITCHES Z(/AW) (UK) | 55 | cerere oferta | S | 1 | 0 | 1 | 0.769 | KG | 182X88X88 | 4015080920052 |  | 292 | ICD | 1
907927 | T5B-4-SOND*/E | 907927 | ROTARY SWIT. T-SOND/E,63A | 55 | cerere oferta | N | 1 | 0 | 1 | 0.725 | KG | 141X88X88 | 1001997 |  | 292 | ICD | 1
907937 | T5B-4-SOND*/EA/SVB | 907937 | ROTARY SWIT. T-SOND/EA/SVB,63A | 55 | cerere oferta | N | 1 | 0 | 1 | 0.951 | KG | 173X88X88 | 1001987 |  | 292 | ICD | 1
908109 | T5B-4-SOND*/EA/SVB-SW | 908109 | ROTARY SWIT. T-SOND/EA/SVB,63A | 55 | cerere oferta | N | 1 | 0 | 1 | 0.951 | KG | 173X88X88 | 1001863 |  | 292 | ICD | 1
207521 | T5B-4-SOND*/I4 | 207521 | T-SOND/I rotary switch, 63 A | 55 | cerere oferta | N | 1 | 0 | 1 | 1.435 | KG | 240X160X197 | 1002466 |  | 292 | ICD | 1
207522 | T5B-4-SOND*/I4/SVB | 207522 | T-SOND/I rotary switch, 63 A | 55 | cerere oferta | N | 1 | 0 | 1 | 1.49 | KG | 240X160X204 | 1002465 |  | 292 | ICD | 1
207523 | T5B-4-SOND*/I4/SVB-SW | 207523 | T-SOND/I rotary switch, 63 A | 55 | cerere oferta | N | 1 | 0 | 1 | 1.49 | KG | 240X160X204 | 1002464 |  | 292 | ICD | 1
907953 | T5B-4-SOND*/V/SVB | 907953 | ROTARY SWIT. T-SOND/V/SVB,63A | 55 | cerere oferta | N | 1 | 0 | 1 | 0.795 | KG | 188X88X88 | 1001979 |  | 292 | ICD | 1
908117 | T5B-4-SOND*/V/SVB-SW | 908117 | ROTARY SWIT. T-SOND/V/SVB,63A | 55 | cerere oferta | N | 1 | 0 | 1 | 0.795 | KG | 188X88X88 | 1001855 |  | 292 | ICD | 1
907961 | T5B-4-SOND*/X | 907961 | ROTARY SWIT. T-SOND/Z(/AW),63A | 55 | cerere oferta | N | 1 | 0 | 1 | 0.682 | KG | 130X85X85 | 1004100 |  | 292 | ICD | 1
907971 | T5B-4-SOND*/Z | 907971 | ROTARY SWIT. T-SOND/Z(/AW),63A | 55 | cerere oferta | N | 1 | 0 | 1 | 0.769 | KG | 182X88X88 | 1001961 |  | 292 | ICD | 1
91983 | T5B-5-15144/E | 91983 | ON-OFF-SWITCHES E (UK) | 55 | cerere oferta | S | 1 | 0 | 1 | 0.86 | KG | 157X88X88 | 4015080919834 |  | 292 | ICD | 1
91980 | T5B-5-15150/E | 91980 | ON-OFF-SWITCHES E (UK) | 55 | cerere oferta | S | 1 | 0 | 1 | 0.86 | KG | 157X88X88 | 4015080919803 |  | 292 | ICD | 1
91971 | T5B-5-15247/E | 91971 | ON-OFF-SWITCHES E (UK) | 55 | cerere oferta | S | 1 | 0 | 1 | 0.86 | KG | 157X88X88 | 4015080919711 |  | 292 | ICD | 1
214785 | T5B-5-15876/E | 214785 | Reversing star-delta switch /E, 63A | 55 | cerere oferta | S | 1 | 0 | 1 | 0.86 | KG | 157X88X88 | 4015082147853 |  | 292 | ICD | 1
214786 | T5B-5-15876/Z | 214786 | Reversing star-delta switch /Z, 63A | 55 | cerere oferta | S | 1 | 0 | 1 | 0.904 | KG | 198X88X88 | 4015082147860 |  | 292 | ICD | 1
91956 | T5B-5-15892/E | 91956 | ON-OFF-SWITCHES E (UK) | 55 | cerere oferta | S | 1 | 0 | 1 | 0.86 | KG | 157X88X88 | 4015080919568 |  | 292 | ICD | 1
91953 | T5B-5-15896/E | 91953 | ON-OFF-SWITCHES E (UK) | 55 | cerere oferta | S | 1 | 0 | 1 | 0.86 | KG | 157X88X88 | 4015080919537 |  | 292 | ICD | 1
91952 | T5B-5-15896/X | 91952 | ON-OFF-SWITCHES E (UK) | 55 | cerere oferta | S | 1 | 0 | 1 | 0.814 | KG | 146X85X85 | 4015080919520 |  | 292 | ICD | 1
91951 | T5B-5-15896/Z | 91951 | ON-OFF-SWITCHES Z(/AW) (UK) | 55 | cerere oferta | S | 1 | 0 | 1 | 0.904 | KG | 198X88X88 | 4015080919513 |  | 292 | ICD | 1
91950 | T5B-5-15899/E | 91950 | ON-OFF-SWITCHES E (UK) | 55 | cerere oferta | S | 1 | 0 | 1 | 0.86 | KG | 157X88X88 | 4015080919506 |  | 292 | ICD | 1
91932 | T5B-5-25/E | 91932 | ON-OFF-SWITCHES E (UK) | 55 | cerere oferta | S | 1 | 0 | 1 | 0.86 | KG | 157X88X88 | 4015080919322 |  | 292 | ICD | 1
91917 | T5B-5-33/E | 91917 | ON-OFF-SWITCHES E (UK) | 55 | cerere oferta | S | 1 | 0 | 1 | 0.86 | KG | 157X88X88 | 4015080919179 |  | 292 | ICD | 1
91891 | T5B-5-8281/Z | 91891 | ON-OFF-SWITCHES Z(/AW) (UK) | 55 | cerere oferta | S | 1 | 0 | 1 | 0.904 | KG | 198X88X88 | 4015080918912 |  | 292 | ICD | 1
91890 | T5B-5-8315/E | 91890 | ON-OFF-SWITCHES E (UK) | 55 | cerere oferta | S | 1 | 0 | 1 | 0.86 | KG | 157X88X88 | 4015080918905 |  | 292 | ICD | 1
91885 | T5B-5-8345/EA/SVB | 91885 | MAIN SWITCHES EA/SVB (UK) | 55 | cerere oferta | S | 1 | 0 | 1 | 1.11 | KG | 189X88X88 | 4015080918851 |  | 292 | ICD | 1
91875 | T5B-5-8346/V/SVB | 91875 | MAIN SWITCHES V/SVB (UK) | 55 | cerere oferta | S | 1 | 0 | 1 | 0.93 | KG | 204X88X88 | 4015080918752 |  | 292 | ICD | 1
91872 | T5B-5-8346/Z | 91872 | ON-OFF-SWITCHES Z(/AW) (UK) | 55 | cerere oferta | S | 1 | 0 | 1 | 0.904 | KG | 198X88X88 | 4015080918721 |  | 292 | ICD | 1
91871 | T5B-5-8361/E | 91871 | ON-OFF-SWITCHES E (UK) | 55 | cerere oferta | S | 1 | 0 | 1 | 0.86 | KG | 157X88X88 | 4015080918714 |  | 292 | ICD | 1
91869 | T5B-5-8361/Z | 91869 | ON-OFF-SWITCHES Z(/AW) (UK) | 55 | cerere oferta | S | 1 | 0 | 1 | 0.904 | KG | 198X88X88 | 4015080918691 |  | 292 | ICD | 1
91866 | T5B-5-8369/Z | 91866 | ON-OFF-SWITCHES Z(/AW) (UK) | 55 | cerere oferta | S | 1 | 0 | 1 | 0.904 | KG | 198X88X88 | 4015080918660 |  | 292 | ICD | 1
907928 | T5B-5-SOND*/E | 907928 | ROTARY SWIT. T-SOND/E,63A | 55 | cerere oferta | N | 1 | 0 | 1 | 0.86 | KG | 157X88X88 | 1001996 |  | 292 | ICD | 1
907938 | T5B-5-SOND*/EA/SVB | 907938 | ROTARY SWIT. T-SOND/EA/SVB,63A | 55 | cerere oferta | N | 1 | 0 | 1 | 1.11 | KG | 189X88X88 | 1001986 |  | 292 | ICD | 1
908110 | T5B-5-SOND*/EA/SVB-SW | 908110 | ROTARY SWIT. T-SOND/EA/SVB,63A | 55 | cerere oferta | N | 1 | 0 | 1 | 1.11 | KG | 189X88X88 | 1001862 |  | 292 | ICD | 1
907954 | T5B-5-SOND*/V/SVB | 907954 | ROTARY SWIT. T-SOND/V/SVB,63A | 55 | cerere oferta | N | 1 | 0 | 1 | 0.93 | KG | 204X88X88 | 1001978 |  | 292 | ICD | 1
908118 | T5B-5-SOND*/V/SVB-SW | 908118 | ROTARY SWIT. T-SOND/V/SVB,63A | 55 | cerere oferta | N | 1 | 0 | 1 | 0.93 | KG | 204X88X88 | 1001854 |  | 292 | ICD | 1
907962 | T5B-5-SOND*/X | 907962 | ROTARY SWIT. T-SOND/Z(/AW),63A | 55 | cerere oferta | N | 1 | 0 | 1 | 0.814 | KG | 146X85X85 | 1004099 |  | 292 | ICD | 1
907972 | T5B-5-SOND*/Z | 907972 | ROTARY SWIT. T-SOND/Z(/AW),63A | 55 | cerere oferta | N | 1 | 0 | 1 | 0.904 | KG | 198X88X88 | 1001960 |  | 292 | ICD | 1
91847 | T5B-6-103/E | 91847 | ON-OFF-SWITCHES E (UK) | 55 | cerere oferta | S | 1 | 0 | 1 | 0.995 | KG | 174X88X88 | 4015080918479 |  | 292 | ICD | 1
91845 | T5B-6-103/Z | 91845 | ON-OFF-SWITCHES Z(/AW) (UK) | 55 | cerere oferta | S | 1 | 0 | 1 | 1.039 | KG | 215X88X88 | 4015080918455 |  | 292 | ICD | 1
91844 | T5B-6-104/E | 91844 | ON-OFF-SWITCHES E (UK) | 55 | cerere oferta | S | 1 | 0 | 1 | 0.995 | KG | 174X88X88 | 4015080918448 |  | 292 | ICD | 1
91842 | T5B-6-104/Z | 91842 | ON-OFF-SWITCHES Z(/AW) (UK) | 55 | cerere oferta | S | 1 | 0 | 1 | 1.039 | KG | 215X88X88 | 4015080918424 |  | 292 | ICD | 1
91823 | T5B-6-15168/E | 91823 | COMUTATOARE CU CAME | 55 | cerere oferta | S | 1 | 0 | 1 | 0.995 | KG | 174X88X88 | 4015080918233 |  | 292 | ICD | 1
91820 | T5B-6-15168/EA/SVB-SW | 91820 | MAIN SWITCHES EA/SVB (UK) | 55 | cerere oferta | S | 1 | 0 | 1 | 1.245 | KG | 206X88X88 | 4015080918202 |  | 292 | ICD | 1
91819 | T5B-6-15168/V/SVB | 91819 | COMUTATOARE CU CAME | 55 | cerere oferta | S | 1 | 0 | 1 | 1.065 | KG | 221X88X88 | 4015080918196 |  | 292 | ICD | 1
91818 | T5B-6-15168/V/SVB-SW | 91818 | COMUTATOARE CU CAME | 55 | cerere oferta | S | 1 | 0 | 1 | 1.065 | KG | 221X88X88 | 4015080918189 |  | 292 | ICD | 1
91803 | T5B-6-15253/E | 91803 | ON-OFF-SWITCHES E (UK) | 55 | cerere oferta | S | 1 | 0 | 1 | 0.995 | KG | 174X88X88 | 4015080918035 |  | 292 | ICD | 1
91791 | T5B-6-15893/E | 91791 | ON-OFF-SWITCHES E (UK) | 55 | cerere oferta | S | 1 | 0 | 1 | 0.995 | KG | 174X88X88 | 4015080917915 |  | 292 | ICD | 1
91786 | T5B-6-15898/Z | 91786 | ON-OFF-SWITCHES Z(/AW) (UK) | 55 | cerere oferta | S | 1 | 0 | 1 | 1.039 | KG | 215X88X88 | 4015080917861 |  | 292 | ICD | 1
91730 | T5B-6-8347/V/SVB | 91730 | MAIN SWITCHES V/SVB (UK) | 55 | cerere oferta | S | 1 | 0 | 1 | 1.065 | KG | 221X88X88 | 4015080917304 |  | 292 | ICD | 1
91726 | T5B-6-8348/E | 91726 | ON-OFF-SWITCHES E (UK) | 55 | cerere oferta | S | 1 | 0 | 1 | 0.995 | KG | 174X88X88 | 4015080917267 |  | 292 | ICD | 1
91724 | T5B-6-8348/EA/SVB | 91724 | MAIN SWITCHES EA/SVB (UK) | 55 | cerere oferta | S | 1 | 0 | 1 | 1.245 | KG | 206X88X88 | 4015080917243 |  | 292 | ICD | 1
91723 | T5B-6-8348/EA/SVB-SW | 91723 | MAIN SWITCHES EA/SVB (UK) | 55 | cerere oferta | S | 1 | 0 | 1 | 1.245 | KG | 206X88X88 | 4015080917236 |  | 292 | ICD | 1
91722 | T5B-6-8348/V/SVB | 91722 | MAIN SWITCHES V/SVB (UK) | 55 | cerere oferta | S | 1 | 0 | 1 | 1.065 | KG | 221X88X88 | 4015080917229 |  | 292 | ICD | 1
91718 | T5B-6-8362/E | 91718 | ON-OFF-SWITCHES E (UK) | 55 | cerere oferta | S | 1 | 0 | 1 | 0.995 | KG | 174X88X88 | 4015080917182 |  | 292 | ICD | 1
91716 | T5B-6-8362/Z | 91716 | ON-OFF-SWITCHES Z(/AW) (UK) | 55 | cerere oferta | S | 1 | 0 | 1 | 1.039 | KG | 215X88X88 | 4015080917168 |  | 292 | ICD | 1
91694 | T5B-6-8481/E | 91694 | ON-OFF-SWITCHES E (UK) | 55 | cerere oferta | S | 1 | 0 | 1 | 0.995 | KG | 174X88X88 | 4015080916949 |  | 292 | ICD | 1
91688 | T5B-6-8601/E | 91688 | ON-OFF-SWITCHES E (UK) | 55 | cerere oferta | S | 1 | 0 | 1 | 0.995 | KG | 174X88X88 | 4015080916888 |  | 292 | ICD | 1
907929 | T5B-6-SOND*/E | 907929 | ROTARY SWIT. T-SOND/E,63A | 55 | cerere oferta | N | 1 | 0 | 1 | 0.995 | KG | 174X88X88 | 1001995 |  | 292 | ICD | 1
907939 | T5B-6-SOND*/EA/SVB | 907939 | ROTARY SWIT. T-SOND/EA/SVB,63A | 55 | cerere oferta | N | 1 | 0 | 1 | 1.245 | KG | 206X88X88 | 1001985 |  | 292 | ICD | 1
908111 | T5B-6-SOND*/EA/SVB-SW | 908111 | ROTARY SWIT. T-SOND/EA/SVB,63A | 55 | cerere oferta | N | 1 | 0 | 1 | 1.245 | KG | 206X88X88 | 1001861 |  | 292 | ICD | 1
907955 | T5B-6-SOND*/V/SVB | 907955 | ROTARY SWIT. T-SOND/V/SVB,63A | 55 | cerere oferta | N | 1 | 0 | 1 | 1.065 | KG | 221X88X88 | 1001977 |  | 292 | ICD | 1
908119 | T5B-6-SOND*/V/SVB-SW | 908119 | ROTARY SWIT. T-SOND/V/SVB,63A | 55 | cerere oferta | N | 1 | 0 | 1 | 1.065 | KG | 221X88X88 | 1001853 |  | 292 | ICD | 1
907963 | T5B-6-SOND*/X | 907963 | ROTARY SWIT. T-SOND/Z(/AW),63A | 55 | cerere oferta | N | 1 | 0 | 1 | 0.946 | KG | 163X85X85 | 1004098 |  | 292 | ICD | 1
907973 | T5B-6-SOND*/Z | 907973 | ROTARY SWIT. T-SOND/Z(/AW),63A | 55 | cerere oferta | N | 1 | 0 | 1 | 1.039 | KG | 215X88X88 | 1001959 |  | 292 | ICD | 1
214788 | T5B-7-15866/E | 214788 | Reversing multi-speed switch /E, 63A | 55 | cerere oferta | S | 1 | 0 | 1 | 1.13 | KG | 190X88X88 | 4015082147884 |  | 292 | ICD | 1
91628 | T5B-7-182/E | 91628 | ON-OFF-SWITCHES E (UK) | 55 | cerere oferta | S | 1 | 0 | 1 | 1.13 | KG | 190X88X88 | 4015080916284 |  | 292 | ICD | 1
91539 | T5B-7-66/E | 91539 | ON-OFF-SWITCHES E (UK) | 55 | cerere oferta | S | 1 | 0 | 1 | 1.13 | KG | 190X88X88 | 4015080915393 |  | 292 | ICD | 1
91433 | T5B-7-8349/V/SVB-SW | 91433 | MAIN SWITCHES V/SVB (UK) | 55 | cerere oferta | S | 1 | 0 | 1 | 1.2 | KG | 237X88X88 | 4015080914334 |  | 292 | ICD | 1
91422 | T5B-7-8363/E | 91422 | ON-OFF-SWITCHES E (UK) | 55 | cerere oferta | S | 1 | 0 | 1 | 1.13 | KG | 190X88X88 | 4015080914228 |  | 292 | ICD | 1
907930 | T5B-7-SOND*/E | 907930 | ROTARY SWIT. T-SOND/E,63A | 55 | cerere oferta | N | 1 | 0 | 1 | 1.13 | KG | 190X88X88 | 1001994 |  | 292 | ICD | 1
907940 | T5B-7-SOND*/EA/SVB | 907940 | ROTARY SWIT. T-SOND/EA/SVB,63A | 55 | cerere oferta | N | 1 | 0 | 1 | 1.38 | KG | 222X88X88 | 1001984 |  | 292 | ICD | 1
908112 | T5B-7-SOND*/EA/SVB-SW | 908112 | ROTARY SWIT. T-SOND/EA/SVB,63A | 55 | cerere oferta | N | 1 | 0 | 1 | 1.38 | KG | 222X88X88 | 1001860 |  | 292 | ICD | 1
907956 | T5B-7-SOND*/V/SVB | 907956 | ROTARY SWIT. T-SOND/V/SVB,63A | 55 | cerere oferta | N | 1 | 0 | 1 | 1.2 | KG | 237X88X88 | 1001976 |  | 292 | ICD | 1
908120 | T5B-7-SOND*/V/SVB-SW | 908120 | ROTARY SWIT. T-SOND/V/SVB,63A | 55 | cerere oferta | N | 1 | 0 | 1 | 1.2 | KG | 237X88X88 | 1001852 |  | 292 | ICD | 1
907964 | T5B-7-SOND*/X | 907964 | ROTARY SWIT. T-SOND/Z(/AW),63A | 55 | cerere oferta | N | 1 | 0 | 1 | 1.078 | KG | 179X85X85 | 1004097 |  | 292 | ICD | 1
907974 | T5B-7-SOND*/Z | 907974 | ROTARY SWIT. T-SOND/Z(/AW),63A | 55 | cerere oferta | N | 1 | 0 | 1 | 1.174 | KG | 231X88X88 | 1001958 |  | 292 | ICD | 1
91261 | T5B-8-15142/Z | 91261 | ON-OFF-SWITCHES Z(/AW) (UK) | 55 | cerere oferta | S | 1 | 0 | 1 | 1.309 | KG | 248X88X88 | 4015080912613 |  | 292 | ICD | 1
91233 | T5B-8-8282/E | 91233 | ON-OFF-SWITCHES E (UK) | 55 | cerere oferta | S | 1 | 0 | 1 | 1.265 | KG | 207X88X88 | 4015080912330 |  | 292 | ICD | 1
91228 | T5B-8-8351/EA/SVB | 91228 | MAIN SWITCHES EA/SVB (UK) | 55 | cerere oferta | S | 1 | 0 | 1 | 1.515 | KG | 239X88X88 | 4015080912286 |  | 292 | ICD | 1
91222 | T5B-8-8352/E | 91222 | ON-OFF-SWITCHES E (UK) | 55 | cerere oferta | S | 1 | 0 | 1 | 1.265 | KG | 207X88X88 | 4015080912224 |  | 292 | ICD | 1
91220 | T5B-8-8352/EA/SVB | 91220 | MAIN SWITCHES EA/SVB (UK) | 55 | cerere oferta | S | 1 | 0 | 1 | 1.515 | KG | 239X88X88 | 4015080912200 |  | 292 | ICD | 1
91218 | T5B-8-8352/V/SVB | 91218 | MAIN SWITCHES V/SVB (UK) | 55 | cerere oferta | S | 1 | 0 | 1 | 1.335 | KG | 254X88X88 | 4015080912187 |  | 292 | ICD | 1
91217 | T5B-8-8352/V/SVB-SW | 91217 | MAIN SWITCHES V/SVB (UK) | 55 | cerere oferta | S | 1 | 0 | 1 | 1.335 | KG | 254X88X88 | 4015080912170 |  | 292 | ICD | 1
91214 | T5B-8-8364/E | 91214 | ON-OFF-SWITCHES E (UK) | 55 | cerere oferta | S | 1 | 0 | 1 | 1.265 | KG | 207X88X88 | 4015080912149 |  | 292 | ICD | 1
91211 | T5B-8-8372/E | 91211 | ON-OFF-SWITCHES E (UK) | 55 | cerere oferta | S | 1 | 0 | 1 | 1.265 | KG | 207X88X88 | 4015080912118 |  | 292 | ICD | 1
907931 | T5B-8-SOND*/E | 907931 | ROTARY SWIT. T-SOND/E,63A | 55 | cerere oferta | N | 1 | 0 | 1 | 1.265 | KG | 207X88X88 | 1001993 |  | 292 | ICD | 1
907941 | T5B-8-SOND*/EA/SVB | 907941 | ROTARY SWIT. T-SOND/EA/SVB,63A | 55 | cerere oferta | N | 1 | 0 | 1 | 1.515 | KG | 239X88X88 | 1001983 |  | 292 | ICD | 1
908113 | T5B-8-SOND*/EA/SVB-SW | 908113 | ROTARY SWIT. T-SOND/EA/SVB,63A | 55 | cerere oferta | N | 1 | 0 | 1 | 1.515 | KG | 239X88X88 | 1001859 |  | 292 | ICD | 1
907957 | T5B-8-SOND*/V/SVB | 907957 | ROTARY SWIT. T-SOND/V/SVB,63A | 55 | cerere oferta | N | 1 | 0 | 1 | 1.335 | KG | 254X88X88 | 1001975 |  | 292 | ICD | 1
908121 | T5B-8-SOND*/V/SVB-SW | 908121 | ROTARY SWIT. T-SOND/V/SVB,63A | 55 | cerere oferta | N | 1 | 0 | 1 | 1.335 | KG | 254X88X88 | 1001851 |  | 292 | ICD | 1
907965 | T5B-8-SOND*/X | 907965 | ROTARY SWIT. T-SOND/Z(/AW),63A | 55 | cerere oferta | N | 1 | 0 | 1 | 1.21 | KG | 196X85X85 | 1004096 |  | 292 | ICD | 1
907975 | T5B-8-SOND*/Z | 907975 | ROTARY SWIT. T-SOND/Z(/AW),63A | 55 | cerere oferta | N | 1 | 0 | 1 | 1.309 | KG | 248X88X88 | 1001957 |  | 292 | ICD | 1
90958 | T5B-9-8354/Z | 90958 | ON-OFF-SWITCHES Z(/AW) (UK) | 55 | cerere oferta | S | 1 | 0 | 1 | 1.444 | KG | 264X88X88 | 4015080909583 |  | 292 | ICD | 1
90957 | T5B-9-8365/E | 90957 | ON-OFF-SWITCHES E (UK) | 55 | cerere oferta | S | 1 | 0 | 1 | 1.4 | KG | 223X88X88 | 4015080909576 |  | 292 | ICD | 1
907932 | T5B-9-SOND*/E | 907932 | ROTARY SWIT. T-SOND/E,63A | 55 | cerere oferta | N | 1 | 0 | 1 | 1.4 | KG | 223X88X88 | 1001992 |  | 292 | ICD | 1
907966 | T5B-9-SOND*/X | 907966 | ROTARY SWIT. T-SOND/Z(/AW),63A | 55 | cerere oferta | N | 1 | 0 | 1 | 1.342 | KG | 212X85X85 | 1004095 |  | 292 | ICD | 1
907976 | T5B-9-SOND*/Z | 907976 | ROTARY SWIT. T-SOND/Z(/AW),63A | 55 | cerere oferta | N | 1 | 0 | 1 | 1.444 | KG | 264X88X88 | 1001956 |  | 292 | ICD | 1
201448 | T6-160-6/I45/SVB/HI11 | 201448 | Main switch I/SVB | 55 | cerere oferta | S | 1 | 0 | 1 | 5.4 | KG | 500X375X285 | 4015082014483 |  | 292 | ICD | 1
201447 | T6-160-6/I45/SVB-SW/HI11 | 201447 | Main switch | 55 | cerere oferta | S | 1 | 0 | 1 | 7.2 | KG | 500X375X285 | 4015082014476 |  | 292 | ICD | 1
200619 | T6-160-6/V/SVB/HI11 | 200619 | Main switch V/SVB | 55 | cerere oferta | S | 1 | 0 | 1 | 2.2 | KG | 200X225X140 | 4015082006198 |  | 292 | ICD | 1
200127 | T6-160-6/V/SVB-SW/HI11 | 200127 | Main switch | 55 | cerere oferta | S | 1 | 0 | 1 | 2.2 | KG | 200X225X140 | 4015082001278 |  | 292 | ICD | 1
214781 | T6-3-8212/E/HI12 | 214781 | SELECTOR SWITCH FLUSH-MOUNTED | 55 | cerere oferta | S | 1 | 0 | 1 | 1.162 | KG | 88X88X200 | 4015082147815 |  | 292 | ICD | 1
214782 | T8-3-8212/E/HI12 | 214782 | SELECTOR SWITCH FLUSH-MOUNTED | 55 | cerere oferta | S | 1 | 0 | 1 | 3.02 | KG | 130X130X210 | 4015082147822 |  | 292 | ICD | 1
201450 | T8-3-8342/I48/SVB/HI11 | 201450 | Main switch I/SVB | 55 | cerere oferta | S | 1 | 0 | 1 | 17.28 | KG | 750X375X345 | 4015082014506 |  | 292 | ICD | 1
201449 | T8-3-8342/I48/SVB-SW/HI11 | 201449 | Main switch | 55 | cerere oferta | S | 1 | 0 | 1 | 14.3 | KG | 750X375X345 | 4015082014490 |  | 292 | ICD | 1
200620 | T8-3-8342/V/SVB/HI11 | 200620 | Main switch V/SVB | 55 | cerere oferta | S | 1 | 0 | 1 | 3.5 | KG | 310X130X160 | 4015082006204 |  | 292 | ICD | 1
200128 | T8-3-8342/V/SVB-SW/HI11 | 200128 | Main switch | 55 | cerere oferta | S | 1 | 0 | 1 | 3.5 | KG | 310X130X160 | 4015082001285 |  | 292 | ICD | 1
12470 | TBA3.1 | 12470 | T-unit busconnector | 10 | cerere oferta | N | 1 | 0 | 1 | 0.054 | KG | 60X32X33 | 4015080124702 |  | 202 | IAB | 1
206918 | TB-CI-K | 206918 | Mounting rail adapter for CI-K | 94 | cerere oferta | S | 1 | 0 | 1 | 0.025 | KG | 115X45X10 | 4015082069186 |  | 293 | ICD | 1
275425 | TB-LTS-00-B | 275425 | ACCESORIU LTS | 82 | cerere oferta | N | 1 | 1 | 1 | 0.4 | KG | 385X220X190 | 4015082754259 |  | 273 | PDC | 1
93833 | T-CI23 | 93833 | ACC.INS.ENCLOSURE CI3-CI49 | 94 | cerere oferta | S | 2 | 0 | 1 | 0.273 | KG | 40X163X225 | 4015080938330 |  | 277 | PDC | 1
11925 | T-CI23-NA | 11925 | ACC.INS.ENCLOSURE CI3-CI49 | 94 | cerere oferta | S | 1 | 0 | 1 | 0.237 | KG | 40X163X225 | 4015080119258 |  | 277 | PDC | 1
96206 | T-CI43 | 96206 | ACC.INS.ENCLOSURE CI3-CI49 | 94 | cerere oferta | S | 1 | 0 | 1 | 0.552 | KG | 40X375X250 | 4015080962069 |  | 277 | PDC | 1
11957 | T-CI43-NA | 11957 | ACC.INS.ENCLOSURE CI3-CI49 | 94 | cerere oferta | S | 1 | 0 | 1 | 0.461 | KG | 40X375X200 | 4015080119579 |  | 277 | PDC | 1
98579 | T-CI44 | 98579 | ACC.INS.ENCLOSURE CI3-CI49 | 94 | cerere oferta | S | 1 | 0 | 1 | 0.799 | KG | 40X375X375 | 4015080985792 |  | 277 | PDC | 1
12001 | T-CI44-NA | 12001 | ACC.INS.ENCLOSURE CI3-CI49 | 94 | cerere oferta | S | 1 | 0 | 1 | 0.668 | KG | 40X375X375 | 4015080120018 |  | 277 | PDC | 1
44004 | TG23 | 44004 | ACC.INS.ENCLOSURE CI3-CI49 | 94 | cerere oferta | N | 1 | 0 | 1 | 0.184 | KG | 150X180X250 | 4015080440048 |  | 277 | PDC | 1
46377 | TG43 | 46377 | ACC.INS.ENCLOSURE CI3-CI49 | 94 | cerere oferta | N | 1 | 0 | 1 | 0.488 | KG | 407X159X116 | 4015080463771 |  | 277 | PDC | 1
48750 | TG44 | 48750 | ACC.INS.ENCLOSURE CI3-CI49 | 94 | cerere oferta | N | 1 | 0 | 1 | 0.599 | KG | 150X380X380 | 4015080487500 |  | 277 | PDC | 1
275430 | TIW-1 | 275430 | TIW | 85 | cerere oferta | S | 1 | 1 | 1 | 0.21 | KG | 0 001X0 001X0 001 | 4015082754303 |  | 273 | PDC | 1
275431 | TIW-2 | 275431 | TIW | 85 | cerere oferta | S | 1 | 0 | 1 | 0.4 | KG | 0 001X0 001X0 001 | 4015082754310 |  | 273 | PDC | 1
275432 | TIW-3 | 275432 | TIW | 85 | cerere oferta | S | 1 | 0 | 1 | 0.36 | KG | 0 001X0 001X0 001 | 4015082754327 |  | 273 | PDC | 1
101064 | TLE | 101064 | TLE | 82 | cerere oferta | S | 2 | 1 | 120 | 0.061 | KG | 87X17,5X60 | 4015081011698 |  | 664 | PDC | 1
101066 | TLK | 101066 | Automat de scara, cu intrare pentru cont | 82 | cerere oferta | N | 2 | 1 | 120 | 0.07 | KG | 87X17,5X60 | 4015081011711 |  | 664 | PDC | 1
286900 | T-LSM-XL | 286900 | ACCESORII LS | 59 | cerere oferta | S | 10 | 0 | 1 | 0.048 | KG | 25X28X25 | 4015082869007 |  | 295 | ICD | 1
286901 | T-LSM-XLA | 286901 | ACCESORII LS | 59 | cerere oferta | S | 10 | 0 | 1 | 0.02 | KG | 25X35X45 | 4015082869014 |  | 295 | ICD | 1
286902 | T-LSM-XP | 286902 | ACCESORII LS | 59 | cerere oferta | S | 10 | 0 | 1 | 0.02 | KG | 25X25X29 | 4015082869021 |  | 295 | ICD | 1
286903 | T-LSM-XRL | 286903 | ACCESORII LS | 59 | cerere oferta | S | 5 | 0 | 1 | 0.052 | KG | 25X46X49 | 4015082869038 |  | 295 | ICD | 1
286904 | T-LSM-XRLA | 286904 | ACCESORII LS | 59 | cerere oferta | S | 4 | 0 | 1 | 0.035 | KG | 25X55X93 | 4015082869045 |  | 295 | ICD | 1
286905 | T-LSM-XRR | 286905 | ACCESORII LS | 59 | cerere oferta | S | 4 | 0 | 1 | 0.054 | KG | 25X46X140 | 4015082869052 |  | 295 | ICD | 1
286906 | T-LSM-XRRM | 286906 | ACCESORII LS | 59 | cerere oferta | S | 4 | 0 | 1 | 0.065 | KG | 25X46X200 | 4015082869069 |  | 295 | ICD | 1
286907 | T-LSM-XS | 286907 | ACCESORII LS | 59 | cerere oferta | S | 5 | 0 | 1 | 0.045 | KG | 25X25X120 | 4015082869076 |  | 295 | ICD | 1
239021 | TM/E-FRONTSCHILD-NR(*) | 239021 | Front Plate FS | 55 | cerere oferta | N | 1 | 0 | 1 | 0.003 | KG | 30X30X1 | 1004194 |  | 292 | ICD | 1
239022 | TM/EZ-FRONTSCHILD-NR(*) | 239022 | Front Plate FS | 55 | cerere oferta | N | 1 | 0 | 1 | 0.003 | KG | 30X30X1 | 1004193 |  | 292 | ICD | 1
25045 | TM-1-15431/E | 25045 | ON-OFF-SWITCHES E | 55 | cerere oferta | N | 1 | 0 | 1 | 0.029 | KG | 62X30X30 | 4015080250456 |  | 292 | ICD | 1
691 | TM-1-15431/EZ | 691 | ON-OFF-SWITCHES EZ | 55 | cerere oferta | N | 1 | 0 | 1 | 0.033 | KG | 74X30X30 | 4015080006916 |  | 292 | ICD | 1
225342 | TM-1-15431/IVS | 225342 | IVS HAND-AUTOMATIC switch | 55 | cerere oferta | N | 1 | 0 | 1 | 0.04 | KG | 65X35 5X60 | 4015082253424 |  | 292 | ICD | 1
28080 | TM-1-200460/EZ/FS-SOND | 28080 | ROTARY SWIT. T-SOND/EZ,10A | 55 | cerere oferta | N | 1 | 0 | 1 | 0.037 | KG | 74X30X30 | 4015080280804 |  | 292 | ICD | 1
16646 | TM-1-8174/EZ | 16646 | CONTROL SWITCHES | 55 | cerere oferta | N | 1 | 0 | 1 | 0.036 | KG | 74X30X30 | 4015080166467 |  | 292 | ICD | 1
91489 | TM-1-8175/E | 91489 | ON-OFF-SWITCHES E | 55 | cerere oferta | N | 1 | 0 | 1 | 0.029 | KG | 62X30X30 | 4015080914891 |  | 292 | ICD | 1
15690 | TM-1-8175/EZ | 15690 | CONTROL SWITCHES | 55 | cerere oferta | N | 1 | 0 | 1 | 0.033 | KG | 74X30X30 | 4015080156901 |  | 292 | ICD | 1
93862 | TM-1-8176/E | 93862 | ON-OFF-SWITCHES E | 55 | cerere oferta | N | 1 | 0 | 1 | 0.029 | KG | 62X30X30 | 4015080938620 |  | 292 | ICD | 1
16714 | TM-1-8176/EZ | 16714 | CONTROL SWITCHES | 55 | cerere oferta | N | 1 | 0 | 1 | 0.033 | KG | 74X30X30 | 4015080167143 |  | 292 | ICD | 1
98608 | TM-1-8178/E | 98608 | ON-OFF-SWITCHES E | 55 | cerere oferta | N | 1 | 0 | 1 | 0.029 | KG | 62X30X30 | 4015080986089 |  | 292 | ICD | 1
16786 | TM-1-8178/EZ | 16786 | CONTROL SWITCHES | 55 | cerere oferta | N | 1 | 0 | 1 | 0.034 | KG | 74X30X30 | 4015080167860 |  | 292 | ICD | 1
96234 | TM-1-8210/E | 96234 | ON-OFF-SWITCHES E | 55 | cerere oferta | N | 1 | 0 | 1 | 0.029 | KG | 62X30X30 | 4015080962342 |  | 292 | ICD | 1
15137 | TM-1-8210/EZ | 15137 | CHANGEOVER SWITCHES | 55 | cerere oferta | N | 1 | 0 | 1 | 0.032 | KG | 74X30X30 | 4015080151371 |  | 292 | ICD | 1
225340 | TM-1-8210/IVS | 225340 | IVS switch | 55 | cerere oferta | N | 1 | 0 | 1 | 0.04 | KG | 65X35 5X60 | 4015082253400 |  | 292 | ICD | 1
32164 | TM-1-8214/E | 32164 | ON-OFF-SWITCHES E | 55 | cerere oferta | N | 1 | 0 | 1 | 0.029 | KG | 62X30X30 | 4015080321644 |  | 292 | ICD | 1
16673 | TM-1-8214/EZ | 16673 | CONTROL SWITCHES | 55 | cerere oferta | N | 1 | 0 | 1 | 0.034 | KG | 74X30X30 | 4015080166733 |  | 292 | ICD | 1
15553 | TM-1-8218/E | 15553 | ON-OFF-SWITCHES E | 55 | cerere oferta | N | 1 | 0 | 1 | 0.029 | KG | 62X30X30 | 4015080155539 |  | 292 | ICD | 1
45476 | TM-1-8218/EZ | 45476 | ON-OFF-SWITCHES EZ | 55 | cerere oferta | N | 1 | 0 | 1 | 0.034 | KG | 74X30X30 | 4015080454762 |  | 292 | ICD | 1
81996 | TM-1-8220/E | 81996 | ON-OFF-SWITCHES E | 55 | cerere oferta | N | 1 | 0 | 1 | 0.029 | KG | 62X30X30 | 4015080819967 |  | 292 | ICD | 1
692 | TM-1-8220/EZ | 692 | ON-OFF-SWITCHES EZ | 55 | cerere oferta | N | 1 | 0 | 1 | 0.034 | KG | 74X30X30 | 4015080006923 |  | 292 | ICD | 1
203206 | TM-1-8220/EZ/S-J | 203206 | EZ on/off switch, key operated | 55 | cerere oferta | N | 1 | 0 | 1 | 0.048 | KG | 59X30X30 | 4015082032067 |  | 292 | ICD | 1
225338 | TM-1-8220/IVS | 225338 | IVS switch | 55 | cerere oferta | N | 1 | 0 | 1 | 0.04 | KG | 65X35 5X60 | 4015082253387 |  | 292 | ICD | 1
16925 | TM-1-8220F288/EZ | 16925 | CONTROL SWITCHES | 55 | cerere oferta | N | 1 | 0 | 1 | 0.034 | KG | 74X30X30 | 4015080169253 |  | 292 | ICD | 1
58267 | TM-1-8240/E | 58267 | ON-OFF-SWITCHES E | 55 | cerere oferta | N | 1 | 0 | 1 | 0.029 | KG | 62X30X30 | 4015080582670 |  | 292 | ICD | 1
15226 | TM-1-8240/EZ | 15226 | STEP SWITCHES | 55 | cerere oferta | N | 1 | 0 | 1 | 0.034 | KG | 74X30X30 | 4015080152262 |  | 292 | ICD | 1
70131 | TM-1-8290/E | 70131 | ON-OFF-SWITCHES E | 55 | cerere oferta | N | 1 | 0 | 1 | 0.029 | KG | 62X30X30 | 4015080701316 |  | 292 | ICD | 1
45477 | TM-1-8290/E/SVB | 45477 | ON-OFF-SWITCHES E | 55 | cerere oferta | N | 1 | 0 | 1 | 0.069 | KG | 77X30X48 | 4015080454779 |  | 292 | ICD | 1
215351 | TM-1-8290/E/SVB-SW | 215351 | ON-OFF switch, flus mouting | 55 | cerere oferta | N | 1 | 0 | 1 | 0.068 | KG | 77X30X48 | 4015082153519 |  | 292 | ICD | 1
693 | TM-1-8290/EZ | 693 | ON-OFF-SWITCHES EZ | 55 | cerere oferta | N | 1 | 0 | 1 | 0.03 | KG | 74X30X30 | 4015080006930 |  | 292 | ICD | 1
225334 | TM-1-8290/IVS | 225334 | IVS ON-OFF switch | 55 | cerere oferta | N | 1 | 0 | 1 | 0.04 | KG | 65X35 5X60 | 4015082253349 |  | 292 | ICD | 1
72504 | TM-1-8291/E | 72504 | ON-OFF-SWITCHES E | 55 | cerere oferta | N | 1 | 0 | 1 | 0.029 | KG | 62X30X30 | 4015080725046 |  | 292 | ICD | 1
45478 | TM-1-8291/E/SVB | 45478 | ON-OFF-SWITCHES E | 55 | cerere oferta | N | 1 | 0 | 1 | 0.072 | KG | 77X30X48 | 4015080454786 |  | 292 | ICD | 1
215352 | TM-1-8291/E/SVB-SW | 215352 | ON-OFF switch, flus mouting | 55 | cerere oferta | N | 1 | 0 | 1 | 0.072 | KG | 77X30X48 | 4015082153526 |  | 292 | ICD | 1
15073 | TM-1-8291/EZ | 15073 | ON-OFF-SWITCHES EZ | 55 | cerere oferta | N | 1 | 0 | 1 | 0.033 | KG | 74X30X30 | 4015080150732 |  | 292 | ICD | 1
225335 | TM-1-8291/IVS | 225335 | IVS ON-OFF switch | 55 | cerere oferta | N | 1 | 0 | 1 | 0.04 | KG | 65X35 5X60 | 4015082253356 |  | 292 | ICD | 1
84370 | TM-1-8310/E | 84370 | ON-OFF-SWITCHES E | 55 | cerere oferta | N | 1 | 0 | 1 | 0.029 | KG | 62X30X30 | 4015080843702 |  | 292 | ICD | 1
45479 | TM-1-8310/EZ | 45479 | ON-OFF-SWITCHES EZ | 55 | cerere oferta | N | 1 | 0 | 1 | 0.034 | KG | 74X30X30 | 4015080454793 |  | 292 | ICD | 1
907749 | TM-1-SOND*/E | 907749 | ROTARY SWIT. T-SOND/E,10A | 55 | cerere oferta | N | 1 | 0 | 1 | 0.029 | KG | 62X30X30 | 1003790 |  | 292 | ICD | 1
907755 | TM-1-SOND*/EZ | 907755 | ROTARY SWIT. T-SOND/EZ,10A | 55 | cerere oferta | N | 1 | 0 | 1 | 0.034 | KG | 74X30X30 | 1002688 |  | 292 | ICD | 1
225346 | TM-1-SOND*/IVS | 225346 | IVS special switch | 55 | cerere oferta | N | 1 | 0 | 1 | 0.04 | KG | 65X35 5X60 | 1002932 |  | 292 | ICD | 1
208261 | TM-1-SOND-ERSTBESTELLUNG/E | 208261 | Mini rotary switches, flush, 10A | 55 | cerere oferta | N | 1 | 0 | 1 | 0.029 | KG | 62X30X30 | 4015082082611 |  | 292 | ICD | 1
208262 | TM-1-SOND-ERSTBESTELLUNG/EZ | 208262 | Mini rotary switches, centr. 10A | 55 | cerere oferta | N | 1 | 0 | 1 | 0.034 | KG | 74X30X30 | 4015082082628 |  | 292 | ICD | 1
225347 | TM-1-SOND-ERSTBESTELLUNG/IVS | 225347 | IVS special switch | 55 | cerere oferta | N | 1 | 0 | 1 | 0.04 | KG | 65X35 5X60 | 4015082253479 |  | 292 | ICD | 1
27418 | TM-2-15432/E | 27418 | ON-OFF-SWITCHES E | 55 | cerere oferta | N | 1 | 0 | 1 | 0.04 | KG | 74X30X30 | 4015080274186 |  | 292 | ICD | 1
16878 | TM-2-15432/EZ | 16878 | CONTROL SWITCHES | 55 | cerere oferta | N | 1 | 0 | 1 | 0.043 | KG | 87X30X30 | 4015080168782 |  | 292 | ICD | 1
225343 | TM-2-15432/IVS | 225343 | IVS HAND-AUTOMATIC switch | 55 | cerere oferta | N | 1 | 0 | 1 | 0.058 | KG | 72 5X35 5X60 | 4015082253431 |  | 292 | ICD | 1
28017 | TM-2-200335/EZ | 28017 | ROTARY SWIT. T-SOND/EZ,10A | 55 | cerere oferta | N | 1 | 0 | 1 | 0.047 | KG | 86X30X30 | 4015080280170 |  | 292 | ICD | 1
10808 | TM-2-8177/E | 10808 | ON-OFF-SWITCHES E | 55 | cerere oferta | N | 1 | 0 | 1 | 0.04 | KG | 74X30X30 | 4015080108085 |  | 292 | ICD | 1
16838 | TM-2-8177/EZ | 16838 | CONTROL SWITCHES | 55 | cerere oferta | N | 1 | 0 | 1 | 0.044 | KG | 87X30X30 | 4015080168386 |  | 292 | ICD | 1
98607 | TM-2-8211/E | 98607 | ON-OFF-SWITCHES E | 55 | cerere oferta | N | 1 | 0 | 1 | 0.04 | KG | 74X30X30 | 4015080986072 |  | 292 | ICD | 1
15166 | TM-2-8211/EZ | 15166 | CHANGEOVER SWITCHES | 55 | cerere oferta | N | 1 | 0 | 1 | 0.043 | KG | 87X30X30 | 4015080151661 |  | 292 | ICD | 1
225341 | TM-2-8211/IVS | 225341 | IVS switch | 55 | cerere oferta | N | 1 | 0 | 1 | 0.058 | KG | 72 5X35 5X60 | 4015082253417 |  | 292 | ICD | 1
34537 | TM-2-8215/E | 34537 | ON-OFF-SWITCHES E | 55 | cerere oferta | N | 1 | 0 | 1 | 0.039 | KG | 74X30X30 | 4015080345374 |  | 292 | ICD | 1
45481 | TM-2-8215/EZ | 45481 | ON-OFF-SWITCHES EZ | 55 | cerere oferta | N | 1 | 0 | 1 | 0.044 | KG | 87X30X30 | 4015080454816 |  | 292 | ICD | 1
17926 | TM-2-8219/E | 17926 | ON-OFF-SWITCHES E | 55 | cerere oferta | N | 1 | 0 | 1 | 0.04 | KG | 74X30X30 | 4015080179269 |  | 292 | ICD | 1
45482 | TM-2-8219/EZ | 45482 | ON-OFF-SWITCHES EZ | 55 | cerere oferta | N | 1 | 0 | 1 | 0.044 | KG | 87X30X30 | 4015080454823 |  | 292 | ICD | 1
84369 | TM-2-8221/E | 84369 | ON-OFF-SWITCHES E | 55 | cerere oferta | N | 1 | 0 | 1 | 0.04 | KG | 74X40X30 | 4015080843696 |  | 292 | ICD | 1
15197 | TM-2-8221/EZ | 15197 | CHANGEOVER SWITCHES | 55 | cerere oferta | N | 1 | 0 | 1 | 0.043 | KG | 87X30X30 | 4015080151975 |  | 292 | ICD | 1
225339 | TM-2-8221/IVS | 225339 | IVS switch | 55 | cerere oferta | N | 1 | 0 | 1 | 0.058 | KG | 72 5X35 5X60 | 4015082253394 |  | 292 | ICD | 1
39283 | TM-2-8230/E | 39283 | ON-OFF-SWITCHES E | 55 | cerere oferta | N | 1 | 0 | 1 | 0.038 | KG | 74X30X30 | 4015080392835 |  | 292 | ICD | 1
701 | TM-2-8230/EZ | 701 | ON-OFF-SWITCHES EZ | 55 | cerere oferta | N | 1 | 0 | 1 | 0.043 | KG | 87X40X30 | 4015080007012 |  | 292 | ICD | 1
225344 | TM-2-8230/IVS | 225344 | IVS step switch | 55 | cerere oferta | N | 1 | 0 | 1 | 0.058 | KG | 72 5X35 5X60 | 4015082253448 |  | 292 | ICD | 1
44029 | TM-2-8231/E | 44029 | ON-OFF-SWITCHES E | 55 | cerere oferta | N | 1 | 0 | 1 | 0.04 | KG | 74X30X30 | 4015080440291 |  | 292 | ICD | 1
700 | TM-2-8231/EZ | 700 | ON-OFF-SWITCHES EZ | 55 | cerere oferta | N | 1 | 0 | 1 | 0.044 | KG | 87X30X30 | 4015080007005 |  | 292 | ICD | 1
30267 | TM-2-8231/EZ-SW | 30267 | ON-OFF-SWITCHES EZ | 55 | cerere oferta | N | 1 | 0 | 1 | 0.044 | KG | 87X30X30 | 4015080302674 |  | 292 | ICD | 1
225345 | TM-2-8231/IVS | 225345 | IVS step switch | 55 | cerere oferta | N | 1 | 0 | 1 | 0.058 | KG | 72 5X35 5X60 | 4015082253455 |  | 292 | ICD | 1
65386 | TM-2-8241/E | 65386 | ON-OFF-SWITCHES E | 55 | cerere oferta | N | 1 | 0 | 1 | 0.038 | KG | 74X30X30 | 4015080653868 |  | 292 | ICD | 1
15256 | TM-2-8241/EZ | 15256 | STEP SWITCHES | 55 | cerere oferta | N | 1 | 0 | 1 | 0.042 | KG | 87X30X30 | 4015080152569 |  | 292 | ICD | 1
72505 | TM-2-8242/E | 72505 | ON-OFF-SWITCHES E | 55 | cerere oferta | N | 1 | 0 | 1 | 0.04 | KG | 74X30X30 | 4015080725053 |  | 292 | ICD | 1
15506 | TM-2-8242/EZ | 15506 | STEP SWITCHES | 55 | cerere oferta | N | 1 | 0 | 1 | 0.044 | KG | 87X30X30 | 4015080155065 |  | 292 | ICD | 1
60640 | TM-2-8260/E | 60640 | ON-OFF-SWITCHES E | 55 | cerere oferta | N | 1 | 0 | 1 | 0.04 | KG | 74X30X30 | 4015080606406 |  | 292 | ICD | 1
45483 | TM-2-8260/EZ | 45483 | ON-OFF-SWITCHES EZ | 55 | cerere oferta | N | 1 | 0 | 1 | 0.044 | KG | 87X30X30 | 4015080454830 |  | 292 | ICD | 1
74877 | TM-2-8292/E | 74877 | ON-OFF-SWITCHES E | 55 | cerere oferta | N | 1 | 0 | 1 | 0.037 | KG | 74X43X30 | 4015080748779 |  | 292 | ICD | 1
45484 | TM-2-8292/E/SVB | 45484 | ON-OFF-SWITCHES E | 55 | cerere oferta | N | 1 | 0 | 1 | 0.059 | KG | 89X30X48 | 4015080454847 |  | 292 | ICD | 1
210955 | TM-2-8292/E/SVB-SW | 210955 | Miniature rotary switch | 55 | cerere oferta | N | 1 | 0 | 1 | 0.059 | KG | 89X30X48 | 4015082109554 |  | 292 | ICD | 1
15096 | TM-2-8292/EZ | 15096 | ON-OFF-SWITCHES EZ | 55 | cerere oferta | N | 1 | 0 | 1 | 0.043 | KG | 87X30X30 | 4015080150961 |  | 292 | ICD | 1
225336 | TM-2-8292/IVS | 225336 | IVS ON-OFF switch | 55 | cerere oferta | N | 1 | 0 | 1 | 0.058 | KG | 72 5X35 5X60 | 4015082253363 |  | 292 | ICD | 1
77250 | TM-2-8293/E | 77250 | ON-OFF-SWITCHES E | 55 | cerere oferta | N | 1 | 0 | 1 | 0.038 | KG | 74X30X30 | 4015080772507 |  | 292 | ICD | 1
45485 | TM-2-8293/E/SVB | 45485 | ON-OFF-SWITCHES E | 55 | cerere oferta | N | 1 | 0 | 1 | 0.061 | KG | 89X30X48 | 4015080454854 |  | 292 | ICD | 1
215353 | TM-2-8293/E/SVB-SW | 215353 | ON-OFF switch, flus mouting | 55 | cerere oferta | N | 1 | 0 | 1 | 0.061 | KG | 89X30X48 | 4015082153533 |  | 292 | ICD | 1
45486 | TM-2-8293/EZ | 45486 | ON-OFF-SWITCHES EZ | 55 | cerere oferta | N | 1 | 0 | 1 | 0.044 | KG | 87X30X30 | 4015080454861 |  | 292 | ICD | 1
225337 | TM-2-8293/IVS | 225337 | IVS ON-OFF switch | 55 | cerere oferta | N | 1 | 0 | 1 | 0.058 | KG | 72 5X35 5X60 | 4015082253370 |  | 292 | ICD | 1
86743 | TM-2-8311/E | 86743 | ON-OFF-SWITCHES E | 55 | cerere oferta | N | 1 | 0 | 1 | 0.04 | KG | 74X30X30 | 4015080867432 |  | 292 | ICD | 1
45487 | TM-2-8311/EZ | 45487 | ON-OFF-SWITCHES EZ | 55 | cerere oferta | N | 1 | 0 | 1 | 0.043 | KG | 87X30X30 | 4015080454878 |  | 292 | ICD | 1
13181 | TM-2-8400/E | 13181 | ON-OFF-SWITCHES E | 55 | cerere oferta | N | 1 | 0 | 1 | 0.04 | KG | 74X30X30 | 4015080131816 |  | 292 | ICD | 1
20300 | TM-2-8550/E | 20300 | ON-OFF-SWITCHES E | 55 | cerere oferta | N | 1 | 0 | 1 | 0.04 | KG | 74X30X30 | 4015080203001 |  | 292 | ICD | 1
699 | TM-2-8550/EZ | 699 | ON-OFF-SWITCHES EZ | 55 | cerere oferta | N | 1 | 0 | 1 | 0.044 | KG | 87X30X30 | 4015080006992 |  | 292 | ICD | 1
22673 | TM-2-8551/E | 22673 | ON-OFF-SWITCHES E | 55 | cerere oferta | N | 1 | 0 | 1 | 0.04 | KG | 74X30X30 | 4015080226734 |  | 292 | ICD | 1
45489 | TM-2-8551/EZ | 45489 | ON-OFF-SWITCHES EZ | 55 | cerere oferta | N | 1 | 0 | 1 | 0.044 | KG | 87X30X30 | 4015080454892 |  | 292 | ICD | 1
907763 | TM-2-SOND*/E | 907763 | ROTARY SWIT. T-SOND/E,10A | 55 | cerere oferta | N | 1 | 0 | 1 | 0.04 | KG | 74X30X30 | 1002682 |  | 292 | ICD | 1
907756 | TM-2-SOND*/EZ | 907756 | ROTARY SWIT. T-SOND/EZ,10A | 55 | cerere oferta | N | 1 | 0 | 1 | 0.044 | KG | 87X30X30 | 1002687 |  | 292 | ICD | 1
225348 | TM-2-SOND*/IVS | 225348 | IVS special switch | 55 | cerere oferta | N | 1 | 0 | 1 | 0.058 | KG | 72 5X35 5X60 | 1001540 |  | 292 | ICD | 1
208263 | TM-2-SOND-ERSTBESTELLUNG/E | 208263 | Mini rotary switches, flush, 10A | 55 | cerere oferta | N | 1 | 0 | 1 | 0.04 | KG | 74X30X30 | 4015082082635 |  | 292 | ICD | 1
208264 | TM-2-SOND-ERSTBESTELLUNG/EZ | 208264 | Mini rotary switches, centr. 10A | 55 | cerere oferta | N | 1 | 0 | 1 | 0.044 | KG | 87X30X30 | 4015082082642 |  | 292 | ICD | 1
225349 | TM-2-SOND-ERSTBESTELLUNG/IVS | 225349 | IVS special switch | 55 | cerere oferta | N | 1 | 0 | 1 | 0.058 | KG | 72 5X35 5X60 | 4015082253493 |  | 292 | ICD | 1
29791 | TM-3-15433/E | 29791 | ON-OFF-SWITCHES E | 55 | cerere oferta | N | 1 | 0 | 1 | 0.049 | KG | 86X30X30 | 4015080297918 |  | 292 | ICD | 1
45490 | TM-3-15433/EZ | 45490 | ON-OFF-SWITCHES E | 55 | cerere oferta | N | 1 | 0 | 1 | 0.056 | KG | 98X30X30 | 4015080454908 |  | 292 | ICD | 1
10807 | TM-3-8212/E | 10807 | ON-OFF-SWITCHES E | 55 | cerere oferta | N | 1 | 0 | 1 | 0.05 | KG | 86X30X30 | 4015080108078 |  | 292 | ICD | 1
45491 | TM-3-8212/EZ | 45491 | ON-OFF-SWITCHES EZ | 55 | cerere oferta | N | 1 | 0 | 1 | 0.056 | KG | 98X30X30 | 4015080454915 |  | 292 | ICD | 1
36910 | TM-3-8216/E | 36910 | ON-OFF-SWITCHES E | 55 | cerere oferta | N | 1 | 0 | 1 | 0.05 | KG | 86X30X30 | 4015080369103 |  | 292 | ICD | 1
86742 | TM-3-8222/E | 86742 | ON-OFF-SWITCHES E | 55 | cerere oferta | N | 1 | 0 | 1 | 0.049 | KG | 86X30X30 | 4015080867425 |  | 292 | ICD | 1
45493 | TM-3-8222/EZ | 45493 | ON-OFF-SWITCHES EZ | 55 | cerere oferta | N | 1 | 0 | 1 | 0.053 | KG | 98X30X30 | 4015080454939 |  | 292 | ICD | 1
30452 | TM-3-8222/EZ/S-J | 30452 | ON-OFF-SWITCHES E | 55 | cerere oferta | N | 1 | 0 | 1 | 0.072 | KG | 83X30X30 | 4015080304524 |  | 292 | ICD | 1
17927 | TM-3-8228/E | 17927 | ON-OFF-SWITCHES E | 55 | cerere oferta | N | 1 | 0 | 1 | 0.05 | KG | 86X30X30 | 4015080179276 |  | 292 | ICD | 1
45494 | TM-3-8228/EZ | 45494 | ON-OFF-SWITCHES EZ | 55 | cerere oferta | N | 1 | 0 | 1 | 0.053 | KG | 98X30X30 | 4015080454946 |  | 292 | ICD | 1
39298 | TM-3-8232/E | 39298 | ON-OFF-SWITCHES E | 55 | cerere oferta | N | 1 | 0 | 1 | 0.048 | KG | 86X30X30 | 4015080392989 |  | 292 | ICD | 1
15592 | TM-3-8232/EZ | 15592 | STEP SWITCHES | 55 | cerere oferta | N | 1 | 0 | 1 | 0.051 | KG | 98X30X30 | 4015080155928 |  | 292 | ICD | 1
53521 | TM-3-8233/E | 53521 | ON-OFF-SWITCHES E | 55 | cerere oferta | N | 1 | 0 | 1 | 0.048 | KG | 86X30X30 | 4015080535218 |  | 292 | ICD | 1
15630 | TM-3-8233/EZ | 15630 | STEP SWITCHES | 55 | cerere oferta | N | 1 | 0 | 1 | 0.053 | KG | 98X30X30 | 4015080156307 |  | 292 | ICD | 1
79624 | TM-3-8243/E | 79624 | ON-OFF-SWITCHES E | 55 | cerere oferta | N | 1 | 0 | 1 | 0.05 | KG | 86X30X30 | 4015080796244 |  | 292 | ICD | 1
15537 | TM-3-8243/EZ | 15537 | STEP SWITCHES | 55 | cerere oferta | N | 1 | 0 | 1 | 0.053 | KG | 98X30X30 | 4015080155379 |  | 292 | ICD | 1
81997 | TM-3-8244/E | 81997 | ON-OFF-SWITCHES E | 55 | cerere oferta | N | 1 | 0 | 1 | 0.05 | KG | 86X30X30 | 4015080819974 |  | 292 | ICD | 1
45495 | TM-3-8244/EZ | 45495 | ON-OFF-SWITCHES EZ | 55 | cerere oferta | N | 1 | 0 | 1 | 0.053 | KG | 98X30X30 | 4015080454953 |  | 292 | ICD | 1
67759 | TM-3-8261/E | 67759 | ON-OFF-SWITCHES E | 55 | cerere oferta | N | 1 | 0 | 1 | 0.05 | KG | 86X30X30 | 4015080677598 |  | 292 | ICD | 1
698 | TM-3-8261/EZ | 698 | ON-OFF-SWITCHES EZ | 55 | cerere oferta | N | 1 | 0 | 1 | 0.053 | KG | 98X30X30 | 4015080006985 |  | 292 | ICD | 1
63013 | TM-3-8280/E | 63013 | ON-OFF-SWITCHES E | 55 | cerere oferta | N | 1 | 0 | 1 | 0.05 | KG | 86X30X30 | 4015080630135 |  | 292 | ICD | 1
45496 | TM-3-8280/EZ | 45496 | ON-OFF-SWITCHES EZ | 55 | cerere oferta | N | 1 | 0 | 1 | 0.053 | KG | 98X30X30 | 4015080454960 |  | 292 | ICD | 1
20299 | TM-3-8299/E | 20299 | ON-OFF-SWITCHES E | 55 | cerere oferta | N | 1 | 0 | 1 | 0.05 | KG | 86X30X30 | 4015080202998 |  | 292 | ICD | 1
45497 | TM-3-8299/EZ | 45497 | ON-OFF-SWITCHES EZ | 55 | cerere oferta | N | 1 | 0 | 1 | 0.053 | KG | 98X30X30 | 4015080454977 |  | 292 | ICD | 1
79623 | TM-3-8326/E | 79623 | ON-OFF-SWITCHES E | 55 | cerere oferta | N | 1 | 0 | 1 | 0.05 | KG | 86X30X30 | 4015080796237 |  | 292 | ICD | 1
45498 | TM-3-8326/E/SVB | 45498 | ON-OFF-SWITCHES E | 55 | cerere oferta | N | 1 | 0 | 1 | 0.068 | KG | 101X30X48 | 4015080454984 |  | 292 | ICD | 1
45499 | TM-3-8326/EZ | 45499 | ON-OFF-SWITCHES EZ | 55 | cerere oferta | N | 1 | 0 | 1 | 0.053 | KG | 98X30X30 | 4015080454991 |  | 292 | ICD | 1
15554 | TM-3-8401/E | 15554 | ON-OFF-SWITCHES E | 55 | cerere oferta | N | 1 | 0 | 1 | 0.047 | KG | 86X30X30 | 4015080155546 |  | 292 | ICD | 1
178923 | TM3-KLV | 178923 | TM3-KLV | 84 | cerere oferta | S | 1 | 0 | 1 | 1.55 | KG | 0 001X0 001X0 001 | 4015081742400 |  | 272 | PDC | 1
907750 | TM-3-SOND*/E | 907750 | ROTARY SWIT. T-SOND/E,10A | 55 | cerere oferta | N | 1 | 0 | 1 | 0.05 | KG | 86X30X30 | 1003791 |  | 292 | ICD | 1
907757 | TM-3-SOND*/EZ | 907757 | ROTARY SWIT. T-SOND/EZ,10A | 55 | cerere oferta | N | 1 | 0 | 1 | 0.053 | KG | 98X30X30 | 1003796 |  | 292 | ICD | 1
208265 | TM-3-SOND-ERSTBESTELLUNG/E | 208265 | Mini rotary switches, flush, 10A | 55 | cerere oferta | N | 1 | 0 | 1 | 0.05 | KG | 86X30X30 | 4015082082659 |  | 292 | ICD | 1
208266 | TM-3-SOND-ERSTBESTELLUNG/EZ | 208266 | Mini rotary switches, centr. 10A | 55 | cerere oferta | N | 1 | 0 | 1 | 0.053 | KG | 98X30X30 | 4015082082666 |  | 292 | ICD | 1
13180 | TM-4-8213/E | 13180 | ON-OFF-SWITCHES E | 55 | cerere oferta | N | 1 | 0 | 1 | 0.057 | KG | 98X30X30 | 4015080131809 |  | 292 | ICD | 1
45847 | TM-4-8213/EZ | 45847 | ON-OFF-SWITCHES EZ | 55 | cerere oferta | N | 1 | 0 | 1 | 0.063 | KG | 110X30X30 | 4015080458470 |  | 292 | ICD | 1
89115 | TM-4-8223/E | 89115 | ON-OFF-SWITCHES E | 55 | cerere oferta | N | 1 | 0 | 1 | 0.059 | KG | 98X30X30 | 4015080891154 |  | 292 | ICD | 1
46119 | TM-4-8223/EZ | 46119 | ON-OFF-SWITCHES EZ | 55 | cerere oferta | N | 1 | 0 | 1 | 0.063 | KG | 110X30X30 | 4015080461197 |  | 292 | ICD | 1
74878 | TM-4-8262/E | 74878 | ON-OFF-SWITCHES E | 55 | cerere oferta | N | 1 | 0 | 1 | 0.058 | KG | 98X30X30 | 4015080748786 |  | 292 | ICD | 1
46120 | TM-4-8262/EZ | 46120 | ON-OFF-SWITCHES EZ | 55 | cerere oferta | N | 1 | 0 | 1 | 0.063 | KG | 110X30X30 | 4015080461203 |  | 292 | ICD | 1
22672 | TM-4-8294/E | 22672 | ON-OFF-SWITCHES E | 55 | cerere oferta | N | 1 | 0 | 1 | 0.059 | KG | 98X30X30 | 4015080226727 |  | 292 | ICD | 1
46121 | TM-4-8294/EZ | 46121 | ON-OFF-SWITCHES EZ | 55 | cerere oferta | N | 1 | 0 | 1 | 0.063 | KG | 110X30X30 | 4015080461210 |  | 292 | ICD | 1
25046 | TM-4-8552/E | 25046 | ON-OFF-SWITCHES E | 55 | cerere oferta | N | 1 | 0 | 1 | 0.059 | KG | 98X30X30 | 4015080250463 |  | 292 | ICD | 1
178924 | TM4-KLV | 178924 | TM4-KLV | 84 | cerere oferta | S | 1 | 0 | 1 | 1.65 | KG | 0 001X0 001X0 001 | 4015081742417 |  | 272 | PDC | 1
907751 | TM-4-SOND*/E | 907751 | ROTARY SWIT. T-SOND/E,10A | 55 | cerere oferta | N | 1 | 0 | 1 | 0.059 | KG | 98X30X30 | 1003792 |  | 292 | ICD | 1
907758 | TM-4-SOND*/EZ | 907758 | ROTARY SWIT. T-SOND/EZ,10A | 55 | cerere oferta | N | 1 | 0 | 1 | 0.063 | KG | 110X30X30 | 1002685 |  | 292 | ICD | 1
208267 | TM-4-SOND-ERSTBESTELLUNG/E | 208267 | Mini rotary switches, centr. 10A | 55 | cerere oferta | N | 1 | 0 | 1 | 0.059 | KG | 98X30X30 | 4015082082673 |  | 292 | ICD | 1
208268 | TM-4-SOND-ERSTBESTELLUNG/EZ | 208268 | Mini rotary switches, centr. 10A | 55 | cerere oferta | N | 1 | 0 | 1 | 0.063 | KG | 110X30X30 | 4015082082680 |  | 292 | ICD | 1
69150 | TM-5-8237/E | 69150 | ON-OFF-SWITCHES E | 55 | cerere oferta | N | 1 | 0 | 1 | 0.074 | KG | 110X30X30 | 4015080691501 |  | 292 | ICD | 1
15661 | TM-5-8237/EZ | 15661 | STEP SWITCHES | 55 | cerere oferta | N | 1 | 0 | 1 | 0.077 | KG | 122X30X30 | 4015080156611 |  | 292 | ICD | 1
9741 | TM-5-8247/E | 9741 | ON-OFF-SWITCHES E | 55 | cerere oferta | N | 1 | 0 | 1 | 0.075 | KG | 110X30X30 | 4015080097419 |  | 292 | ICD | 1
15565 | TM-5-8247/EZ | 15565 | STEP SWITCHES | 55 | cerere oferta | N | 1 | 0 | 1 | 0.077 | KG | 122X30X30 | 4015080155652 |  | 292 | ICD | 1
41671 | TM-5-8252/E | 41671 | ON-OFF-SWITCHES E | 55 | cerere oferta | N | 1 | 0 | 1 | 0.075 | KG | 110X30X30 | 4015080416715 |  | 292 | ICD | 1
46123 | TM-5-8252/EZ | 46123 | ON-OFF-SWITCHES EZ | 55 | cerere oferta | N | 1 | 0 | 1 | 0.077 | KG | 122X30X30 | 4015080461234 |  | 292 | ICD | 1
41656 | TM-5-8270/E | 41656 | ON-OFF-SWITCHES E | 55 | cerere oferta | N | 1 | 0 | 1 | 0.067 | KG | 110X30X30 | 4015080416562 |  | 292 | ICD | 1
46124 | TM-5-8270/EZ | 46124 | ON-OFF-SWITCHES EZ | 55 | cerere oferta | N | 1 | 0 | 1 | 0.077 | KG | 122X30X30 | 4015080461241 |  | 292 | ICD | 1
70132 | TM-5-8281/E | 70132 | ON-OFF-SWITCHES E | 55 | cerere oferta | N | 1 | 0 | 1 | 0.075 | KG | 110X30X30 | 4015080701323 |  | 292 | ICD | 1
46125 | TM-5-8281/EZ | 46125 | ON-OFF-SWITCHES EZ | 55 | cerere oferta | N | 1 | 0 | 1 | 0.077 | KG | 122X30X30 | 4015080461258 |  | 292 | ICD | 1
91488 | TM-5-8369/E | 91488 | ON-OFF-SWITCHES E | 55 | cerere oferta | N | 1 | 0 | 1 | 0.075 | KG | 110X30X30 | 4015080914884 |  | 292 | ICD | 1
46126 | TM-5-8369/EZ | 46126 | ON-OFF-SWITCHES EZ | 55 | cerere oferta | N | 1 | 0 | 1 | 0.077 | KG | 122X30X30 | 4015080461265 |  | 292 | ICD | 1
907764 | TM-5-SOND*/E | 907764 | ROTARY SWIT. T-SOND/E,10A | 55 | cerere oferta | N | 1 | 0 | 1 | 0.075 | KG | 110X30X30 | 1003811 |  | 292 | ICD | 1
907759 | TM-5-SOND*/EZ | 907759 | ROTARY SWIT. T-SOND/EZ,10A | 55 | cerere oferta | N | 1 | 0 | 1 | 0.077 | KG | 122X30X30 | 1002684 |  | 292 | ICD | 1
208269 | TM-5-SOND-ERSTBESTELLUNG/E | 208269 | Mini rotary switches, flush, 10A | 55 | cerere oferta | N | 1 | 0 | 1 | 0.075 | KG | 110X30X30 | 4015082082697 |  | 292 | ICD | 1
208270 | TM-5-SOND-ERSTBESTELLUNG/EZ | 208270 | Mini rotary switches, centr. 10A | 55 | cerere oferta | N | 1 | 0 | 1 | 0.077 | KG | 122X30X30 | 4015082082703 |  | 292 | ICD | 1
55894 | TM-6-8253/E | 55894 | ON-OFF-SWITCHES E | 55 | cerere oferta | N | 1 | 0 | 1 | 0.082 | KG | 122X30X30 | 4015080558941 |  | 292 | ICD | 1
46127 | TM-6-8253/EZ | 46127 | ON-OFF-SWITCHES EZ | 55 | cerere oferta | N | 1 | 0 | 1 | 0.09 | KG | 134X30X30 | 4015080461272 |  | 292 | ICD | 1
46402 | TM-6-8271/E | 46402 | ON-OFF-SWITCHES E | 55 | cerere oferta | N | 1 | 0 | 1 | 0.082 | KG | 122X30X30 | 4015080464020 |  | 292 | ICD | 1
46128 | TM-6-8271/EZ | 46128 | ON-OFF-SWITCHES EZ | 55 | cerere oferta | N | 1 | 0 | 1 | 0.09 | KG | 134X30X30 | 4015080461289 |  | 292 | ICD | 1
77251 | TM-6-8282/E | 77251 | ON-OFF-SWITCHES E | 55 | cerere oferta | N | 1 | 0 | 1 | 0.082 | KG | 122X30X30 | 4015080772514 |  | 292 | ICD | 1
93861 | TM-6-8370/E | 93861 | ON-OFF-SWITCHES E | 55 | cerere oferta | N | 1 | 0 | 1 | 0.082 | KG | 122X30X30 | 4015080938613 |  | 292 | ICD | 1
46130 | TM-6-8370/EZ | 46130 | ON-OFF-SWITCHES EZ | 55 | cerere oferta | N | 1 | 0 | 1 | 0.09 | KG | 134X30X30 | 4015080461302 |  | 292 | ICD | 1
907752 | TM-6-SOND*/E | 907752 | ROTARY SWIT. T-SOND/E,10A | 55 | cerere oferta | N | 1 | 0 | 1 | 0.082 | KG | 122X30X30 | 1003793 |  | 292 | ICD | 1
907760 | TM-6-SOND*/EZ | 907760 | ROTARY SWIT. T-SOND/EZ,10A | 55 | cerere oferta | N | 1 | 0 | 1 | 0.09 | KG | 134X30X30 | 1004757 |  | 292 | ICD | 1
208271 | TM-6-SOND-ERSTBESTELLUNG/E | 208271 | Mini rotary switches, flush, 10A | 55 | cerere oferta | N | 1 | 0 | 1 | 0.082 | KG | 122X30X30 | 4015082082710 |  | 292 | ICD | 1
208272 | TM-6-SOND-ERSTBESTELLUNG/EZ | 208272 | Mini rotary switches, centr. 10A | 55 | cerere oferta | N | 1 | 0 | 1 | 0.09 | KG | 134X30X30 | 4015082082727 |  | 292 | ICD | 1
907753 | TM-7-SOND*/E | 907753 | ROTARY SWIT. T-SOND/E,10A | 55 | cerere oferta | N | 1 | 0 | 1 | 0.09 | KG | 134X30X30 | 1003794 |  | 292 | ICD | 1
907761 | TM-7-SOND*/EZ | 907761 | ROTARY SWIT. T-SOND/EZ,10A | 55 | cerere oferta | N | 1 | 0 | 1 | 0.1 | KG | 146X30X30 | 1000787 |  | 292 | ICD | 1
208273 | TM-7-SOND-ERSTBESTELLUNG/E | 208273 | Mini rotary switches, flush, 10A | 55 | cerere oferta | N | 1 | 0 | 1 | 0.09 | KG | 134X30X30 | 4015082082734 |  | 292 | ICD | 1
208274 | TM-7-SOND-ERSTBESTELLUNG/EZ | 208274 | Mini rotary switches, centr. 10A | 55 | cerere oferta | N | 1 | 0 | 1 | 0.1 | KG | 146X30X30 | 4015082082741 |  | 292 | ICD | 1
907754 | TM-8-SOND*/E | 907754 | ROTARY SWIT. T-SOND/E,10A | 55 | cerere oferta | N | 1 | 0 | 1 | 0.1 | KG | 146X30X30 | 1003795 |  | 292 | ICD | 1
907762 | TM-8-SOND*/EZ | 907762 | ROTARY SWIT. T-SOND/EZ,10A | 55 | cerere oferta | N | 1 | 0 | 1 | 0.11 | KG | 158X30X30 | 1003797 |  | 292 | ICD | 1
208275 | TM-8-SOND-ERSTBESTELLUNG/E | 208275 | Mini rotary switches, flush, 10A | 55 | cerere oferta | N | 1 | 0 | 1 | 0.1 | KG | 146X30X30 | 4015082082758 |  | 292 | ICD | 1
208276 | TM-8-SOND-ERSTBESTELLUNG/EZ | 208276 | Mini rotary switches, centr. 10A | 55 | cerere oferta | N | 1 | 0 | 1 | 0.11 | KG | 158X30X30 | 4015082082765 |  | 292 | ICD | 1
271662 | TM-COMBINATION-* | 271662 | customized compl. units | 55 | cerere oferta | N | 1 | 0 | 1 | 0.001 | KG | 1X1X1 | 1004784 |  | 292 | ICD | 1
93848 | TOB-ID | 93848 | ACC.INS.ENCLOSURE CI3-CI49 | 94 | cerere oferta | N | 10 | 0 | 1 | 0.095 | KG | 50X50X50 | 4015080938484 |  | 277 | PDC | 1
140479 | TOR-SET/135-CS | 140479 | Transp. eye set w. reinforcement profile | 100 | cerere oferta | N | 2 | 0 | 1 | 2 | KG | 3X50X135 | 4015081372621 |  | 278 | PDC | 1
178925 | TRF1-KLV | 178925 | TRF1-KLV | 84 | cerere oferta | S | 1 | 0 | 1 | 1.2 | KG | 0 001X0 001X0 001 | 4015081742424 |  | 272 | PDC | 1
178926 | TRF2-KLV | 178926 | TRF2-KLV | 84 | cerere oferta | S | 1 | 0 | 1 | 1.4 | KG | 0 001X0 001X0 001 | 4015081742431 |  | 272 | PDC | 1
178927 | TRF3-KLV | 178927 | TRF3-KLV | 84 | cerere oferta | S | 1 | 0 | 1 | 1.55 | KG | 0 001X0 001X0 001 | 4015081742448 |  | 272 | PDC | 1
178928 | TRF4-KLV | 178928 | TRF4-KLV | 84 | cerere oferta | S | 1 | 0 | 1 | 1.65 | KG | 0 001X0 001X0 001 | 4015081742455 |  | 272 | PDC | 1
272480 | TR-G/8 | 272480 | TRANSFORMATOR MODULAR | 82 | cerere oferta | S | 1 | 2 | 28 | 0.241 | KG | 90X36X60 | 4015082724801 |  | 664 | PDC | 1
272484 | TR-G2/24 | 272484 | TRANSFORMATOR TENSIUNE | 82 | cerere oferta | S | 1 | 3 | 20 | 0.608 | KG | 90X54X60 | 4015082724849 |  | 664 | PDC | 1
272485 | TR-G2/63-SF | 272485 | TRANSFORMATOR MODULAR | 82 | cerere oferta | S | 1 | 5 | 12 | 1.316 | KG | 90X90X60 | 4015082724856 |  | 664 | PDC | 1
272483 | TR-G3/18 | 272483 | Transformer | 82 | cerere oferta | S | 1 | 2 | 28 | 0.358 | KG | 90X36X60 | 4015082724832 |  | 664 | PDC | 1
272481 | TR-G3/8 | 272481 | Transformer | 82 | cerere oferta | S | 1 | 2 | 28 | 0.266 | KG | 90X36X60 | 4015082724818 |  | 664 | PDC | 1
178929 | TRSF1-KLV | 178929 | TRSF1-KLV | 84 | cerere oferta | S | 1 | 0 | 1 | 1.2 | KG | 0 001X0 001X0 001 | 4015081742462 |  | 272 | PDC | 1
178966 | TRSF2-KLV | 178966 | TRSF2-KLV | 84 | cerere oferta | S | 1 | 0 | 1 | 1.4 | KG | 0 001X0 001X0 001 | 4015081742837 |  | 272 | PDC | 1
178967 | TRSF3-KLV | 178967 | TRSF3-KLV | 84 | cerere oferta | S | 1 | 0 | 1 | 1.55 | KG | 0 001X0 001X0 001 | 4015081742844 |  | 272 | PDC | 1
178968 | TRSF4-KLV | 178968 | TRSF4-KLV | 84 | cerere oferta | S | 1 | 0 | 1 | 1.65 | KG | 0 001X0 001X0 001 | 4015081742851 |  | 272 | PDC | 1
138772 | TS1-BRA-CS | 138772 | Mounting bracket, tilted | 100 | cerere oferta | N | 50 | 0 | 1 | 0.1 | KG | 1,5X60X47 | 4015081355525 |  | 278 | PDC | 1
178957 | TS1-KLV | 178957 | TS1-KLV | 84 | cerere oferta | S | 1 | 0 | 1 | 0.07 | KG | 0 001X0 001X0 001 | 4015081742745 |  | 272 | PDC | 1
178958 | TS2-KLV | 178958 | TS2-KLV | 84 | cerere oferta | S | 1 | 0 | 1 | 0.34 | KG | 0 001X0 001X0 001 | 4015081742752 |  | 272 | PDC | 1
50657 | TS35X15 | 50657 | sina omega 35x15 | 73 | cerere oferta | N | 10 | 0 | 1 | 1.69 | KG | 35X2000X15 | 4015080506577 |  | 279 | PDC | 10
53030 | TS35X7,5 | 53030 | sina omega 35x7,5 | 73 | cerere oferta | N | 20 | 0 | 1 | 0.634 | KG | 35X2000X8 | 4015080530305 |  | 279 | PDC | 1
178959 | TS3-KLV | 178959 | TS3-KLV | 84 | cerere oferta | S | 1 | 0 | 1 | 0.53 | KG | 0 001X0 001X0 001 | 4015081742769 |  | 272 | PDC | 1
178960 | TS4-KLV | 178960 | TS4-KLV | 84 | cerere oferta | S | 1 | 0 | 1 | 0.7 | KG | 0 001X0 001X0 001 | 4015081742776 |  | 272 | PDC | 1
167387 | TSAMEM | 167387 | Memory key for Timer | 82 | cerere oferta | N | 1 | 0 | 1 | 0.015 | KG | 0 001X0 001X0 001 | 4015081638864 |  | 664 | PDC | 1
167386 | TSAMEMKIT | 167386 | PC set + memory key | 82 | cerere oferta | N | 1 | 0 | 1 | 0.196 | KG | 0 001X0 001X0 001 | 4015081638857 |  | 664 | PDC | 1
206901 | TS-CI-K1 | 206901 | Top-hat rail for CI small enclosure CI-K | 94 | cerere oferta | S | 10 | 0 | 1 | 0.023 | KG | 73X35X7 5 | 4015082069018 |  | 293 | ICD | 1
206902 | TS-CI-K2 | 206902 | Top-hat rail for CI small enclosure CI-K | 94 | cerere oferta | S | 10 | 0 | 1 | 0.031 | KG | 92X35X7 5 | 4015082069025 |  | 293 | ICD | 1
206903 | TS-CI-K3 | 206903 | Top-hat rail for CI small enclosure CI-K | 94 | cerere oferta | S | 10 | 0 | 1 | 0.04 | KG | 108X35X7 5 | 4015082069032 |  | 293 | ICD | 1
206904 | TS-CI-K4 | 206904 | Top-hat rail for CI small enclosure CI-K | 94 | cerere oferta | S | 10 | 0 | 1 | 0.048 | KG | 143X35X7 5 | 4015082069049 |  | 293 | ICD | 1
206905 | TS-CI-K5 | 206905 | Top-hat rail for CI small enclosure CI-K | 94 | cerere oferta | S | 10 | 0 | 1 | 0.07 | KG | 183X35X7 5 | 4015082069056 |  | 293 | ICD | 1
98480 | TSCL4-15 | 98480 | ACC.INS.ENCLOSURE CI3-CI49 | 94 | cerere oferta | N | 10 | 0 | 1 | 0.01 | KG | 10X40X20 | 4015080984801 |  | 277 | PDC | 1
167379 | TSDW1CO | 167379 | Timeswitch dig 1COweek | 82 | cerere oferta | S | 1 | 2 | 1 | 0.203 | KG | 69,2X35,7X127 | 4015081638796 |  | 664 | PDC | 1
167381 | TSDW1COA | 167381 | Timer digital 1CO astro | 82 | cerere oferta | S | 1 | 2 | 1 | 0.277 | KG | 69,2X35,8X128 | 4015081638819 |  | 664 | PDC | 1
167382 | TSDW1CODG | 167382 | Timer digital DCF or GPS | 82 | cerere oferta | S | 1 | 2 | 1 | 0.186 | KG | 69,2X35,8X128 | 4015081638826 |  | 664 | PDC | 1
167380 | TSDW2CO | 167380 | Timeswitch dig 2COweek | 82 | cerere oferta | S | 1 | 2 | 1 | 0.232 | KG | 69,2X35,8X128 | 4015081638802 |  | 664 | PDC | 1
167390 | TSQD1CO | 167390 | Timer quarz 1CO 24h | 82 | cerere oferta | S | 1 | 3 | 1 | 0.185 | KG | 65,6X53,6X128 | 4015081639205 |  | 664 | PDC | 1
167388 | TSQD1NO | 167388 | Timer quarz 1NO 24h | 82 | cerere oferta | S | 1 | 1 | 1 | 0.101 | KG | 65,5X17,6X128 | 4015081638871 |  | 664 | PDC | 1
167392 | TSQW1CO | 167392 | Timer quarz 1CO week | 82 | cerere oferta | S | 1 | 3 | 1 | 0.182 | KG | 65,6X53,6X128 | 4015081638901 |  | 664 | PDC | 1
167391 | TSSD1CO | 167391 | Timer synchronous 1NO 24h | 82 | cerere oferta | S | 1 | 3 | 1 | 0.178 | KG | 65,6X53,6X128 | 4015081638895 |  | 664 | PDC | 1
167389 | TSSD1NO | 167389 | Timer synchronous 1NO 24h | 82 | cerere oferta | S | 1 | 1 | 1 | 0.091 | KG | 65,5X17,6X128 | 4015081638888 |  | 664 | PDC | 1
590020FULL-0094 | U BASE RED | 590020FULL-0094 | U red base + locking screw | 732 | cerere oferta | N | 1 | 0 | 1 | 0.1 | KG | NA | NA |  | Base, Base "U" Red | Fulleon | 1
590021FULL-0099 | U BASE WHITE | 590021FULL-0099 | U white base + locking screw | 732 | cerere oferta | N | 1 | 0 | 1 | 0.1 | KG | NA | NA |  | Base, Base "U" White | Fulleon | 1
2288 | UBS4,8 | 2288 | BT ASSEMBLY PARTS | 94 | cerere oferta | N | 25 | 0 | 1 | 0.004 | KG | 30X10X10 | 4015080022886 |  | 277 | PDC | 1
60282 | U-CI23 | 60282 | ENCLOSURE BASE | 94 | cerere oferta | S | 1 | 0 | 1 | 0.838 | KG | 100X180X250 | 4015080602828 |  | 277 | PDC | 1
38793 | U-CI23E | 38793 | ENCLOSURE BASE | 94 | cerere oferta | S | 1 | 0 | 1 | 0.876 | KG | 100X180X250 | 4015080387930 |  | 277 | PDC | 1
57909 | U-CI23X | 57909 | ENCLOSURE BASE | 94 | cerere oferta | S | 1 | 0 | 1 | 1.149 | KG | 100X180X250 | 4015080579090 |  | 277 | PDC | 1
65028 | U-CI43 | 65028 | ENCLOSURE BASE | 94 | cerere oferta | S | 1 | 0 | 1 | 1.168 | KG | 150X375X250 | 4015080650287 |  | 277 | PDC | 1
64896 | U-CI43E | 64896 | ENCLOSURE BASE | 94 | cerere oferta | S | 1 | 0 | 1 | 1.316 | KG | 150X375X250 | 4015080648963 |  | 277 | PDC | 1
62655 | U-CI43X | 62655 | ENCLOSURE BASE | 94 | cerere oferta | S | 1 | 0 | 1 | 1.692 | KG | 150X375X250 | 4015080626558 |  | 277 | PDC | 1
67269 | U-CI44 | 67269 | ENCLOSURE BASE | 94 | cerere oferta | S | 1 | 0 | 1 | 1.741 | KG | 150X375X375 | 4015080672692 |  | 277 | PDC | 1
69642 | U-CI44E | 69642 | ENCLOSURE BASE | 94 | cerere oferta | S | 1 | 0 | 1 | 3.757 | KG | 150X375X375 | 4015080696421 |  | 277 | PDC | 1
67401 | U-CI44X | 67401 | ENCLOSURE BASE | 94 | cerere oferta | S | 1 | 0 | 1 | 2.288 | KG | 150X375X375 | 4015080674016 |  | 277 | PDC | 1
1894 | U-CI45 | 1894 | ENCLOSURE BASE | 94 | cerere oferta | S | 1 | 0 | 1 | 4.632 | KG | 120X375X500 | 4015080018940 |  | 277 | PDC | 1
110103 | U-CI45-DR | 110103 | Intermediate frame CI45 | 94 | cerere oferta | N | 1 | 0 | 1 | 2.386 | KG | 610X380X110 | 4015081096596 |  | 277 | PDC | 1
1893 | U-CI45E | 1893 | ENCLOSURE BASE | 94 | cerere oferta | S | 1 | 0 | 1 | 4.999 | KG | 120X375X500 | 4015080018933 |  | 277 | PDC | 1
98470 | U-CI45X | 98470 | ENCLOSURE BASE | 94 | cerere oferta | S | 1 | 0 | 1 | 5.1 | KG | 120X375X500 | 4015080984702 |  | 277 | PDC | 1
83880 | U-CI48 | 83880 | ENCLOSURE BASE | 94 | cerere oferta | S | 1 | 0 | 1 | 1.92 | KG | 150X375X750 | 4015080838807 |  | 277 | PDC | 1
ROMZ0000000036 | UGT-MU(0..600Vcc,4-20mA) | ROMZ0000000036 | Traductor de masura directa a tensiuni | 701 | cerere oferta | N | 1 | 0 | 1 | 1 | KG | 0 001X0 001X0 001 | 9008790107412 |  | 393 | ICD | 1
ROMZ0000000038 | UGT-MU(600VDC;0-10V,4-20mA;230VAC) | ROMZ0000000038 | UGT-MU(600VDC;0-10V,4-20mA;230VAC) | 701 | cerere oferta | N | 1 | 0 | 1 | 1 | KG | 0 001X0 001X0 001 | 9008790181214 |  | 393 | ICD | 1
ROMZ0000000056 | UGT-MU(600VDC;0-10V/4-20mA;36-265VAC+DC) | ROMZ0000000056 | UGT-MU(600VDC;0-10V/4-20mA;36-265VAC+DC) | 701 | cerere oferta | N | 1 | 0 | 1 | 1 | KG | 0 001X0 001X0 001 | 9008790510946 |  | 393 | ICD | 1
ROMZ0000000037 | UGT-MU(60mV/200A;0-10V,4-20mA;230VAC) | ROMZ0000000037 | UGT-MU(60mV/200A;0-10V,4-20mA;230VAC) | 701 | cerere oferta | N | 1 | 0 | 1 | 1 | KG | 0 001X0 001X0 001 | 9008790181207 |  | 393 | ICD | 1
ROMZ0000000057 | UGT-MU(60mV;0-10V/4-20mA;36-265VAC+DC) | ROMZ0000000057 | UGT-MU(60mV;0-10V/4-20mA;36-265VAC+DC;Bi | 701 | cerere oferta | N | 1 | 0 | 1 | 1 | KG | 0 001X0 001X0 001 | 9008790510953 |  | 393 | ICD | 1
ROMZ0000000066 | Ugt-MU0-60mv/0-10V/4-20Ma,24VDC+/-0-20 | ROMZ0000000066 | Ugt-MU0-60mv/0-10V/4-20Ma,24VDC+/-0-20 | 701 | cerere oferta | N | 1 | 0 | 1 | 1 | KG | 0 001X0 001X0 001 | 9008790570001 |  | 393 | ICD | 1
LUM16025 | ULTRALED 45 | LUM16025 | Aparat de Iluminat de Siguranta LED Aplicabilitate indicator de securitate Montaj aplicat pe perete Carcasa & dispersor ABS, IP20, Dimensiuni (mm): 214x105x43 mm; Sursa LED, 45 Lm, 1,6W Alimentare 230V AC Functionare permanenta/nepermanenta Baterie NiCd, Autonomie 60 min, Set universal pictograme indicare evacuare 20M Produs de Cooper Industries Romania SRL | 732 | cerere oferta | N | 1 | 0 | 1 | 0.46 | Kg | 220 167X110 084X50 038 | 3660191160258 |  | EML | Safety | 1
LUM16005 | ULTRALED 45 IP66 | LUM16005 | Aparat de Iluminat de Siguranta LED Aplicabilitate indicator de securitate Montaj aplicat pe perete Carcasa & dispersor ABS, IP66, Dimensiuni (mm): 214x105x43 mm; Sursa LED, 45 Lm, 1,6W Alimentare 230V AC Functionare permanenta/nepermanenta Baterie NiCd, Autonomie 60 min, Set universal pictograme indicare evacuare 20M Produs de Cooper Industries Romania SRL | 732 | cerere oferta | N | 1 | 0 | 1 | 0,1 | Kg | 001x001x001 |  |  | EML | Safety | 1
ROJA0000000032 | UMG 96RM-E(52.22.036) | ROJA0000000032 | UMG 96RM-E(52.22.036) | 70 | cerere oferta | N | 1 | 0 | 1 | 1 | KG | 0 001X0 001X0 001 | 9008790573132 |  | 393 | ICD | 1
ROJA0000000037 | UMG103(52.18.001) | ROJA0000000037 | UMG103(52.18.001) | 70 | cerere oferta | N | 1 | 0 | 1 | 1 | KG | 0 001X0 001X0 001 | 9008790757556 |  | 393 | ICD | 1
ROALF000000040 | UMG104 (52.20.001) | ROALF000000040 | UMG104 (52.20.001) | 70 | cerere oferta | N | 1 | 0 | 1 | 1 | KG | 0 001X0 001X0 001 | 9008790381232 |  | 393 | ICD | 1
ROJA0000000022 | UMG507-E(52.15.001) | ROJA0000000022 | Multimetru digital, Eth, RS232/485 | 70 | cerere oferta | N | 1 | 0 | 1 | 1 | KG | 0 001X0 001X0 001 | 9008790373695 |  | 393 | ICD | 1
ROALF000000063 | UMG508(52.21.001) | ROALF000000063 | UMG508(52.21.001) | 70 | cerere oferta | N | 1 | 0 | 1 | 1 | KG | 0 001X0 001X0 001 | 9008790647185 |  | 393 | ICD | 1
ROALF000000032 | UMG511 (52.19.001) | ROALF000000032 | Class A power quality analyser | 70 | cerere oferta | N | 1 | 0 | 1 | 1 | KG | 0 001X0 001X0 001 | 9008790305757 |  | 393 | ICD | 1
ROALF000000058 | UMG511(52.19.003) | ROALF000000058 | UMG511(52.19.003) | 70 | cerere oferta | N | 1 | 0 | 1 | 1 | KG | 0 001X0 001X0 001 | 9008790593314 |  | 393 | ICD | 1
ROJA0000000030 | UMG605(52.16.027) | ROJA0000000030 | UMG605(52.16.027) | 70 | cerere oferta | N | 1 | 0 | 1 | 1 | KG | 0 001X0 001X0 001 | 9008790565731 |  | 393 | ICD | 1
ROJA000002 | UMG96(52.09.001) | ROJA000002 | multimetru digital(2 iesiri digitale) | 70 | cerere oferta | N | 1 | 0 | 1 | 1 | KG | 0 001X0 001X0 001 | 9008790084850 |  | 393 | ICD | 1
ROJA000001 | UMG96L(52.14.001) | ROJA000001 | multimetru digital | 70 | cerere oferta | N | 1 | 0 | 1 | 1 | KG | 0 001X0 001X0 001 | 9008790084867 |  | 393 | ICD | 1
ROJA0000000029 | UMG96RM(52.22.035) | ROJA0000000029 | UMG96RM(52.22.035) | 70 | cerere oferta | N | 1 | 0 | 1 | 1 | KG | 0 001X0 001X0 001 | 9008790565694 |  | 393 | ICD | 1
ROJA0000000034 | UMG96RM(52.22.039) | ROJA0000000034 | UMG96RM(52.22.039) | 70 | cerere oferta | N | 1 | 0 | 1 | 1 | KG | 0 001X0 001X0 001 | 9008790612855 |  | 393 | ICD | 1
ROJA0000000033 | UMG96RM-CBM(52.22.038) | ROJA0000000033 | UMG96RM-CBM(52.22.038) | 70 | cerere oferta | N | 1 | 0 | 1 | 1 | KG | 0 001X0 001X0 001 | 9008790588105 |  | 393 | ICD | 1
ROALF000000073 | UMG96RM-E(52.22.036) | ROALF000000073 | Multimetru digital | 70 | cerere oferta | N | 1 | 0 | 1 | 1 | KG | 0 001X0 001X0 001 | 9008790725296 |  | 393 | ICD | 1
ROJA0000000031 | UMG96RM-P(52.22.037) | ROJA0000000031 | UMG96RM-P(52.22.037) | 70 | cerere oferta | N | 1 | 0 | 1 | 1 | KG | 0 001X0 001X0 001 | 9008790569135 |  | 393 | ICD | 1
ROJA000004 | UMG96S(52.13.017) | ROJA000004 | multimetru digital interfata RS485/232-p | 70 | cerere oferta | N | 1 | 0 | 1 | 1 | KG | 0 001X0 001X0 001 | 9008790084836 |  | 393 | ICD | 1
ROJA0000000016 | UMG96S(52.13.022) | ROJA0000000016 | UMG96S(52.13.022) | 70 | cerere oferta | N | 1 | 0 | 1 | 1 | KG | 0 001X0 001X0 001 | 9008790106965 |  | 393 | ICD | 1
ROJA0000000010 | UMG96S(52.13.029) | ROJA0000000010 | UMG96S(52.13.029) | 70 | cerere oferta | N | 1 | 0 | 1 | 1 | KG | 0 001X0 001X0 001 | 9008790106903 |  | 393 | ICD | 1
ROJA0000000018 | UMG96S(52.13.031) | ROJA0000000018 | UMG96S(52.13.031) | 70 | cerere oferta | N | 1 | 0 | 1 | 1 | KG | 0 001X0 001X0 001 | 9008790106972 |  | 393 | ICD | 1
178949 | UP1-KLV | 178949 | UP1-KLV | 84 | cerere oferta | S | 1 | 0 | 1 | 0.75 | KG | 0 001X0 001X0 001 | 4015081742660 |  | 272 | PDC | 1
178950 | UP2-KLV | 178950 | UP2-KLV | 84 | cerere oferta | S | 1 | 0 | 1 | 0.9 | KG | 0 001X0 001X0 001 | 4015081742677 |  | 272 | PDC | 1
178951 | UP3-KLV | 178951 | UP3-KLV | 84 | cerere oferta | S | 1 | 0 | 1 | 1.1 | KG | 0 001X0 001X0 001 | 4015081742684 |  | 272 | PDC | 1
178952 | UP4-KLV | 178952 | UP4-KLV | 84 | cerere oferta | S | 1 | 0 | 1 | 1.3 | KG | 0 001X0 001X0 001 | 4015081742691 |  | 272 | PDC | 1
982162 | U-PKZ0(*V50HZ) | 982162 | declansator minima tensiune U-PKZ0,UHI-P | 33 | cerere oferta | N | 2 | 1.4 | 1 | 0.129 | KG | 68X24X90 | 1004024 |  | 701 | ICD | 1
982163 | U-PKZ0(*V60HZ) | 982163 | declansator minima tensiune U-PKZ0,UHI-P | 33 | cerere oferta | N | 2 | 1.4 | 1 | 0.129 | KG | 68X24X90 | 1003820 |  | 701 | ICD | 1
73132 | U-PKZ0(110V50HZ) | 73132 | declansator minima tensiune U-PKZ0,UHI-P | 33 | cerere oferta | S | 2 | 1.4 | 1 | 0.131 | KG | 68X24X90 | 4015080731320 |  | 701 | ICD | 1
73143 | U-PKZ0(120V60HZ) | 73143 | declansator minima tensiune U-PKZ0,UHI-P | 33 | cerere oferta | S | 2 | 1.4 | 1 | 0.129 | KG | 68X24X90 | 4015080731436 |  | 701 | ICD | 1
73145 | U-PKZ0(208V60HZ) | 73145 | declansator minima tensiune U-PKZ0,UHI-P | 33 | cerere oferta | S | 2 | 1.4 | 1 | 0.129 | KG | 68X24X90 | 4015080731450 |  | 701 | ICD | 1
73135 | U-PKZ0(230V50HZ) | 73135 | declansator minima tensiune U-PKZ0,UHI-P | 33 | cerere oferta | S | 2 | 1.4 | 1 | 0.129 | KG | 68X24X90 | 4015080731351 |  | 701 | ICD | 1
73136 | U-PKZ0(240V50HZ) | 73136 | declansator minima tensiune U-PKZ0,UHI-P | 33 | cerere oferta | S | 2 | 1.4 | 1 | 0.126 | KG | 68X24X90 | 4015080731368 |  | 701 | ICD | 1
73146 | U-PKZ0(240V60HZ) | 73146 | declansator minima tensiune U-PKZ0,UHI-P | 33 | cerere oferta | S | 2 | 1.4 | 1 | 0.129 | KG | 68X24X90 | 4015080731467 |  | 701 | ICD | 1
73129 | U-PKZ0(24V50HZ) | 73129 | declansator minima tensiune U-PKZ0,UHI-P | 33 | cerere oferta | S | 2 | 1.4 | 1 | 0.129 | KG | 68X24X90 | 4015080731290 |  | 701 | ICD | 1
219219 | U-PKZ0(24V60HZ) | 219219 | declansator minima tensiune U-PKZ0,UHI-P | 33 | cerere oferta | S | 2 | 1.4 | 1 | 0.137 | KG | 68X24X90 | 4015082192198 |  | 701 | ICD | 1
73137 | U-PKZ0(380V50HZ) | 73137 | declansator minima tensiune U-PKZ0,UHI-P | 33 | cerere oferta | S | 2 | 1.4 | 1 | 0.126 | KG | 68X24X90 | 4015080731375 |  | 701 | ICD | 1
73138 | U-PKZ0(400V50HZ) | 73138 | declansator minima tensiune U-PKZ0,UHI-P | 33 | cerere oferta | S | 2 | 1.4 | 1 | 0.126 | KG | 68X24X90 | 4015080731382 |  | 701 | ICD | 1
73139 | U-PKZ0(415V50HZ) | 73139 | declansator minima tensiune U-PKZ0,UHI-P | 33 | cerere oferta | S | 2 | 1.4 | 1 | 0.126 | KG | 68X24X90 | 4015080731399 |  | 701 | ICD | 1
82161 | U-PKZ0(440V60HZ) | 82161 | declansator minima tensiune U-PKZ0,UHI-P | 33 | cerere oferta | S | 2 | 1.4 | 1 | 0.126 | KG | 68X24X90 | 4015080821618 |  | 701 | ICD | 1
73147 | U-PKZ0(480V60HZ) | 73147 | declansator minima tensiune U-PKZ0,UHI-P | 33 | cerere oferta | S | 2 | 1.4 | 1 | 0.126 | KG | 68X24X90 | 4015080731474 |  | 701 | ICD | 1
ROSOB000020991 | USA CS-1210/300 | ROSOB000020991 | USA CS-1210/300 | 100 | cerere oferta | N | 1 | 0 | 1 | 7 | KG | 0 001X0 001X0 001 | 9008790740701 |  | 278 | PDC | 1
206923 | UTI0,1-115 | 206923 | Universal transformer UTI 100VA | 32 | cerere oferta | N | 1 | 0 | 1 | 2 | KG | 89X85X93 | 4015082069230 |  | 306 | ICD | 1
206924 | UTI0,2-115 | 206924 | Universal transformer UTI 200VA | 32 | cerere oferta | N | 1 | 0 | 1 | 3 | KG | 82X106X112 | 4015082069247 |  | 306 | ICD | 1
206925 | UTI0,315-115 | 206925 | Universal transformer UTI 315VA | 32 | cerere oferta | N | 1 | 0 | 1 | 4.3 | KG | 88X121X124 | 4015082069254 |  | 306 | ICD | 1
206926 | UTI0,5-115 | 206926 | Universal transformer UTI 500VA | 32 | cerere oferta | N | 1 | 0 | 1 | 6.8 | KG | 120X121X124 | 4015082069261 |  | 306 | ICD | 1
206927 | UTI0,63-115 | 206927 | Universal transformer UTI 630VA | 32 | cerere oferta | N | 1 | 0 | 1 | 7.7 | KG | 107X151X150 | 4015082069278 |  | 306 | ICD | 1
206928 | UTI0,8-115 | 206928 | Universal transformer UTI 800VA | 32 | cerere oferta | N | 1 | 0 | 1 | 9.6 | KG | 124X151X150 | 4015082069285 |  | 306 | ICD | 1
206929 | UTI1,0-115 | 206929 | Universal transformer UTI 1000VA | 32 | cerere oferta | N | 1 | 0 | 1 | 13.4 | KG | 150X151X150 | 4015082069292 |  | 306 | ICD | 1
702204 | UV/O.KLM/LIEBERT-P3 | 702204 | MAIN SWIT. P IN STEEL EQUIPM. | 54 | cerere oferta | S | 100 | 0 | 1 | 0.02 | KG | 340X460X260 | 9008790357763 |  | 291 | ICD | 1
167285 | UVA | 167285 | Phase indication | 82 | cerere oferta | S | 1 | 1 | 200 | 0.042 | KG | 93X18X77 | 4015081637881 |  | 664 | PDC | 1
48289 | UV-P3 | 48289 | Acc. Circuit Interrupter (UK) | 54 | cerere oferta | N | 1 | 0 | 1 | 0.075 | KG | 25X70X45 | 4015080482895 |  | 291 | ICD | 1
19925 | UV-T0 | 19925 | Acc. Cam Switches (UK) | 55 | cerere oferta | N | 1 | 0 | 1 | 0.035 | KG | 50X30X30 | 4015080199250 |  | 292 | ICD | 1
260154 | UVU-NZM | 260154 | Unitate de temporizare | 18 | cerere oferta | N | 1 | 0 | 1 | 0.847 | KG | 100X74X114 | 4015082601546 |  | 681 | PDC | 1
ROMZ20 | UW-MU | ROMZ20 | UW-MU | 73 | cerere oferta | N | 1 | 0 | 1 | 1 | KG | 0 001X0 001X0 001 | 9008790083433 |  | 393 | ICD | 1
ROMZ32 | UW-MU(4-20MA/24VDC) | ROMZ32 | traductor tensiune 0-500V/0-10V(4-20mA) | 701 | cerere oferta | N | 1 | 0 | 1 | 1 | KG | 0 001X0 001X0 001 | 9008790083396 |  | 393 | ICD | 1
ROMZ33 | UW-MU(4-20MA/36-265VAC+DC) | ROMZ33 | traductor tensiune 0-500V/0-10V(4-20mA) | 701 | cerere oferta | N | 1 | 0 | 1 | 1 | KG | 0 001X0 001X0 001 | 9008790083389 |  | 393 | ICD | 1
ROMZ0000000055 | UW-MU(500VAC;0-10V/4-20mA;36-265VAC+DC) | ROMZ0000000055 | UW-MU(500VAC;0-10V/4-20mA;36-265VAC+DC) | 701 | cerere oferta | N | 1 | 0 | 1 | 1 | KG | 0 001X0 001X0 001 | 9008790510939 |  | 393 | ICD | 1
65011 | V/EA/SVB-SW-T0 | 65011 | Acc. Cam Switches (UK) | 55 | cerere oferta | S | 1 | 0 | 1 | 0.07 | KG | 50X48X48 | 4015080650119 |  | 292 | ICD | 1
45064 | V/EA/SVB-SW-T5 | 45064 | Acc. Cam Switches (UK) | 55 | cerere oferta | S | 1 | 0 | 1 | 0.157 | KG | 87X87X44 | 4015080450641 |  | 292 | ICD | 1
62638 | V/EA/SVB-T0 | 62638 | Acc. Cam Switches (UK) | 55 | cerere oferta | S | 1 | 0 | 1 | 0.07 | KG | 50X48X48 | 4015080626381 |  | 292 | ICD | 1
45065 | V/EA/SVB-T5 | 45065 | Acc. Cam Switches (UK) | 55 | cerere oferta | S | 1 | 0 | 1 | 0.157 | KG | 87X87X44 | 4015080450658 |  | 292 | ICD | 1
225270 | V1/2"/M20 | 225270 | Adaptor 1/2'' in M20 | 58 | cerere oferta | S | 10 | 0 | 1 | 0.052 | KG | 25X25X25 | 4015082252700 |  | 294 | ICD | 1
225269 | V1/2"/M20-NA | 225269 | Adaptor 1/2'' in M20 | 58 | cerere oferta | S | 10 | 0 | 1 | 0.052 | KG | 25X25X25 | 4015082252694 |  | 294 | ICD | 1
281638 | V1/2"/M25-NA | 281638 | Adaptor 1/2'' in M25 | 58 | cerere oferta | S | 10 | 0 | 1 | 0.052 | KG | 158X117X80 | 4015082816384 |  | 294 | ICD | 1
53036 | V3/4"-MCSN | 53036 | Accesoriu MCS(N) | 60 | cerere oferta | S | 1 | 0 | 1 | 0.014 | KG | 60X45X45 | 4015080530367 |  | 296 | ICD | 1
2307 | VBS-RS | 2307 | BT ASSEMBLY PARTS | 94 | cerere oferta | N | 5 | 0 | 1 | 0.098 | KG | 100X50X50 | 4015080023074 |  | 279 | PDC | 1
O-ESA-BMB | Velos Back Mounding Base | O-ESA-BMB | Accesoriu Velos LED Aplicabilitate suport fixare spate Produs de Cooper Industries Romania SRL | 732 | cerere oferta | N | 1 | 0 | 1 | 0.45 | Kg | 375X105X90 | 5205050904901 |  | EML | Safety | 1
O-ESP-FH-EXT | Velos Fire hose & extinguisher 30m | O-ESP-FH-EXT | Aparat de Iluminat de Siguranta LED Aplicabilitate indicator de securitate dubla fata ISO 7010, 30M Dispersor Plexiglass serigrafiat, hidrant/stingator portabil Sursa 24x LED, 140 Lm, uniformitate crescuta Produs de Cooper Industries Romania SRL | 732 | cerere oferta | N | 1 | 0 | 1 | 0.36 | Kg | 320X225X40 | 5205050905397 |  | EML | Safety | 1
O-ESP-FHD | Velos Fire hose down 30m | O-ESP-FHD | Aparat de Iluminat de Siguranta LED Aplicabilitate indicator de securitate dubla fata ISO 7010, 30M Dispersor Plexiglass serigrafiat, hidrant/sageata jos Sursa 24x LED, 140 Lm, uniformitate crescuta Produs de Cooper Industries Romania SRL | 732 | cerere oferta | N | 1 | 0 | 1 | 0.36 | Kg | 320X225X40 | 5205050905380 |  | EML | Safety | 1
O-ESA-LMB | Velos Lateral Mounding Base | O-ESA-LMB | Accesoriu Velos LED Aplicabilitate suport fixare lateral Produs de Cooper Industries Romania SRL | 732 | cerere oferta | N | 1 | 0 | 1 | 0.45 | Kg | 375X105X90 | 5205050904895 |  | EML | Safety | 1
O-ESP-H | Velos Pictogram Hydrant Red 30m | O-ESP-H | Aparat de Iluminat de Siguranta LED Aplicabilitate indicator de securitate dubla fata, 30M Dispersor Plexiglass serigrafiat, "H" Sursa 24x LED, 140 Lm, uniformitate crescuta Produs de Cooper Industries Romania SRL | 732 | cerere oferta | N | 1 | 0 | 1 | 0.36 | Kg | 320X225X40 | 5205050905229 |  | EML | Safety | 1
O-ESP-ID | VeLos Pictogram ISO DOWN/BLANK 30m | O-ESP-ID | Aparat de Iluminat de Siguranta LED Aplicabilitate indicator de securitate dubla fata, ISO7010, 30M Dispersor Plexiglass serigrafiat, sageata jos/- Sursa 24x LED, 140 Lm, uniformitate crescuta Produs de Cooper Industries Romania SRL | 732 | cerere oferta | N | 1 | 0 | 1 | 0.36 | Kg | 320X225X40 | 5205050904680 |  | EML | Safety | 1
O-ESP40-ID | VeLos Pictogram ISO DOWN/BLANK 40m | O-ESP40-ID | Aparat de Iluminat de Siguranta LED Aplicabilitate indicator de securitate dubla fata ISO 7010, 40M Dispersor Plexiglass serigrafiat, sageata jos/- Sursa 24x LED, 140 Lm, uniformitate crescuta Produs de Cooper Industries Romania SRL | 732 | cerere oferta | N | 1 | 0 | 1 | 0.592 | Kg | 376X315X40 | 5205050905373 |  | EML | Safety | 1
O-ESP-IDD | VeLos Pictogram ISO Down/Down 30m | O-ESP-IDD | Aparat de Iluminat de Siguranta LED Aplicabilitate indicator de securitate dubla fata, ISO7010, 30M Dispersor Plexiglass serigrafiat, sageata jos/jos Sursa 24x LED, 140 Lm, uniformitate crescuta Produs de Cooper Industries Romania SRL | 732 | cerere oferta | N | 1 | 0 | 1 | 0.36 | Kg | 320X225X40 | 5205050904673 |  | EML | Safety | 1
O-ESP40-IDD | VeLos Pictogram ISO Down/Down 40m | O-ESP40-IDD | Aparat de Iluminat de Siguranta LED Aplicabilitate indicator de securitate dubla fata ISO 7010, 40M Dispersor Plexiglass serigrafiat, sageata jos/jos Sursa 24x LED, 140 Lm, uniformitate crescuta Produs de Cooper Industries Romania SRL | 732 | cerere oferta | N | 1 | 0 | 1 | 0.592 | Kg | 376X315X40 | 5205050904833 |  | EML | Safety | 1
O-ESP-I2R | Velos Pictogram ISO Lateral to Room | O-ESP-I2R | Aparat de Iluminat de Siguranta LED Aplicabilitate indicator de securitate dubla fata, ISO7010, 30M, montaj lateral Dispersor Plexiglass serigrafiat, sageata camera Sursa 24x LED, 140 Lm, uniformitate crescuta Produs de Cooper Industries Romania SRL | 732 | cerere oferta | N | 1 | 0 | 1 | 0.36 | Kg | 320X225X40 | 5205050904802 |  | EML | Safety | 1
O-ESP-I2W | Velos Pictogram ISO Lateral to Wall | O-ESP-I2W | Aparat de Iluminat de Siguranta LED Aplicabilitate indicator de securitate dubla fata, ISO7010, 30M, montaj lateral Dispersor Plexiglass serigrafiat, sageata perete Sursa 24x LED, 140 Lm, uniformitate crescuta Produs de Cooper Industries Romania SRL | 732 | cerere oferta | N | 1 | 0 | 1 | 0.36 | Kg | 320X225X40 | 5205050904819 |  | EML | Safety | 1
O-ESP-ILR | VeLos Pictogram ISO LEFT/RIGHT 30m | O-ESP-ILR | Aparat de Iluminat de Siguranta LED Aplicabilitate indicator de securitate dubla fata, ISO7010, 30M Dispersor Plexiglass serigrafiat, sageata stanga/dreapta Sursa 24x LED, 140 Lm, uniformitate crescuta Produs de Cooper Industries Romania SRL | 732 | cerere oferta | N | 1 | 0 | 1 | 0.36 | Kg | 320X225X40 | 5205050904659 |  | EML | Safety | 1
O-ESP40-ILR | VeLos Pictogram ISO LEFT/RIGHT 40m | O-ESP40-ILR | Aparat de Iluminat de Siguranta LED Aplicabilitate indicator de securitate dubla fata ISO 7010, 40M Dispersor Plexiglass serigrafiat, sageata stanga/dreapta Sursa 24x LED, 140 Lm, uniformitate crescuta Produs de Cooper Industries Romania SRL | 732 | cerere oferta | N | 1 | 0 | 1 | 0.592 | Kg | 376X315X40 | 5205050904826 |  | EML | Safety | 1
O-ESP-IU | VeLos Pictogram ISO UP/BLANK 30m | O-ESP-IU | Aparat de Iluminat de Siguranta LED Aplicabilitate indicator de securitate dubla fata, ISO7010, 30M Dispersor Plexiglass serigrafiat, sageata sus/- Sursa 24x LED, 140 Lm, uniformitate crescuta Produs de Cooper Industries Romania SRL | 732 | cerere oferta | N | 1 | 0 | 1 | 0.36 | Kg | 320X225X40 | 5205050904789 |  | EML | Safety | 1
O-ESP40-IU | VeLos Pictogram ISO UP/BLANK 40m | O-ESP40-IU | Aparat de Iluminat de Siguranta LED Aplicabilitate indicator de securitate dubla fata ISO 7010, 40M Dispersor Plexiglass serigrafiat, sageata sus/- Sursa 24x LED, 140 Lm, uniformitate crescuta Produs de Cooper Industries Romania SRL | 732 | cerere oferta | N | 1 | 0 | 1 | 0.592 | Kg | 376X315X40 | 5205050905359 |  | EML | Safety | 1
O-ESP-IUU | VeLos Pictogram ISO UP/UP 30m | O-ESP-IUU | Aparat de Iluminat de Siguranta LED Aplicabilitate indicator de securitate dubla fata, ISO7010, 30M Dispersor Plexiglass serigrafiat, sageata sus/sus Sursa 24x LED, 140 Lm, uniformitate crescuta Produs de Cooper Industries Romania SRL | 732 | cerere oferta | N | 1 | 0 | 1 | 0.36 | Kg | 320X225X40 | 5205050904796 |  | EML | Safety | 1
O-ESP40-IUU | VeLos Pictogram ISO UP/UP 40m | O-ESP40-IUU | Aparat de Iluminat de Siguranta LED Aplicabilitate indicator de securitate dubla fata ISO 7010, 40M Dispersor Plexiglass serigrafiat, sageata sus/sus Sursa 24x LED, 140 Lm, uniformitate crescuta Produs de Cooper Industries Romania SRL | 732 | cerere oferta | N | 1 | 0 | 1 | 0.592 | Kg | 376X315X40 | 5205050905366 |  | EML | Safety | 1
O-ESA-PS30 | VeLos Pipe Suspension 48cm (ISO30061) | O-ESA-PS30 | Accesoriu Velos LED Aplicabilitate suspensie fixa 48cm (ISO30061) Produs de Cooper Industries Romania SRL | 732 | cerere oferta | N | 1 | 0 | 1 | 0.17 | Kg | 450X80X35 | 5205050904888 |  | EML | Safety | 1
O-ESC | VeLos PSU 1,5h NiCD | O-ESC | Aparat de Iluminat de Siguranta LED Aplicabilitate sursa de alimentare Velos LED Montaj aplicat pe tavan/perete utilizand O-ESA-Flex Carcasa policarbonat & dispersor Plexiglass, IP20, Alimentare 230V AC; 5W Functionare permanenta/nepermanenta Baterie NiCd, Autonomie 90 min, Buton Test, Functie ECO-3W in mod permanent Produs de Cooper Industries Romania SRL | 732 | cerere oferta | N | 1 | 0 | 1 | 0.5 | Kg | 75X55X325 | 5205050904574 |  | EML | Safety | 1
O-ESC-3H | VeLos PSU 3h NiCD | O-ESC-3H | Aparat de Iluminat de Siguranta LED Aplicabilitate indicator de securitate Velos LED Montaj aplicat pe tavan/perete utilizand O-ESA-Flex Carcasa policarbonat & dispersor Plexiglass, IP20, Alimentare 230V AC; 5W Functionare permanenta/nepermanenta Baterie NiCd, Autonomie 180 min, Buton Test, Functie ECO-3W in mod permanent Produs de Cooper Industries Romania SRL | 732 | cerere oferta | N | 1 | 0 | 1 | 0.5 | Kg | 75X55X325 | 5205050904581 |  | EML | Safety | 1
O-ESA-RB | VeLos Recessed Base | O-ESA-RB | Accesoriu Velos LED Aplicabilitate kit montaj incastrat in tavan fals Produs de Cooper Industries Romania SRL | 732 | cerere oferta | N | 1 | 0 | 1 | 0.13 | Kg | 335X110X50 | 5205050904840 |  | EML | Safety | 1
O-ESA-RSA | VeLos Rope Suspension adjustable | O-ESA-RSA | Accesoriu Velos LED Aplicabilitate suspensie ajustabila max 150cm Produs de Cooper Industries Romania SRL | 732 | cerere oferta | N | 1 | 0 | 1 | 0.09 | Kg | 145X92X44 | 5205050904864 |  | EML | Safety | 1
O-ESA-FLEX | VeLos Wall FLEXI Joint | O-ESA-FLEX | Accesoriu Velos LED Aplicabilitate conexiuni flexibile Produs de Cooper Industries Romania SRL | 732 | cerere oferta | N | 1 | 0 | 1 | 0.03 | Kg | 145X92X44 | 5205050904857 |  | EML | Safety | 1
ROFK0005522230 | VENTILATOR CU FILTRU 150x150mm 67 mc | ROFK0005522230 | VENTILATOR CU FILTRU 150x150mm 67 mc | 732 | cerere oferta | N | 1 | 0 | 1 | 1 | KG | 0 001X0 001X0 001 | 9008790735554 |  | 279 | PDC | 1
ROFK0005523230 | VENTILATOR CU FILTRU 204x204mm 105mc | ROFK0005523230 | VENTILATOR CU FILTRU 204x204mm 105mc | 732 | cerere oferta | N | 1 | 0 | 1 | 1 | KG | 0 001X0 001X0 001 | 9008790735578 |  | 279 | PDC | 1
ROFK0005524230 | VENTILATOR CU FILTRU 250x250 mm 160mc | ROFK0005524230 | VENTILATOR CU FILTRU 250x250 mm 160mc | 732 | cerere oferta | N | 1 | 0 | 1 | 1 | KG | 0 001X0 001X0 001 | 9008790735592 |  | 279 | PDC | 1
ROFK0005526230 | VENTILATOR CU FILTRU 325 x 325mm 550mc | ROFK0005526230 | VENTILATOR CU FILTRU 325 x 325mm 550mc | 732 | cerere oferta | N | 1 | 0 | 1 | 1 | KG | 0 001X0 001X0 001 | 9008790736315 |  | 279 | PDC | 1
ROCO6 | VENTILATOR STEGO 01800 | ROCO6 | ventilator tablou 21m3h | 732 | cerere oferta | N | 1 | 0 | 1 | 1 | KG | 0 001X0 001X0 001 | 9008790086021 |  | 279 | PDC | 1
ROCO000007 | VENTILATOR STEGO 01801 | ROCO000007 | ventilator tablou 21m3h | 732 | cerere oferta | N | 1 | 0 | 1 | 1 | KG | 0 001X0 001X0 001 | 9008790086229 |  | 279 | PDC | 1
ROCO000138 | VENTILATOR STEGO 01802 | ROCO000138 | VENTILATOR STEGO 01802 | 732 | cerere oferta | N | 1 | 0 | 1 | 1 | KG | 0 001X0 001X0 001 | 9008790086052 |  | 279 | PDC | 1
RORTS000000303 | Ventilator Stego 03209.0-00 | RORTS000000303 | Ventilator Stego 03209.0-00 | 732 | cerere oferta | N | 1 | 0 | 1 | 1 | KG | 0 001X0 001X0 001 | 9008790669989 |  | 279 | PDC | 1
RO000FK5521230 | VENTILATOR CU FILTRU 109x109mm, 35mc | RO000FK5521230 | VENTILATOR CU FILTRU 109x109mm, 35mc | 732 | cerere oferta | N | 1 | 0 | 1 | 1 | KG | 0 001X0 001X0 001 | 9008790735530 |  | 279 | PDC | 1
10336 | VGDILE250 | 10336 | Modul protectie cu varistor | 36 | cerere oferta | S | 10 | 1.9 | 1 | 0.01 | KG | 16X33X29 | 4015080103363 |  | 703 | ICD | 1
10320 | VGDILE48 | 10320 | Varistor-suppressor | 36 | cerere oferta | N | 10 | 1.9 | 1 | 0.01 | KG | 16X33X29 | 4015080103202 |  | 703 | ICD | 1
44880 | VHG50-CI | 44880 | ACC.INS.ENCLOSURE CI3-CI49 | 94 | cerere oferta | S | 8 | 0 | 1 | 0.017 | KG | 60X30X30 | 4015080448808 |  | 277 | PDC | 1
203595 | VHI20-PKZ0 | 203595 | bloc contacte auxiliare | 33 | cerere oferta | S | 2 | 2.5 | 1 | 0.029 | KG | 40X45X44 | 4015082035952 |  | 701 | ICD | 1
278495 | VHI20-PKZ01 | 278495 | bloc contacte auxiliare | 33 | cerere oferta | S | 5 | 2.5 | 1 | 0.021 | KG | 28X45X40 | 4015082784959 |  | 701 | ICD | 1
O-VIA8-H-3H | ViA8 3h Hydrant | O-VIA8-H-3H | Aparat de Iluminat de Siguranta LED Aplicabilitate indicator de securitate Montaj suspendat de tavan Carcasa ABS & dispersor Plexiglass, IP20, Dimensiuni kit de alimentare (mm): 267x75x34 Dimensiuni indicator & suspensie (mm): 267x163 mm & max 70mm Sursa LED, 100 Lm, 3W Alimentare 230V AC Functionare permanenta/nepermanenta Baterie NiCd, Autonomie 180 min, Pictograma directionare, "H" Produs de Cooper Industries Romania SRL | 732 | cerere oferta | N | 1 | 0 | 1 | 0,1 | Kg | 001x001x001 |  |  | EML | Safety | 1
O-VIA8-IDD-3H | ViA8 3h ISO Down Down 25m | O-VIA8-IDD-3H | Aparat de Iluminat de Siguranta LED Aplicabilitate indicator de securitate Montaj suspendat de tavan Carcasa ABS & dispersor Plexiglass, IP20, Dimensiuni kit de alimentare (mm): 267x75x34 Dimensiuni indicator & suspensie (mm): 267x163 mm & max 70mm Sursa LED, 100 Lm, 3W Alimentare 230V AC Functionare permanenta/nepermanenta Baterie NiCd, Autonomie 180 min, Pictograma directionare, sageata jos/jos Produs de Cooper Industries Romania SRL | 732 | cerere oferta | N | 1 | 0 | 1 | 0,1 | Kg | 001x001x001 |  |  | EML | Safety | 1
O-VIA8-ILR-3H | ViA8 3h ISO Left Right 25m | O-VIA8-ILR-3H | Aparat de Iluminat de Siguranta LED Aplicabilitate indicator de securitate Montaj suspendat de tavan Carcasa ABS & dispersor Plexiglass, IP20, Dimensiuni kit de alimentare (mm): 267x75x34 Dimensiuni indicator & suspensie (mm): 267x163 mm & max 70mm Sursa LED, 100 Lm, 3W Alimentare 230V AC Functionare permanenta/nepermanenta Baterie NiCd, Autonomie 180 min, Pictograma directionare, sageata stanga/dreapta Produs de Cooper Industries Romania SRL | 732 | cerere oferta | N | 1 | 0 | 1 | 0,1 | Kg | 001x001x001 |  |  | EML | Safety | 1
ROEAT000000171 | VISUALDCE | ROEAT000000171 | Visual Designer Development Software for | 8 | cerere oferta | N | 1 | 0 | 1 | 1 | KG | 0 001X0 001X0 001 | 9008790361005 |  | 201 | IAB | 1
ROEAT000000172 | VISUALDXP | ROEAT000000172 | Visual Designer Development Software for | 8 | cerere oferta | N | 1 | 0 | 1 | 1 | KG | 0 001X0 001X0 001 | 9008790361012 |  | 201 | IAB | 1
ROEAT000000169 | VISUALRTDEVPC | ROEAT000000169 | Software package Runtime + Development | 8 | cerere oferta | N | 1 | 0 | 1 | 1 | KG | 0 001X0 001X0 001 | 9008790359385 |  | 201 | IAB | 1
ROEAT000000502 | VISUALRTPC1500 | ROEAT000000502 | Runtime 1500 tag Visual Designer | 8 | cerere oferta | N | 1 | 0 | 1 | 1 | KG | 0 001X0 001X0 001 | 9008790617232 |  | 201 | IAB | 1
ROEAT000000501 | VISUALRTPC300 | ROEAT000000501 | Runtime 300 tag Visual Designer | 8 | cerere oferta | N | 1 | 0 | 1 | 1 | KG | 0 001X0 001X0 001 | 9008790617225 |  | 201 | IAB | 1
ROEAT000000503 | VISUALRTPC4K | ROEAT000000503 | Runtime 4k tag Visual Designer | 8 | cerere oferta | N | 1 | 0 | 1 | 1 | KG | 0 001X0 001X0 001 | 9008790617249 |  | 201 | IAB | 1
ROEAT000000504 | VISUALRTPC64K | ROEAT000000504 | Runtime 64k tag Visual Designer | 8 | cerere oferta | N | 1 | 0 | 1 | 1 | KG | 0 001X0 001X0 001 | 9008790617256 |  | 201 | IAB | 1
ROEAT000000205 | VISUALWEB7 | ROEAT000000205 | VISUALWEB7 | 8 | cerere oferta | N | 1 | 0 | 1 | 1 | KG | 0 001X0 001X0 001 | 9008790456855 |  | 201 | IAB | 1
285361 | VLC14-1P | 285361 | Separator fuzibili 14x51 | 82 | cerere oferta | S | 12 | 1.5 | 96 | 0.094 | KG | 94X27X77 | 4015082853617 |  | 667 | PDC | 1
285371 | VLC14-1P/L | 285371 | SEPARATOR FUZIBILI CU INDICARE DECLANSAR | 82 | cerere oferta | S | 12 | 1.5 | 96 | 0.09 | KG | 94X27X77 | 4015082853716 |  | 667 | PDC | 1
285362 | VLC14-1P+N | 285362 | Separator fuzibili 14x51 | 82 | cerere oferta | S | 6 | 3 | 48 | 0.22 | KG | 94X54X77 | 4015082853624 |  | 667 | PDC | 1
285363 | VLC14-2P | 285363 | Separatori fuzibili | 82 | cerere oferta | S | 6 | 3 | 48 | 0.201 | KG | 94X54X77 | 4015082853631 |  | 667 | PDC | 1
285364 | VLC14-3P | 285364 | Separator fuzibili 14x51 | 82 | cerere oferta | S | 4 | 4.5 | 32 | 0.308 | KG | 94X81X77 | 4015082853648 |  | 667 | PDC | 1
285374 | VLC14-3P/L | 285374 | Separator fuzibili | 82 | cerere oferta | S | 4 | 4.5 | 32 | 0.308 | KG | 94X81X77 | 4015082853747 |  | 667 | PDC | 1
285365 | VLC14-3P+N | 285365 | Separator fuzibili 14x51 | 82 | cerere oferta | S | 3 | 6 | 24 | 0.43 | KG | 94X108X77 | 4015082853655 |  | 667 | PDC | 1
285366 | VLC22-1P | 285366 | Separator cu fuzibil | 82 | cerere oferta | S | 3 | 2 | 105 | 0.16 | KG | 121X36X77 | 4015082853662 |  | 667 | PDC | 1
285367 | VLC22-1P+N | 285367 | Separator fuzibili | 82 | cerere oferta | S | 2 | 4 | 48 | 0.355 | KG | 121X72X77 | 4015082853679 |  | 667 | PDC | 1
285368 | VLC22-2P | 285368 | Fuse-Disconnector | 82 | cerere oferta | S | 2 | 4 | 48 | 0.3 | KG | 121X72X77 | 4015082853686 |  | 667 | PDC | 1
285369 | VLC22-3P | 285369 | Separator cu fuzibil | 82 | cerere oferta | S | 1 | 6 | 35 | 0.48 | KG | 121X107X77 | 4015082853693 |  | 667 | PDC | 1
285379 | VLC22-3P/L | 285379 | Fuse-Disconnector | 82 | cerere oferta | S | 1 | 6 | 35 | 0.48 | KG | 121X107X77 | 4015082853792 |  | 667 | PDC | 1
285370 | VLC22-3P+N | 285370 | Separator fuzibili 14x51 | 82 | cerere oferta | S | 1 | 8 | 24 | 0.68 | KG | 121X143X77 | 4015082853709 |  | 667 | PDC | 1
215078 | V-M12 | 215078 | CABLE GROMMETS metric | 94 | cerere oferta | N | 20 | 0 | 1 | 0.007 | KG | 50X20X20 | 4015082150785 |  | 279 | PDC | 20
215077 | V-M16 | 215077 | CABLE GROMMETS metric | 94 | cerere oferta | N | 20 | 0 | 1 | 0.01 | KG | 50X20X20 | 4015082150778 |  | 279 | PDC | 20
206910 | V-M20 | 206910 | CABLE GLANDS metric | 94 | cerere oferta | N | 20 | 0 | 1 | 0.015 | KG | 140X81X85 | 4015082069100 |  | 279 | PDC | 20
206911 | V-M25 | 206911 | CABLE GLANDS metric | 94 | cerere oferta | N | 20 | 0 | 1 | 0.022 | KG | 70X30X30 | 4015082069117 |  | 279 | PDC | 20
206912 | V-M32 | 206912 | CABLE GLANDS metric | 94 | cerere oferta | N | 10 | 0 | 1 | 0.037 | KG | 70X30X30 | 4015082069124 |  | 279 | PDC | 1
209668 | V-M40 | 209668 | CABLE GLANDS metric | 94 | cerere oferta | N | 10 | 0 | 1 | 0.074 | KG | 70X30X30 | 4015082096687 |  | 279 | PDC | 1
206913 | V-M50 | 206913 | CABLE GLANDS metric | 94 | cerere oferta | N | 5 | 0 | 1 | 0.114 | KG | 80X50X50 | 4015082069131 |  | 279 | PDC | 5
214835 | V-M63 | 214835 | CABLE GLANDS metric | 94 | cerere oferta | N | 3 | 0 | 1 | 0.172 | KG | 80X50X50 | 4015082148355 |  | 279 | PDC | 3
26863 | V-MCSN | 26863 | Accesoriu MCS(N) | 60 | cerere oferta | S | 1 | 0 | 1 | 0.09 | KG | 38X60X38 | 4015080268635 |  | 296 | ICD | 1
225268 | VPG13,5/M20 | 225268 | Adaptor M20 in PG13,5 | 58 | cerere oferta | S | 10 | 0 | 1 | 0.006 | KG | 27X24X27 | 4015082252687 |  | 294 | ICD | 1
89082 | VR-T0 | 89082 | Acc. Cam Switches (UK) | 55 | cerere oferta | S | 1 | 0 | 1 | 0.01 | KG | 26X26X5 | 4015080890829 |  | 292 | ICD | 1
50987 | VR-T3 | 50987 | Acc. Cam Switches (UK) | 55 | cerere oferta | S | 1 | 0 | 1 | 0.018 | KG | 5X30X30 | 4015080509875 |  | 292 | ICD | 1
46301 | VS | 46301 | 16MM-ACC.-OPERAT. DEVICES | 67 | cerere oferta | N | 50 | 0 | 1 | 0.001 | KG | 18X18X2 | 4015080463016 |  | 388 | ICD | 1
178932 | VS1-KLV | 178932 | VS1-KLV | 84 | cerere oferta | S | 1 | 0 | 1 | 0.035 | KG | 0 001X0 001X0 001 | 4015081742493 |  | 272 | PDC | 1
178933 | VS2-KLV | 178933 | VS2-KLV | 84 | cerere oferta | S | 1 | 0 | 1 | 0.05 | KG | 0 001X0 001X0 001 | 4015081742509 |  | 272 | PDC | 1
178934 | VS3-KLV | 178934 | VS3-KLV | 84 | cerere oferta | S | 1 | 0 | 1 | 0.065 | KG | 0 001X0 001X0 001 | 4015081742516 |  | 272 | PDC | 1
178935 | VS4-KLV | 178935 | VS4-KLV | 84 | cerere oferta | S | 1 | 0 | 1 | 0.8 | KG | 0 001X0 001X0 001 | 4015081742523 |  | 272 | PDC | 1
178936 | VSB1-KLV | 178936 | VSB1-KLV | 84 | cerere oferta | S | 1 | 0 | 1 | 1.85 | KG | 0 001X0 001X0 001 | 4015081742530 |  | 272 | PDC | 1
178937 | VSB2-KLV | 178937 | VSB2-KLV | 84 | cerere oferta | S | 1 | 0 | 1 | 2.55 | KG | 0 001X0 001X0 001 | 4015081742547 |  | 272 | PDC | 1
178938 | VSB3-KLV | 178938 | VSB3-KLV | 84 | cerere oferta | S | 1 | 0 | 1 | 3.3 | KG | 0 001X0 001X0 001 | 4015081742554 |  | 272 | PDC | 1
178939 | VSB4-KLV | 178939 | VSB4-KLV | 84 | cerere oferta | S | 1 | 0 | 1 | 4 | KG | 0 001X0 001X0 001 | 4015081742561 |  | 272 | PDC | 1
2315 | VS-CI | 2315 | BT ASSEMBLY PARTS | 94 | cerere oferta | S | 100 | 0 | 1 | 0.004 | KG | 27X16X14 | 4015080023159 |  | 277 | PDC | 1
178948 | VS-KLV | 178948 | VS-KLV | 84 | cerere oferta | S | 1 | 0 | 1 | 0.01 | KG | 0 001X0 001X0 001 | 4015081742653 |  | 272 | PDC | 1
38460 | VS-KS-CI | 38460 | ACC.INS.ENCLOSURE CI3-CI49 | 94 | cerere oferta | S | 25 | 0 | 1 | 0.002 | KG | 0X0X0 | 4015080384601 |  | 277 | PDC | 1
RO0000L8390921 | VS-SL3/4X240mm | RO0000L8390921 | VS-SL3/4X240mm | 732 | cerere oferta | N | 1 | 0 | 1 | 1 | KG | 0 001X0 001X0 001 | 9008790289620 |  | 306 | ICD | 1
211258 | VST1 | 211258 | Blanking strip 1 space unit f.CI-K2-80-A | 94 | cerere oferta | N | 5 | 0 | 1 | 0.004 | KG | 52X18 2X5 8 | 4015082112585 |  | 293 | ICD | 1
2330 | VS-TR-CI | 2330 | BT ASSEMBLY PARTS | 94 | cerere oferta | S | 25 | 0 | 1 | 5 | KG | 7X37X16 | 4015080023302 |  | 277 | PDC | 1
55874 | W10/20 | 55874 | ACC.INS.ENCLOSURE CI3-CI49 | 94 | cerere oferta | N | 1 | 0 | 1 | 2.592 | KG | 1375X95X50 | 4015080558743 |  | 277 | PDC | 1
128851 | W1210-7613EN | 128851 | Product info motor-prot.circ.-break. PKE | 73 | cerere oferta | N | 1 | 0 | 1 | 0.05 | KG | 297X210X5 | 4015081261710 |  | 351 | ICD | 1
90146 | W16/32 | 90146 | ACC.INS.ENCLOSURE CI3-CI49 | 94 | cerere oferta | N | 1 | 0 | 1 | 4.113 | KG | 2125X50X100 | 4015080901464 |  | 277 | PDC | 1
48755 | W4/8 | 48755 | ACC.INS.ENCLOSURE CI3-CI49 | 94 | cerere oferta | N | 1 | 0 | 1 | 0.96 | KG | 625X95X50 | 4015080487555 |  | 277 | PDC | 1
51128 | W6/12 | 51128 | ACC.INS.ENCLOSURE CI3-CI49 | 94 | cerere oferta | N | 1 | 0 | 1 | 0.96 | KG | 1375X95X50 | 4015080511281 |  | 277 | PDC | 1
53501 | W8/16 | 53501 | ACC.INS.ENCLOSURE CI3-CI49 | 94 | cerere oferta | N | 1 | 0 | 1 | 1.92 | KG | 1125X95X50 | 4015080535010 |  | 277 | PDC | 1
ROWD0000105910 | WAP WDK2.5-WD | ROWD0000105910 | WAP WDK2.5-WD | 731 | cerere oferta | N | 1 | 0 | 1 | 0.01 | KG | 0 001X0 001X0 001 | 9008790169564 |  | 306 | ICD | 1
ROWD106830 | WAP WTL6/1-WD | ROWD106830 | ACC. CLEMA CONEXIUNE | 731 | cerere oferta | N | 1 | 0 | 1 | 0.01 | KG | 0 001X0 001X0 001 | 9008790082191 |  | 306 | ICD | 1
ROWD105010 | WAP16-35/WTW2,5-10-WD | ROWD105010 | ACC. CLEMA CONEXIUNE | 731 | cerere oferta | N | 1 | 0 | 1 | 0.01 | KG | 0 001X0 001X0 001 | 9008790082252 |  | 306 | ICD | 1
ROWD105000 | WAP2,5-10-WD | ROWD105000 | ACC. CLEMA CONEXIUNE | 731 | cerere oferta | N | 1 | 0 | 1 | 0.003 | KG | 0 001X0 001X0 001 | 9008790082269 |  | 306 | ICD | 1
755002FULL-0000 | WB/L/A/024/EVS WERMA 829.390.55 | 755002FULL-0000 | LED Multi Function Beacon, 24V, Amber | 732 | cerere oferta | N | 1 | 0 | 1 | 0.1 | KG | NA | NA |  | WB Industrial Beacon, EVS - LED Multi Function Beacon, 24V | Fulleon | 1
755005FULL-0000 | WB/L/A/115-230/EVS WERMA 829.390.68 | 755005FULL-0000 | LED Multi Function Beacon, Mains, Red | 732 | cerere oferta | N | 1 | 0 | 1 | 0.1 | KG | NA | NA |  | WB Industrial Beacon, EVS - LED Multi Function Beacon, 24V | Fulleon | 1
754314FULL-0000 | WB/L/A/230/P | 754314FULL-0000 | LED Permanent Amber 230Vac | 732 | cerere oferta | N | 1 | 0 | 1 | 0.1 | KG | NA | NA |  | WB Industrial Beacon, LED Permanent Amber 230Vac | Fulleon | 1
754712FULL-0000 | WB/L/AL024/SPR (829.350.55) | 754712FULL-0000 | LED Permanent Blinking Rotating Red 24Vdc | 732 | cerere oferta | N | 1 | 0 | 1 | 0.1 | KG | NA | NA |  | Werma, LED | Fulleon | 1
754722FULL-0000 | WB/L/B/024/SPR 82955055 WERMA | 754722FULL-0000 | Warning Beacon | 732 | cerere oferta | N | 1 | 0 | 1 | 0.1 | KG | NA | NA |  | WB Industrial Beacon, Warning Beacon | Fulleon | 1
755003FULL-0000 | WB/L/C/024/EVS WERMA 829.490.55 | 755003FULL-0000 | LED Multi Function Beacon, 24V, Clear | 732 | cerere oferta | N | 1 | 0 | 1 | 0.1 | KG | NA | NA |  | WB Industrial Beacon, EVS - LED Multi Function Beacon, 24V | Fulleon | 1
755006FULL-0000 | WB/L/C/115-230/EVS WERMA 829.490.68 | 755006FULL-0000 | LED Multi Function Beacon, Mains, Red | 732 | cerere oferta | N | 1 | 0 | 1 | 0.1 | KG | NA | NA |  | WB Industrial Beacon, EVS - LED Multi Function Beacon, 24V | Fulleon | 1
755001FULL-0000 | WB/L/R/024/EVS WERMA 829.190.55 | 755001FULL-0000 | LED Multi Function Beacon, 24V, Red | 732 | cerere oferta | N | 1 | 0 | 1 | 0.1 | KG | NA | NA |  | WB Industrial Beacon, EVS - LED Multi Function Beacon, 24V | Fulleon | 1
754352FULL-0000 | WB/L/R/024/P | 754352FULL-0000 | LED Multi Function Beacon, 24V, Red | 732 | cerere oferta | N | 1 | 0 | 1 | 0.1 | KG | NA | NA |  | WB Industrial Beacon, LED Multi Function Beacon, 24V, | Fulleon | 1
754652FULL-0000 | WB/L/R/024/SP | 754652FULL-0000 | LED Multi Function Beacon, 24V, Red | 732 | cerere oferta | N | 1 | 0 | 1 | 0.1 | KG | NA | NA |  | WB Industrial Beacon, LED Multi Function Beacon, 24V, | Fulleon | 1
754752FULL-0000 | WB/L/R/024/SPR. Werma 829.150.55. | 754752FULL-0000 | LED Permanent/Blinking/Rotating, 24V, DC, red | 732 | cerere oferta | N | 1 | 0 | 1 | 0.1 | KG | NA | NA |  | WB Industrial Beacon, LED Permanent/Blinking/Rotating, 24V | Fulleon | 1
755004FULL-0000 | WB/L/R/115-230/EVS WERMA 829.190.68 | 755004FULL-0000 | LED Multi Function Beacon, Mains, Red | 732 | cerere oferta | N | 1 | 0 | 1 | 0.1 | KG | NA | NA |  | WB Industrial Beacon, EVS - LED Multi Function Beacon, 24V | Fulleon | 1
754554FULL-0000 | WB/L/R/230/S | 754554FULL-0000 | LED Multi Function Beacon, 230V, Red | 732 | cerere oferta | N | 1 | 0 | 1 | 0.1 | KG | NA | NA |  | WB Industrial Beacon, LED Multi Function Beacon, 230V, | Fulleon | 1
754312FULL-0000 | WB/LA/024/P | 754312FULL-0000 | LED Multi Function Beacon, 24V, Red | 732 | cerere oferta | N | 1 | 0 | 1 | 0.1 | KG | NA | NA |  | WB Industrial Beacon, LED Multi Function Beacon, 24V, | Fulleon | 1
752112FULL-0000 | WB/RM/A/024 883.300.75 | 752112FULL-0000 | Rotating Mirror Beacon, 24V, AC/DC, yellow | 732 | cerere oferta | N | 1 | 0 | 1 | 0.1 | KG | NA | NA |  | WB Industrial Beacon, Rotating Mirror Yellow 24V | Fulleon | 1
752114FULL-0000 | WB/RM/A/230 ( 883.300.68 ) | 752114FULL-0000 | Rotating Mirror Beacon, 230V, AC, yellow | 732 | cerere oferta | N | 1 | 0 | 1 | 0.1 | KG | NA | NA |  | WB Industrial Beacon, Rotating Mirror Yellow 230V | Fulleon | 1
752122FULL-0000 | WB/RM/B/024 | 752122FULL-0000 | Warning Beacon, Blue, 24V | 732 | cerere oferta | N | 1 | 0 | 1 | 0.1 | KG | NA | NA |  | WB Industrial Beacon, Warning Beacon Blue 24V | Fulleon | 1
752152FULL-0000 | WB/RM/R/024 werma: 883.100.75 | 752152FULL-0000 | Rotating Mirror Beacon, 24V, AC/DC, red | 732 | cerere oferta | N | 1 | 0 | 1 | 0.1 | KG | NA | NA |  | WB Industrial Beacon, Rotating Mirror Beacon, 24V | Fulleon | 1
752154FULL-0000 | WB/RM/R/230 werma: 883.100.68 | 752154FULL-0000 | Rotating Mirror Beacon, 230V, AC, red | 732 | cerere oferta | N | 1 | 0 | 1 | 0.1 | KG | NA | NA |  | WB Industrial Beacon, Rotating Mirror Beacon, 230V | Fulleon | 1
750010FULL-0000 | WB/RX/BRACKET werma: 975.883.06 | 750010FULL-0000 | Wall bracket for WBR & WBX Beacons | 732 | cerere oferta | N | 1 | 0 | 1 | 0.1 | KG | NA | NA |  | WB Industrial Beacon, Wall bracket for WBR & WBX Beacons | Fulleon | 1
750001FULL-0000 | WB/RX/GUARD Werma: 975.883.08 | 750001FULL-0000 | Guard for WBR & WBX Beacons | 732 | cerere oferta | N | 1 | 0 | 1 | 0.1 | KG | NA | NA |  | WB Industrial Beacon, Guard for WBR & WBX Beacons | Fulleon | 1
753412FULL-0000 | WB/XD/A/024 werma: 838.300.55 | 753412FULL-0000 | Double Flash Beacon, 24V, DC, yellow | 732 | cerere oferta | N | 1 | 0 | 1 | 0.1 | KG | NA | NA |  | WB Industrial Beacon, Double Flash Beacon, 24V | Fulleon | 1
753414FULL-0000 | WB/XD/A/230 werma: 838.300.68 | 753414FULL-0000 | Double Flash Beacon, 230V, AC, yellow | 732 | cerere oferta | N | 1 | 0 | 1 | 0.1 | KG | NA | NA |  | WB Industrial Beacon, Double Flash Beacon, 230V, | Fulleon | 1
753452FULL-0000 | WB/XD/R/024 Werma part 838.100.55 | 753452FULL-0000 | Double Flash Beacon, 24V, DC, red | 732 | cerere oferta | N | 1 | 0 | 1 | 0.1 | KG | NA | NA |  | WB Industrial Beacon, Double Flash Beacon, 24V | Fulleon | 1
753454FULL-0000 | WB/XD/R/230 | 753454FULL-0000 | Double Flash Warning Beacon, Red 230V | 732 | cerere oferta | N | 1 | 0 | 1 | 0.1 | KG | NA | NA |  | Werma, Red 230V | Fulleon | 1
753312FULL-0000 | WB/XS/A/024 werma: 828.300.55 | 753312FULL-0000 | Single Flash Beacon, 24V, DC, yellow | 732 | cerere oferta | N | 1 | 0 | 1 | 0.1 | KG | NA | NA |  | WB Industrial Beacon, Single Flash Beacon, 24V | Fulleon | 1
753314FULL-0000 | WB/XS/A/230 werma: 828.300.68 | 753314FULL-0000 | Single Flash Beacon, 230V, amber | 732 | cerere oferta | N | 1 | 0 | 1 | 0.1 | KG | NA | NA |  | WB Industrial Beacon, Single Flash Beacon, 230V | Fulleon | 1
753352FULL-0000 | WB/XS/R/024 werma: 828.100.55 | 753352FULL-0000 | Single Flash Beacon, 24V, DC, red | 732 | cerere oferta | N | 1 | 0 | 1 | 0.1 | KG | NA | NA |  | WB Industrial Beacon, Single Flash Beacon, 24V | Fulleon | 1
753354FULL-0000 | WB/XS/R/230 werma: 828.100.68 | 753354FULL-0000 | Single Flash Beacon, 230V, red | 732 | cerere oferta | N | 1 | 0 | 1 | 0.1 | KG | NA | NA |  | WB Industrial Beacon, Single Flash Beacon, 230V | Fulleon | 1
89968 | WBGL12 | 89968 | Becuri cu incandescenta 12V | 65 | cerere oferta | N | 50 | 0 | 1 | 0.005 | KG | 19X6X6 | 4015080899686 |  | 388 | ICD | 1
89247 | WBGL24 | 89247 | Becuri cu incandescenta 24V | 65 | cerere oferta | N | 100 | 0 | 1 | 0.005 | KG | 19X6X6 | 4015080892472 |  | 388 | ICD | 1
90223 | WBGL6 | 90223 | W2x4.6d 6V/1.0W filament bulbs | 67 | cerere oferta | N | 50 | 0 | 1 | 0.005 | KG | 19X6X6 | 4015080902232 |  | 388 | ICD | 1
750020FULL-0000 | WBL/BRACKET werma: 975.826.05 | 750020FULL-0000 | WBL Bracket | 732 | cerere oferta | N | 1 | 0 | 1 | 0.1 | KG | NA | NA |  | WB Industrial Beacon, WBL Bracket | Fulleon | 1
750002FULL-0000 | WBL/GUARD werma: 975.826.03 | 750002FULL-0000 | Guard for WBL Beacons | 732 | cerere oferta | N | 1 | 0 | 1 | 0.1 | KG | NA | NA |  | WB Industrial Beacon, Guard for WBL Beacons | Fulleon | 1
55714 | WBLED-GE12 | 55714 | W2x4.6d 12V/45 mA multiple LED | 67 | cerere oferta | N | 10 | 0 | 1 | 0.001 | KG | 19X6X6 | 4015080557142 |  | 388 | ICD | 1
55711 | WBLED-GE6 | 55711 | Multiple LEDs W2x4.6d 6V/45 mA | 67 | cerere oferta | N | 10 | 0 | 1 | 0.001 | KG | 19X6X6 | 4015080557111 |  | 388 | ICD | 1
55715 | WBLED-GN12 | 55715 | W2x4.6d 12V/45 mA multiple LED | 67 | cerere oferta | N | 10 | 0 | 1 | 0.001 | KG | 19X6X6 | 4015080557159 |  | 388 | ICD | 1
55712 | WBLED-GN6 | 55712 | W2x4.6d 6V/45 mA multiple LED | 67 | cerere oferta | N | 10 | 0 | 1 | 0.001 | KG | 19X6X6 | 4015080557128 |  | 388 | ICD | 1
55716 | WBLED-RT12 | 55716 | W2x4.6d 12V/45 mA multiple LED | 67 | cerere oferta | N | 10 | 0 | 1 | 0.001 | KG | 19X6X6 | 4015080557166 |  | 388 | ICD | 1
55713 | WBLED-RT6 | 55713 | W2x4.6d 6V/45 mA multiple LED | 67 | cerere oferta | N | 10 | 0 | 1 | 0.001 | KG | 19X6X6 | 4015080557135 |  | 388 | ICD | 1
84356 | WBW100-ID | 84356 | ACC.INS.ENCLOSURE CI3-CI49 | 94 | cerere oferta | N | 10 | 0 | 1 | 0.559 | KG | 100X120X90 | 4015080843566 |  | 277 | PDC | 1
1925 | WBW12-ID | 1925 | ACC.INS.ENCLOSURE CI3-CI49 | 94 | cerere oferta | N | 4 | 0 | 1 | 0.361 | KG | 35X90X140 | 4015080019251 |  | 277 | PDC | 1
81983 | WBW25-ID | 81983 | ACC.INS.ENCLOSURE CI3-CI49 | 94 | cerere oferta | N | 10 | 0 | 1 | 0.356 | KG | 25X120X90 | 4015080819837 |  | 277 | PDC | 1
ROWD1021500000 | WDK 2.5 | ROWD1021500000 | WDK 2.5 | 732 | cerere oferta | N | 1 | 0 | 1 | 1 | KG | 0 001X0 001X0 001 | 9008790282836 |  | 306 | ICD | 1
ROWD8025610000 | WDK 2.5 1D | ROWD8025610000 | WDK 2.5 1D | 732 | cerere oferta | N | 1 | 0 | 1 | 1 | KG | 0 001X0 001X0 001 | 9008790630842 |  | 306 | ICD | 1
ROWD102150 | WDK2.5-WD | ROWD102150 | clema de sir 2,5mm | 732 | cerere oferta | N | 1 | 0 | 1 | 0.001 | KG | 0 001X0 001X0 001 | 9008790082320 |  | 306 | ICD | 1
ROWD102038 | WDU10BL-WD | ROWD102038 | CLEMA CONEXIUNE | 731 | cerere oferta | N | 1 | 0 | 1 | 0.05 | KG | 0 001X0 001X0 001 | 9008790082375 |  | 306 | ICD | 1
ROWD102030 | WDU10-WD | ROWD102030 | CLEMA CONEXIUNE | 731 | cerere oferta | N | 1 | 0 | 1 | 0.018 | KG | 0 001X0 001X0 001 | 9008790082382 |  | 306 | ICD | 1
ROWD102450 | WDU120/150-WD | ROWD102450 | CLEMA CONEXIUNE | 731 | cerere oferta | N | 1 | 0 | 1 | 517 | KG | 0 001X0 001X0 001 | 9008790082313 |  | 306 | ICD | 1
ROWD102048 | WDU16BL-WD | ROWD102048 | CLEMA CONEXIUNE | 731 | cerere oferta | N | 1 | 0 | 1 | 0.031 | KG | 0 001X0 001X0 001 | 9008790082351 |  | 306 | ICD | 1
ROWD102040 | WDU16-WD | ROWD102040 | CLEMA CONEXIUNE | 731 | cerere oferta | N | 1 | 0 | 1 | 0.031 | KG | 0 001X0 001X0 001 | 9008790082368 |  | 306 | ICD | 1
ROWD102008 | WDU2,5BL-WD | ROWD102008 | CLEMA CONEXIUNE | 731 | cerere oferta | N | 1 | 0 | 1 | 0.008 | KG | 0 001X0 001X0 001 | 9008790082436 |  | 306 | ICD | 1
ROWD102000 | WDU2,5-WD | ROWD102000 | CLEMA CONEXIUNE | 731 | cerere oferta | N | 1 | 0 | 1 | 0.008 | KG | 0 001X0 001X0 001 | 9008790082443 |  | 306 | ICD | 1
ROWD102058 | WDU35BL-WD | ROWD102058 | CLEMA CONEXIUNE | 731 | cerere oferta | N | 1 | 0 | 1 | 0.054 | KG | 0 001X0 001X0 001 | 9008790082337 |  | 306 | ICD | 1
ROWD104040 | WDU35N-WD | ROWD104040 | WDU35N-WD | 731 | cerere oferta | N | 1 | 0 | 1 | 0.051 | KG | 0 001X0 001X0 001 | 9008790082276 |  | 306 | ICD | 1
ROWD102050 | WDU35-WD | ROWD102050 | CLEMA CONEXIUNE | 731 | cerere oferta | N | 1 | 0 | 1 | 0.054 | KG | 0 001X0 001X0 001 | 9008790082344 |  | 306 | ICD | 1
ROWD102018 | WDU4BL-WD | ROWD102018 | CLEMA CONEXIUNE | 731 | cerere oferta | N | 1 | 0 | 1 | 0.01 | KG | 0 001X0 001X0 001 | 9008790082412 |  | 306 | ICD | 1
ROWD102010 | WDU4-WD | ROWD102010 | CLEMA CONEXIUNE | 731 | cerere oferta | N | 1 | 0 | 1 | 0.01 | KG | 0 001X0 001X0 001 | 9008790082429 |  | 306 | ICD | 1
ROWD182085 | WDU50NBL-WD | ROWD182085 | CLEMA CONEXIUNE | 731 | cerere oferta | N | 1 | 0 | 1 | 0.09 | KG | 0 001X0 001X0 001 | 9008790082115 |  | 306 | ICD | 1
ROWD182084 | WDU50N-WD | ROWD182084 | CLEMA CONEXIUNE | 731 | cerere oferta | N | 1 | 0 | 1 | 0.271 | KG | 0 001X0 001X0 001 | 9008790082122 |  | 306 | ICD | 1
ROWD102028 | WDU6BL-WD | ROWD102028 | CLEMA CONEXIUNE | 731 | cerere oferta | N | 1 | 0 | 1 | 0.014 | KG | 0 001X0 001X0 001 | 9008790082399 |  | 306 | ICD | 1
ROWD102020 | WDU6-WD | ROWD102020 | CLEMA CONEXIUNE | 731 | cerere oferta | N | 1 | 0 | 1 | 0.01 | KG | 0 001X0 001X0 001 | 9008790082405 |  | 306 | ICD | 1
ROWD102468 | WDU70/95BL-WD | ROWD102468 | CLEMA CONEXIUNE | 731 | cerere oferta | N | 1 | 0 | 1 | 0.05 | KG | 0 001X0 001X0 001 | 9008790082290 |  | 306 | ICD | 1
ROWD102460 | WDU70/95-WD | ROWD102460 | CLEMA CONEXIUNE | 731 | cerere oferta | N | 1 | 0 | 1 | 0.05 | KG | 0 001X0 001X0 001 | 9008790082306 |  | 306 | ICD | 1
ROWD951242 | WDU70N/35BL-WD | ROWD951242 | WDU70N/35BL-WD | 731 | cerere oferta | N | 1 | 0 | 1 | 0.05 | KG | 0 001X0 001X0 001 | 9008790082023 |  | 306 | ICD | 1
ROWD951219 | WDU70N/35-WD | ROWD951219 | CLEMA CONEXIUNE | 731 | cerere oferta | N | 1 | 0 | 1 | 0.05 | KG | 0 001X0 001X0 001 | 9008790082047 |  | 306 | ICD | 1
140238 | WEW-35/2 | 140238 | End bracket | 6 | cerere oferta | N | 1 | 0 | 1 | 0.011 | KG | 320X170X50 | 7640130123229 |  | 203 | IAB | 1
ROSOB000112639 | WFB-SET-CS-RO | ROSOB000112639 | WFB-SET-CS-RO | 100 | cerere oferta | N | 1 | 0 | 1 | 0.3 | KG | 2X35X74 | 9008790528965 |  | 278 | PDC | 1
CN104696 | WFP-R | CN104696 | MOUNTING PLATE.FLUSH,OUTDOOR,RD | 732 | cerere oferta | N | 1 | 0 | 1 | 0.1 | KG | NA | NA |  | Wheelock , UL Range | Fulleon | 1
ROCO0000000203 | WG EQ72K00 1000-5-CO | ROCO0000000203 | Scala 1000/5A ammet. vert 72x72,Class 1. | 732 | cerere oferta | N | 1 | 0 | 1 | 1 | KG | 0 001X0 001X0 001 | 9008790223495 |  | 279 | PDC | 1
591002FULL-0051 | WHITE BACK BOX | 591002FULL-0051 | Askari Compact, Back Box, White Base | 732 | cerere oferta | N | 1 | 0 | 1 | 0.1 | KG | NA | NA |  | Askari Compact BB, White Base | Fulleon | 1
593002FULL-0017 | WHITE DEEP BASE STANDARD | 593002FULL-0017 | Deep White Base | 732 | cerere oferta | N | 1 | 0 | 1 | 0.1 | KG | NA | NA |  | Base , Base Deep White | Fulleon | 1
50665 | W-MCS | 50665 | Accesoriu MCS(N) | 60 | cerere oferta | S | 10 | 0 | 1 | 0.022 | KG | 0 001X0 001X0 001 | 4015080506652 |  | 296 | ICD | 1
CN109014 | WPBB-R | CN109014 | BACKBOX FOR SERIES ASWP,WTHPRF,RD | 732 | cerere oferta | N | 1 | 0 | 1 | 0.1 | KG | NA | NA |  | Wheelock , UL Range | Fulleon | 1
ROWD0000101640 | WPE 2.5/1.5/ZR-WD | ROWD0000101640 | WPE 2.5/1.5/ZR-WD | 731 | cerere oferta | N | 1 | 0 | 1 | 0.01 | KG | 0 001X0 001X0 001 | 9008790169557 |  | 306 | ICD | 1
ROWD1717740000 | WPE 35N | ROWD1717740000 | WPE 35N | 731 | cerere oferta | N | 1 | 0 | 1 | 1 | KG | 0 001X0 001X0 001 | 9008790564833 |  | 306 | ICD | 1
ROWD101030 | WPE10-WD | ROWD101030 | CLEMA CONEXIUNE PE | 731 | cerere oferta | N | 1 | 0 | 1 | 0.01 | KG | 0 001X0 001X0 001 | 9008790082474 |  | 306 | ICD | 1
ROWD101040 | WPE16-WD | ROWD101040 | CLEMA CONEXIUNE PE | 731 | cerere oferta | N | 1 | 0 | 1 | 0.057 | KG | 0 001X0 001X0 001 | 9008790082467 |  | 306 | ICD | 1
ROWD101000 | WPE2,5-WD | ROWD101000 | CLEMA CONEXIUNE PE | 731 | cerere oferta | N | 1 | 0 | 1 | 0.017 | KG | 0 001X0 001X0 001 | 9008790082504 |  | 306 | ICD | 1
ROWD101050 | WPE35-WD | ROWD101050 | CLEMA CONEXIUNE PE | 731 | cerere oferta | N | 1 | 0 | 1 | 0.082 | KG | 0 001X0 001X0 001 | 9008790082450 |  | 306 | ICD | 1
ROWD101010 | WPE4-WD | ROWD101010 | CLEMA CONEXIUNE PE | 731 | cerere oferta | N | 1 | 0 | 1 | 0.019 | KG | 0 001X0 001X0 001 | 9008790082498 |  | 306 | ICD | 1
ROWD184604 | WPE50N-WD | ROWD184604 | CLEMA CONEXIUNE | 731 | cerere oferta | N | 1 | 0 | 1 | 0.01 | KG | 0 001X0 001X0 001 | 9008790082108 |  | 306 | ICD | 1
ROWD101020 | WPE6-WD | ROWD101020 | CLEMA CONEXIUNE PE | 731 | cerere oferta | N | 1 | 0 | 1 | 0.026 | KG | 0 001X0 001X0 001 | 9008790082481 |  | 306 | ICD | 1
ROWD103730 | WPE70/95-WD | ROWD103730 | CLEMA CONEXIUNE | 731 | cerere oferta | N | 1 | 0 | 1 | 0.01 | KG | 0 001X0 001X0 001 | 9008790082283 |  | 306 | ICD | 1
ROWD951220 | WPE70N/35-WD | ROWD951220 | WPE70N/35-WD | 731 | cerere oferta | N | 1 | 0 | 1 | 0.01 | KG | 0 001X0 001X0 001 | 9008790082030 |  | 306 | ICD | 1
CN104486 | WP-KIT | CN104486 | GASKET KIT FOR REAR WIRING TO OUTDOOR BACKBOXES | 732 | cerere oferta | N | 1 | 0 | 1 | 0.1 | KG | NA | NA |  | Wheelock , UL Range | Fulleon | 1
CN109751 | WPSBB-R | CN109751 | BACKBOX FOR SERIES RSSWP,WTHPRF,RD | 732 | cerere oferta | N | 1 | 0 | 1 | 0.1 | KG | NA | NA |  | Wheelock , UL Range | Fulleon | 1
ROWD105336 | WQV16/10-WD | ROWD105336 | PUNTE STRAPARE | 731 | cerere oferta | N | 1 | 0 | 1 | 0.01 | KG | 0 001X0 001X0 001 | 9008790082221 |  | 306 | ICD | 1
ROWD105446 | WQV2,5/10-WD | ROWD105446 | PUNTE STRAPARE | 731 | cerere oferta | N | 1 | 0 | 1 | 0.01 | KG | 0 001X0 001X0 001 | 9008790082207 |  | 306 | ICD | 1
ROWD105366 | WQV2,5/2-WD | ROWD105366 | PUNTE STRAPARE | 731 | cerere oferta | N | 1 | 0 | 1 | 0.01 | KG | 0 001X0 001X0 001 | 9008790082214 |  | 306 | ICD | 1
ROWD105206 | WQV4/10-WD | ROWD105206 | PUNTE STRAPARE | 731 | cerere oferta | N | 1 | 0 | 1 | 0.01 | KG | 0 001X0 001X0 001 | 9008790082238 |  | 306 | ICD | 1
ROWD105196 | WQV4/2-WD | ROWD105196 | PUNTE STRAPARE | 731 | cerere oferta | N | 1 | 0 | 1 | 0.01 | KG | 0 001X0 001X0 001 | 9008790082245 |  | 306 | ICD | 1
48399 | WR-AT0 | 48399 | OPERATING HEAD ..-AT0 | 58 | cerere oferta | N | 5 | 0 | 1 | 0.009 | KG | 30X20X20 | 4015080483991 |  | 294 | ICD | 1
ROWD1773541687 | WS 12/5 MC NE GE | ROWD1773541687 | WS 12/5 MC NE GE | 731 | cerere oferta | N | 1 | 0 | 1 | 1 | KG | 0 001X0 001X0 001 | 9008790769207 |  | 306 | ICD | 1
ROWD1609860000 | WS 12/5 MC NE WS | ROWD1609860000 | WS 12/5 MC NE WS | 731 | cerere oferta | N | 1 | 0 | 1 | 1 | KG | 0 001X0 001X0 001 | 9008790593949 |  | 306 | ICD | 1
17913 | WS10-ID | 17913 | ACC.INS.ENCLOSURE CI3-CI49 | 94 | cerere oferta | N | 1 | 0 | 1 | 2.3 | KG | 1250X50X25 | 4015080179139 |  | 277 | PDC | 1
20286 | WS11-ID | 20286 | ACC.INS.ENCLOSURE CI3-CI49 | 94 | cerere oferta | N | 1 | 0 | 1 | 2.7 | KG | 1375X50X25 | 4015080202868 |  | 277 | PDC | 1
ROWD160992 | WS12/6,5MCNEUTRAL | ROWD160992 | ACC. CLEMA CONEXIUNE | 731 | cerere oferta | N | 1 | 0 | 1 | 0.013 | KG | 0 001X0 001X0 001 | 9008790082160 |  | 306 | ICD | 1
ROWD160990 | WS12/6MCNEUTRAL10-WD | ROWD160990 | WS12/6MCNEUTRAL10-WD | 731 | cerere oferta | N | 1 | 0 | 1 | 0.01 | KG | 0 001X0 001X0 001 | 9008790082177 |  | 306 | ICD | 1
22659 | WS12-ID | 22659 | ACC.INS.ENCLOSURE CI3-CI49 | 94 | cerere oferta | N | 5 | 0 | 1 | 2.707 | KG | 1500X50X25 | 4015080226598 |  | 277 | PDC | 1
25032 | WS13-ID | 25032 | ACC.INS.ENCLOSURE CI3-CI49 | 94 | cerere oferta | N | 1 | 0 | 1 | 2.861 | KG | 1625X50X25 | 4015080250326 |  | 277 | PDC | 1
27405 | WS14-ID | 27405 | ACC.INS.ENCLOSURE CI3-CI49 | 94 | cerere oferta | N | 1 | 0 | 1 | 3.162 | KG | 1750X50X25 | 4015080274056 |  | 277 | PDC | 1
29778 | WS15-ID | 29778 | ACC.INS.ENCLOSURE CI3-CI49 | 94 | cerere oferta | N | 1 | 0 | 1 | 3.337 | KG | 1875X50X25 | 4015080297789 |  | 277 | PDC | 1
32151 | WS16-ID | 32151 | ACC.INS.ENCLOSURE CI3-CI49 | 94 | cerere oferta | N | 1 | 0 | 1 | 3.55 | KG | 2000X50X25 | 4015080321514 |  | 277 | PDC | 1
34524 | WS17-ID | 34524 | ACC.INS.ENCLOSURE CI3-CI49 | 94 | cerere oferta | N | 1 | 0 | 1 | 3.783 | KG | 2125X50X25 | 4015080345244 |  | 277 | PDC | 1
36897 | WS18-ID | 36897 | ACC.INS.ENCLOSURE CI3-CI49 | 94 | cerere oferta | N | 1 | 0 | 1 | 3.996 | KG | 2250X50X25 | 4015080368977 |  | 277 | PDC | 1
39270 | WS19-ID | 39270 | ACC.INS.ENCLOSURE CI3-CI49 | 94 | cerere oferta | N | 1 | 0 | 1 | 4.1 | KG | 2375X50X25 | 4015080392705 |  | 277 | PDC | 1
34525 | WS20-ID | 34525 | ACC.INS.ENCLOSURE CI3-CI49 | 94 | cerere oferta | N | 1 | 0 | 1 | 4.1 | KG | 2500X50X25 | 4015080345251 |  | 277 | PDC | 1
36898 | WS21-ID | 36898 | ACC.INS.ENCLOSURE CI3-CI49 | 94 | cerere oferta | N | 5 | 0 | 1 | 4.9 | KG | 2625X50X25 | 4015080368984 |  | 277 | PDC | 1
39271 | WS22-ID | 39271 | ACC.INS.ENCLOSURE CI3-CI49 | 94 | cerere oferta | N | 5 | 0 | 1 | 5.2 | KG | 2750X50X25 | 4015080392712 |  | 277 | PDC | 1
41644 | WS23-ID | 41644 | ACC.INS.ENCLOSURE CI3-CI49 | 94 | cerere oferta | N | 1 | 0 | 1 | 4.8 | KG | 25X50X2875 | 4015080416449 |  | 277 | PDC | 1
98594 | WS6-ID | 98594 | ACC.INS.ENCLOSURE CI3-CI49 | 94 | cerere oferta | N | 1 | 0 | 1 | 1.361 | KG | 25X0X750 | 4015080985945 |  | 277 | PDC | 1
10794 | WS7-ID | 10794 | ACC.INS.ENCLOSURE CI3-CI49 | 94 | cerere oferta | N | 1 | 0 | 1 | 1.6 | KG | 25X0X875 | 4015080107941 |  | 277 | PDC | 1
ROWD164074 | WS8/5MCNEUTRAL-WD | ROWD164074 | WS8/5MCNEUTRAL-WD | 731 | cerere oferta | N | 1 | 0 | 1 | 0.017 | KG | 0 001X0 001X0 001 | 9008790082153 |  | 306 | ICD | 1
13167 | WS8-ID | 13167 | ACC.INS.ENCLOSURE CI3-CI49 | 94 | cerere oferta | N | 1 | 0 | 1 | 1.798 | KG | 25X50X1000 | 4015080131670 |  | 277 | PDC | 1
15540 | WS9-ID | 15540 | ACC.INS.ENCLOSURE CI3-CI49 | 94 | cerere oferta | N | 1 | 0 | 1 | 1.98 | KG | 25X50X1125 | 4015080155409 |  | 277 | PDC | 1
ROCO0000031072 | WSK 40 30/5A 2.5VA cl.1 | ROCO0000031072 | WSK 40 30/5A 2.5VA cl.1 | 732 | cerere oferta | N | 1 | 0 | 1 | 1 | KG | 0 001X0 001X0 001 | 9008790529733 |  | 279 | PDC | 1
ROMBS030024 | WSK30-10/5 | ROMBS030024 | WSK30-10/5 | 732 | cerere oferta | N | 1 | 0 | 1 | 1 | KG | 0 001X0 001X0 001 | 9008790084010 |  | 279 | PDC | 1
ROCO0000000300 | WSK40-25/5 | ROCO0000000300 | WSK40-25/5 | 732 | cerere oferta | N | 1 | 0 | 1 | 1 | KG | 0 001X0 001X0 001 | 9008790533990 |  | 306 | ICD | 1
44017 | WSM14-ID | 44017 | ACC.INS.ENCLOSURE CI3-CI49 | 94 | cerere oferta | N | 5 | 0 | 1 | 0.003 | KG | 1700X50X25 | 4015080440178 |  | 277 | PDC | 1
46390 | WSM15-ID | 46390 | ACC.INS.ENCLOSURE CI3-CI49 | 94 | cerere oferta | N | 5 | 0 | 1 | 3.4 | KG | 1825X50X25 | 4015080463900 |  | 277 | PDC | 1
48763 | WSM16-ID | 48763 | ACC.INS.ENCLOSURE CI3-CI49 | 94 | cerere oferta | N | 5 | 0 | 1 | 3.6 | KG | 1950X50X25 | 4015080487630 |  | 277 | PDC | 1
51136 | WSM17-ID | 51136 | ACC.INS.ENCLOSURE CI3-CI49 | 94 | cerere oferta | N | 5 | 0 | 1 | 4 | KG | 2075X50X25 | 4015080511366 |  | 277 | PDC | 1
53509 | WSM18-ID | 53509 | ACC.INS.ENCLOSURE CI3-CI49 | 94 | cerere oferta | N | 5 | 0 | 1 | 3.8 | KG | 2200X50X25 | 4015080535096 |  | 277 | PDC | 1
55882 | WSM19-ID | 55882 | ACC.INS.ENCLOSURE CI3-CI49 | 94 | cerere oferta | N | 5 | 0 | 1 | 4.5 | KG | 2325X50X25 | 4015080558828 |  | 277 | PDC | 1
58255 | WSM20-ID | 58255 | ACC.INS.ENCLOSURE CI3-CI49 | 94 | cerere oferta | N | 5 | 0 | 1 | 4.6 | KG | 2450X50X25 | 4015080582557 |  | 277 | PDC | 1
60628 | WSM21-ID | 60628 | ACC.INS.ENCLOSURE CI3-CI49 | 94 | cerere oferta | N | 5 | 0 | 1 | 5 | KG | 2575X50X25 | 4015080606284 |  | 277 | PDC | 1
63001 | WSM22-ID | 63001 | ACC.INS.ENCLOSURE CI3-CI49 | 94 | cerere oferta | N | 5 | 0 | 1 | 5.1 | KG | 2700X50X25 | 4015080630012 |  | 277 | PDC | 1
65374 | WSM23-ID | 65374 | ACC.INS.ENCLOSURE CI3-CI49 | 94 | cerere oferta | N | 5 | 0 | 1 | 5.4 | KG | 2825X50X25 | 4015080653745 |  | 277 | PDC | 1
70120 | WW12-ID | 70120 | ACC.INS.ENCLOSURE CI3-CI49 | 94 | cerere oferta | N | 1 | 0 | 1 | 2.531 | KG | 1500X50X25 | 4015080701200 |  | 277 | PDC | 1
41643 | WW2-ID | 41643 | ACC.INS.ENCLOSURE CI3-CI49 | 94 | cerere oferta | N | 5 | 0 | 1 | 0.3 | KG | 150X50X25 | 4015080416432 |  | 277 | PDC | 1
44016 | WW3-ID | 44016 | ACC.INS.ENCLOSURE CI3-CI49 | 94 | cerere oferta | N | 5 | 0 | 1 | 0.491 | KG | 275X50X25 | 4015080440161 |  | 277 | PDC | 1
46389 | WW4-ID | 46389 | ACC.INS.ENCLOSURE CI3-CI49 | 94 | cerere oferta | N | 5 | 0 | 1 | 0.8 | KG | 400X50X25 | 4015080463894 |  | 277 | PDC | 1
48762 | WW5-ID | 48762 | ACC.INS.ENCLOSURE CI3-CI49 | 94 | cerere oferta | N | 5 | 0 | 1 | 1 | KG | 525X50X25 | 4015080487623 |  | 277 | PDC | 1
67747 | WW6A-ID | 67747 | ACC.INS.ENCLOSURE CI3-CI49 | 94 | cerere oferta | N | 1 | 0 | 1 | 1.22 | KG | 675X50X25 | 4015080677475 |  | 277 | PDC | 1
51135 | WW6-ID | 51135 | ACC.INS.ENCLOSURE CI3-CI49 | 94 | cerere oferta | N | 1 | 0 | 1 | 1.157 | KG | 650X50X25 | 4015080511359 |  | 277 | PDC | 1
53508 | WW7-ID | 53508 | ACC.INS.ENCLOSURE CI3-CI49 | 94 | cerere oferta | N | 5 | 0 | 1 | 1.5 | KG | 775X50X25 | 4015080535089 |  | 277 | PDC | 1
55881 | WW8-ID | 55881 | ACC.INS.ENCLOSURE CI3-CI49 | 94 | cerere oferta | N | 1 | 0 | 1 | 1.606 | KG | 900X50X25 | 4015080558811 |  | 277 | PDC | 1
58254 | WW9-ID | 58254 | ACC.INS.ENCLOSURE CI3-CI49 | 94 | cerere oferta | N | 1 | 0 | 1 | 1.837 | KG | 1025X50X25 | 4015080582540 |  | 277 | PDC | 1
283482 | XAB4 | 283482 | XAB | 106 | cerere oferta | N | 1 | 0 | 1 | 0.2 | KG | 0 001X0 001X0 001 | 4015082834821 |  | 336 | PDC | 1
283483 | XAC | 283483 | XAC | 106 | cerere oferta | N | 1 | 0 | 1 | 0.4 | KG | 0 001X0 001X0 001 | 4015082834838 |  | 336 | PDC | 1
284793 | XAC55 | 284793 | Section connection kit | 106 | cerere oferta | N | 1 | 0 | 1 | 0.6 | KG | 100X100X30 | 4015082847937 |  | 336 | PDC | 1
134484 | XACB | 134484 | Enclosure Accessories | 106 | cerere oferta | N | 1 | 0 | 1 | 1.2 | KG | 250X150X150 | 4015081313334 |  | 336 | PDC | 1
126859 | XACC | 126859 | Enclosure Accessories | 106 | cerere oferta | N | 1 | 0 | 1 | 1 | KG | 100X200X200 | 4015081244393 |  | 336 | PDC | 1
167566 | XACP1K100 | 167566 | Heatsink 1K/W D=100 | 106 | cerere oferta | N | 6 | 0 | 1 | 0.5 | KG | 100X120X37 | 4015081640553 |  | 336 | PDC | 1
283484 | XAD0404 | 283484 | Protective shield IP31 W'425 D'400 | 106 | cerere oferta | N | 1 | 0 | 1 | 2.51 | KG | 300X335X110 | 4015082834845 |  | 336 | PDC | 1
283485 | XAD0406 | 283485 | Protective shield IP31 W=425 D=600 | 106 | cerere oferta | N | 1 | 0 | 1 | 4.2 | KG | 495X340X90 | 4015082834852 |  | 336 | PDC | 1
283486 | XAD0408 | 283486 | Protective shield IP31 W'425 D'800 | 106 | cerere oferta | N | 1 | 0 | 1 | 5.4 | KG | 700X350X90 | 4015082834869 |  | 336 | PDC | 1
283487 | XAD0604 | 283487 | Protective shield IP31 W'600 D'400 | 106 | cerere oferta | N | 1 | 0 | 1 | 4.75 | KG | 520X300X85 | 4015082834876 |  | 336 | PDC | 1
283488 | XAD0606 | 283488 | Protective shield IP31 W'600 D'600 | 106 | cerere oferta | N | 1 | 0 | 1 | 5.6 | KG | 515X495X90 | 4015082834883 |  | 336 | PDC | 1
283489 | XAD0608 | 283489 | Protective shield IP31 W'600 D'800 | 106 | cerere oferta | N | 1 | 0 | 1 | 7.4 | KG | 692X525X90 | 4015082834890 |  | 336 | PDC | 1
283810 | XAD0804 | 283810 | Protective shield IP31 W'800 D'400 | 106 | cerere oferta | N | 1 | 0 | 1 | 6 | KG | 720X300X85 | 4015082838102 |  | 336 | PDC | 1
283811 | XAD0806 | 283811 | Protective shield IP31 W=800 D=600 | 106 | cerere oferta | N | 1 | 0 | 1 | 9.5 | KG | 720X500X85 | 4015082838119 |  | 336 | PDC | 1
283812 | XAD0808 | 283812 | Protective shield IP31 W'800 D'800 | 106 | cerere oferta | N | 1 | 0 | 1 | 13 | KG | 720X700X85 | 4015082838126 |  | 336 | PDC | 1
283813 | XAD1004 | 283813 | Protective shield IP31 W'1000 D'400 | 106 | cerere oferta | N | 1 | 0 | 1 | 8 | KG | 920X300X85 | 4015082838133 |  | 336 | PDC | 1
283814 | XAD1006 | 283814 | Protective shield IP31 W'1000 D'600 | 106 | cerere oferta | N | 1 | 0 | 1 | 12 | KG | 920X500X85 | 4015082838140 |  | 336 | PDC | 1
283815 | XAD1008 | 283815 | Protective shield IP31 W'1000 D'800 | 106 | cerere oferta | N | 1 | 0 | 1 | 16 | KG | 920X700X85 | 4015082838157 |  | 336 | PDC | 1
133010 | XAD1108 | 133010 | Top And Bottom Plate | 106 | cerere oferta | N | 1 | 0 | 1 | 17.5 | KG | 1020X700X85 | 4015081299218 |  | 336 | PDC | 1
283816 | XAD1206 | 283816 | Protective shield IP31 W'1200 D'600 | 106 | cerere oferta | N | 1 | 0 | 1 | 11.08 | KG | 1120X500X85 | 4015082838164 |  | 336 | PDC | 1
283817 | XAD1208 | 283817 | Protective shield IP31 W'1200 D'800 | 106 | cerere oferta | N | 1 | 0 | 1 | 18 | KG | 1120X700X85 | 4015082838171 |  | 336 | PDC | 1
133011 | XAD13508 | 133011 | Top And Bottom Plate | 106 | cerere oferta | N | 1 | 0 | 1 | 21.6 | KG | 1270X700X85 | 4015081299225 |  | 336 | PDC | 1
284710 | XADB04 | 284710 | Cable duct support W ' 425 | 106 | cerere oferta | N | 1 | 1 | 1 | 0.2 | KG | 350X60X20 | 4015082847104 |  | 336 | PDC | 1
284711 | XADB06 | 284711 | Cable duct support W ' 600 | 106 | cerere oferta | N | 1 | 1 | 1 | 0.3 | KG | 520X60X20 | 4015082847111 |  | 336 | PDC | 1
166745 | XADB06E | 166745 | Dropper busbar lower bracket | 106 | cerere oferta | N | 1 | 0 | 1 | 1 | KG | 0 001X0 001X0 001 | 4015081632541 |  | 336 | PDC | 1
101401 | XAFS7035 | 101401 | Paint spray RAL7035 | 106 | cerere oferta | N | 1 | 0 | 1 | 0.34 | KG | 250X70X70 | 4015081013210 |  | 336 | PDC | 1
126018 | XAGAF-PI | 126018 | General Accessories | 106 | cerere oferta | N | 1 | 0 | 1 | 3.8 | KG | 550X300X250 | 4015081236046 |  | 336 | PDC | 1
116459 | XAGD06 | 116459 | Doors | 106 | cerere oferta | N | 1 | 0 | 1 | 1 | KG | 0 001X0 001X0 001 | 4015081161966 |  | 336 | PDC | 1
126017 | XAGGCB | 126017 | Enclosure Accessories | 106 | cerere oferta | N | 1 | 1 | 1 | 0.08 | KG | 0 001X0 001X0 001 | 4015081236039 |  | 336 | PDC | 1
284713 | XAH180 | 284713 | Hinge 180 degree | 106 | cerere oferta | N | 1 | 0 | 1 | 0.26 | KG | 0 001X0 001X0 001 | 4015082847135 |  | 336 | PDC | 1
284792 | XAH180L | 284792 | Hinge 180 degree | 106 | cerere oferta | N | 1 | 0 | 1 | 0.3 | KG | 0 001X0 001X0 001 | 4015082847920 |  | 336 | PDC | 1
283818 | XAK | 283818 | Edge protection | 106 | cerere oferta | N | 1 | 0 | 1 | 0.07 | KG | 0 001X0 001X0 001 | 4015082838188 |  | 336 | PDC | 1
283819 | XALA | 283819 | Adapter set semi-section cylinder | 106 | cerere oferta | N | 1 | 0 | 1 | 0.037 | KG | 0 001X0 001X0 001 | 4015082838195 |  | 336 | PDC | 1
283820 | XALE012 | 283820 | Semi-section cylinder E 012 | 106 | cerere oferta | N | 1 | 0 | 1 | 0.15 | KG | 50X50X30 | 4015082838201 |  | 336 | PDC | 1
283821 | XALP | 283821 | Roller lever lock mechanism | 106 | cerere oferta | N | 1 | 0 | 1 | 0.28 | KG | 0 001X0 001X0 001 | 4015082838218 |  | 336 | PDC | 1
289950 | XAP0101AF | 289950 | Plinth H=100 W=75 | 106 | cerere oferta | N | 1 | 0 | 1 | 0.8 | KG | 320X200X70 | 4015082899509 |  | 336 | PDC | 1
283822 | XAP010404 | 283822 | Base H'100 W'425 D'400 | 106 | cerere oferta | N | 1 | 0 | 1 | 4.5 | KG | 400X230X110 | 4015082838225 |  | 336 | PDC | 1
283823 | XAP010406 | 283823 | XAP | 106 | cerere oferta | N | 1 | 0 | 1 | 5.5 | KG | 605X230X110 | 4015082838232 |  | 336 | PDC | 1
283824 | XAP010408 | 283824 | Base H'100 W'425 D'800 | 106 | cerere oferta | N | 1 | 0 | 1 | 8.2 | KG | 315X230X115 | 4015082838249 |  | 336 | PDC | 1
283825 | XAP010604 | 283825 | Base H'100 W'600 D'400 | 106 | cerere oferta | N | 1 | 0 | 1 | 7.2 | KG | 610X235X115 | 4015082838256 |  | 336 | PDC | 1
283826 | XAP010606 | 283826 | XAP | 106 | cerere oferta | N | 1 | 0 | 1 | 8.2 | KG | 610X235X110 | 4015082838263 |  | 336 | PDC | 1
288868 | XAP010606C | 288868 | Base corner section H=100 W=650 D=650 | 106 | cerere oferta | N | 1 | 0 | 1 | 8.2 | KG | 610X235X110 | 4015082888688 |  | 336 | PDC | 1
283827 | XAP010608 | 283827 | Base H'100 W'600 D'800 | 106 | cerere oferta | N | 1 | 0 | 1 | 8.5 | KG | 855X230X110 | 4015082838270 |  | 336 | PDC | 1
150497 | XAP010610 | 150497 | Base H=100 W=600 D=1000 | 106 | cerere oferta | N | 1 | 0 | 1 | 8.5 | KG | 855X230X110 | 4015081468379 |  | 336 | PDC | 1
283828 | XAP010804 | 283828 | Base H'100 W'800 D'400 | 106 | cerere oferta | N | 1 | 0 | 1 | 6.5 | KG | 605X230X110 | 4015082838287 |  | 336 | PDC | 1
283829 | XAP010806 | 283829 | XAP | 106 | cerere oferta | N | 1 | 0 | 1 | 9.2 | KG | 615X235X110 | 4015082838294 |  | 336 | PDC | 1
283830 | XAP010808 | 283830 | Base H'100 W'800 D'800 | 106 | cerere oferta | N | 1 | 0 | 1 | 8.5 | KG | 855X230X110 | 4015082838300 |  | 336 | PDC | 1
288869 | XAP010808C | 288869 | Base corner section H=100 W=850 D=850 | 106 | cerere oferta | N | 1 | 0 | 1 | 9 | KG | 855X220X110 | 4015082888695 |  | 336 | PDC | 1
150498 | XAP010810 | 150498 | Base H=100 W=800 D=1000 | 106 | cerere oferta | N | 1 | 0 | 1 | 10.5 | KG | 855X230X110 | 4015081468386 |  | 336 | PDC | 1
283831 | XAP011004 | 283831 | Base H'100 W'1000 D'400 | 106 | cerere oferta | N | 1 | 0 | 1 | 7 | KG | 855X230X110 | 4015082838317 |  | 336 | PDC | 1
283832 | XAP011006 | 283832 | XAP | 106 | cerere oferta | N | 1 | 0 | 1 | 10.2 | KG | 810X210X115 | 4015082838324 |  | 336 | PDC | 1
283833 | XAP011008 | 283833 | Base H'100 W'1000 D'800 | 106 | cerere oferta | N | 1 | 0 | 1 | 11.2 | KG | 810X205X115 | 4015082838331 |  | 336 | PDC | 1
150500 | XAP011010 | 150500 | Base H=100 W=1000 D=1000 | 106 | cerere oferta | N | 1 | 0 | 1 | 12.5 | KG | 855X230X110 | 4015081468409 |  | 336 | PDC | 1
150512 | XAP011010C | 150512 | Base corner section H=100 W=1050 D=1050 | 106 | cerere oferta | N | 1 | 0 | 1 | 10 | KG | 1050X230X110 | 4015081468522 |  | 336 | PDC | 1
133012 | XAP011108 | 133012 | Frame And Plinth | 106 | cerere oferta | N | 1 | 0 | 1 | 11.8 | KG | 910X205X115 | 4015081299232 |  | 336 | PDC | 1
150501 | XAP011110 | 150501 | Base H=100 W=1100 D=1000 | 106 | cerere oferta | N | 1 | 0 | 1 | 13.5 | KG | 950X230X110 | 4015081468416 |  | 336 | PDC | 1
283834 | XAP011206 | 283834 | Base H'100 W'1200 D'600 | 106 | cerere oferta | N | 1 | 0 | 1 | 11 | KG | 1015X200X115 | 4015082838348 |  | 336 | PDC | 1
283835 | XAP011208 | 283835 | Base H'100 W'1200 D'800 | 106 | cerere oferta | N | 1 | 0 | 1 | 12.2 | KG | 1010X205X115 | 4015082838355 |  | 336 | PDC | 1
150502 | XAP011210 | 150502 | Base H=100 W=1200 D=1000 | 106 | cerere oferta | N | 1 | 0 | 1 | 14.5 | KG | 1200X230X110 | 4015081468423 |  | 336 | PDC | 1
133013 | XAP0113508 | 133013 | Frame And Plinth | 106 | cerere oferta | N | 1 | 0 | 1 | 13.4 | KG | 1160X205X115 | 4015081299249 |  | 336 | PDC | 1
150491 | XAP01AF150 | 150491 | Plinth H=100 W=150 | 106 | cerere oferta | N | 1 | 0 | 1 | 1.178 | KG | 175X120X60 | 4015081468317 |  | 336 | PDC | 1
289951 | XAP0201AF | 289951 | Plinth H=200 W=75 | 106 | cerere oferta | N | 1 | 0 | 1 | 1.5 | KG | 320X200X70 | 4015082899516 |  | 336 | PDC | 1
283836 | XAP020404 | 283836 | Base H'200 W'425 D'400 | 106 | cerere oferta | N | 1 | 0 | 1 | 7 | KG | 400X230X210 | 4015082838362 |  | 336 | PDC | 1
283837 | XAP020406 | 283837 | Base H'200 W'425 D'600 | 106 | cerere oferta | N | 1 | 0 | 1 | 8.5 | KG | 400X230X210 | 4015082838379 |  | 336 | PDC | 1
283838 | XAP020408 | 283838 | Base H'200 W'425 D'800 | 106 | cerere oferta | N | 1 | 0 | 1 | 14 | KG | 820X220X210 | 4015082838386 |  | 336 | PDC | 1
283839 | XAP020604 | 283839 | Base H'200 W'600 D'400 | 106 | cerere oferta | N | 1 | 0 | 1 | 8.5 | KG | 505X330X210 | 4015082838393 |  | 336 | PDC | 1
283840 | XAP020606 | 283840 | Base H'200 W'600 D'600 | 106 | cerere oferta | N | 1 | 0 | 1 | 10 | KG | 505X330X210 | 4015082838409 |  | 336 | PDC | 1
288890 | XAP020606C | 288890 | Base corner section H=200 W=650 D=650 | 106 | cerere oferta | N | 1 | 0 | 1 | 10.5 | KG | 855X350X210 | 4015082888909 |  | 336 | PDC | 1
283841 | XAP020608 | 283841 | Base H'200 W'600 D'800 | 106 | cerere oferta | N | 1 | 0 | 1 | 11.5 | KG | 840X330X210 | 4015082838416 |  | 336 | PDC | 1
150505 | XAP020610 | 150505 | Base D'1000; S.widthxHeight'600x200 | 106 | cerere oferta | N | 1 | 0 | 1 | 12.5 | KG | 855X230X210 | 4015081468454 |  | 336 | PDC | 1
283842 | XAP020804 | 283842 | Base H'200 W'800 D'400 | 106 | cerere oferta | N | 1 | 0 | 1 | 10 | KG | 840X330X210 | 4015082838423 |  | 336 | PDC | 1
283843 | XAP020806 | 283843 | Base H'200 W'800 D'600 | 106 | cerere oferta | N | 1 | 0 | 1 | 15.8 | KG | 800X220X210 | 4015082838430 |  | 336 | PDC | 1
283844 | XAP020808 | 283844 | Base H'200 W'800 D'800 | 106 | cerere oferta | N | 1 | 0 | 1 | 13 | KG | 840X330X210 | 4015082838447 |  | 336 | PDC | 1
288892 | XAP020808C | 288892 | Base corner section H=200 W=850 D=850 | 106 | cerere oferta | N | 1 | 0 | 1 | 13 | KG | 855X350X210 | 4015082888923 |  | 336 | PDC | 1
150506 | XAP020810 | 150506 | Base H=200 W=800 D=1000 | 106 | cerere oferta | N | 1 | 0 | 1 | 14.5 | KG | 855X230X210 | 4015081468461 |  | 336 | PDC | 1
283845 | XAP021004 | 283845 | Base H'200 W'1000 D'400 | 106 | cerere oferta | N | 1 | 0 | 1 | 11.5 | KG | 800X230X210 | 4015082838454 |  | 336 | PDC | 1
283846 | XAP021006 | 283846 | Base H'200 W'1000 D'600 | 106 | cerere oferta | N | 1 | 0 | 1 | 13 | KG | 800X230X210 | 4015082838461 |  | 336 | PDC | 1
283847 | XAP021008 | 283847 | Base H'200 W'1000 D'800 | 106 | cerere oferta | N | 1 | 0 | 1 | 14 | KG | 800X230X210 | 4015082838478 |  | 336 | PDC | 1
150513 | XAP021010C | 150513 | Base corner section W'1050 D'1050 | 106 | cerere oferta | N | 1 | 0 | 1 | 15 | KG | 1050X350X210 | 4015081468539 |  | 336 | PDC | 1
133014 | XAP021108 | 133014 | Frame And Plinth | 106 | cerere oferta | N | 1 | 0 | 1 | 15 | KG | 910X230X210 | 4015081299256 |  | 336 | PDC | 1
150509 | XAP021110 | 150509 | Base D'1000; S.width x Height'1100 x 200 | 106 | cerere oferta | N | 1 | 0 | 1 | 17.5 | KG | 950X230X210 | 4015081468492 |  | 336 | PDC | 1
283848 | XAP021206 | 283848 | Base H'200 W'1200 D'600 | 106 | cerere oferta | N | 1 | 0 | 1 | 19.4 | KG | 1025X210X210 | 4015082838485 |  | 336 | PDC | 1
283849 | XAP021208 | 283849 | Base H'200 W'1200 D'800 | 106 | cerere oferta | N | 1 | 0 | 1 | 15.5 | KG | 1000X230X210 | 4015082838492 |  | 336 | PDC | 1
133015 | XAP0213508 | 133015 | Frame And Plinth | 106 | cerere oferta | N | 1 | 0 | 1 | 17.7 | KG | 1160X230X210 | 4015081299263 |  | 336 | PDC | 1
150492 | XAP02AF150 | 150492 | Base W'150; H'200mm | 106 | cerere oferta | N | 1 | 0 | 1 | 1.804 | KG | 175X220X60 | 4015081468324 |  | 336 | PDC | 1
283850 | XAR04 | 283850 | XAR | 106 | cerere oferta | N | 1 | 0 | 1 | 0.6 | KG | 320X45X30 | 4015082838508 |  | 336 | PDC | 1
118737 | XAR04-R2 | 118737 | Cables And Accessories | 106 | cerere oferta | N | 1 | 0 | 1 | 0.6 | KG | 380X40X25 | 4015081168798 |  | 336 | PDC | 1
283851 | XAR06 | 283851 | XAR | 106 | cerere oferta | N | 1 | 0 | 1 | 0.8 | KG | 0 001X0 001X0 001 | 4015082838515 |  | 336 | PDC | 1
118738 | XAR06-R2 | 118738 | Cables And Accessories | 106 | cerere oferta | N | 1 | 0 | 1 | 0.9 | KG | 555X40X25 | 4015081168804 |  | 336 | PDC | 1
283852 | XAR08 | 283852 | Cable anchoring rail W'800 | 106 | cerere oferta | N | 1 | 0 | 1 | 1 | KG | 0 001X0 001X0 001 | 4015082838522 |  | 336 | PDC | 1
283853 | XAR10 | 283853 | Cable anchoring rail W'1000 | 106 | cerere oferta | N | 1 | 0 | 1 | 1.3 | KG | 900X45X30 | 4015082838539 |  | 336 | PDC | 1
133076 | XAR11 | 133076 | Cables And Accessories | 106 | cerere oferta | N | 1 | 0 | 1 | 1.4 | KG | 1000X45X30 | 4015081299393 |  | 336 | PDC | 1
283854 | XAR12 | 283854 | Cable anchoring rail W'1200 | 106 | cerere oferta | N | 1 | 0 | 1 | 1.6 | KG | 1100X45X30 | 4015082838546 |  | 336 | PDC | 1
133077 | XAR135 | 133077 | Cables And Accessories | 106 | cerere oferta | N | 1 | 0 | 1 | 1.7 | KG | 1250X45X30 | 4015081299409 |  | 336 | PDC | 1
285005 | XARAL | 285005 | Special colours acc. RAL | 106 | cerere oferta | N | 1 | 0 | 1 | 1 | KG | 1X1X1 | 4015082850050 |  | 336 | PDC | 1
122029 | XAS0606-PI | 122029 | Partitions | 106 | cerere oferta | N | 10 | 0 | 1 | 1.5 | KG | 250X550X100 | 4015081202270 |  | 336 | PDC | 1
284708 | XAS12 | 284708 | Cover strip 12 TE | 106 | cerere oferta | N | 1 | 1 | 5 | 0.3 | KG | 320X200X30 | 4015082847081 |  | 336 | PDC | 1
284741 | XAS2-3 | 284741 | Cover Intreruptor automat cutout NZM2 3p | 106 | cerere oferta | N | 1 | 0 | 1 | 0.5 | KG | 200X150X21 | 4015082847418 |  | 336 | PDC | 1
284743 | XAS3-3 | 284743 | Cover Intreruptor automat cutout NZM3 3p | 106 | cerere oferta | N | 1 | 0 | 1 | 0.5 | KG | 200X150X23 | 4015082847432 |  | 336 | PDC | 1
129004 | XASM-PI | 129004 | Partitions | 106 | cerere oferta | N | 1 | 0 | 1 | 2 | KG | 1850X25X20 | 4015081263646 |  | 336 | PDC | 1
283855 | XAT | 283855 | XAT | 106 | cerere oferta | N | 1 | 0 | 1 | 0.675 | KG | 0 001X0 001X0 001 | 4015082838553 |  | 336 | PDC | 1
150494 | XAW2002 | 150494 | 2x Side wall D=200 | 106 | cerere oferta | N | 1 | 0 | 1 | 33.858 | KG | 2000X130X50 | 4015081468348 |  | 336 | PDC | 1
283856 | XAW2004 | 283856 | Side plate D'400 | 106 | cerere oferta | N | 1 | 0 | 1 | 15.5 | KG | 2000X290X50 | 4015082838560 |  | 336 | PDC | 1
283857 | XAW2006 | 283857 | XAW | 106 | cerere oferta | N | 1 | 0 | 1 | 26 | KG | 1920X500X50 | 4015082838577 |  | 336 | PDC | 1
292908 | XAW2006AF | 292908 | Side plate frame D=600 | 106 | cerere oferta | N | 1 | 0 | 1 | 24.5 | KG | 2000X490X50 | 4015082929084 |  | 336 | PDC | 1
283858 | XAW2008 | 283858 | Side plate D'800 | 106 | cerere oferta | N | 1 | 0 | 1 | 33.3 | KG | 2000X690X50 | 4015082838584 |  | 336 | PDC | 1
292909 | XAW2008AF | 292909 | Side And Backplates | 106 | cerere oferta | N | 1 | 0 | 1 | 18.2 | KG | 1920X690X40 | 4015082929091 |  | 336 | PDC | 1
PX811101 | XB11B02406RNBNNNN | PX811101 | XB11 Xenon Beacon, ATEX ExII 2GD, EExd IIB, T3-T5, Zone 1/2, 24Vdc, 5 joule, Red Lens, Back Strap Mounting, 2x20mm Entries, Black Body, No Lens Guard | 732 | cerere oferta | N | 1 | 0 | 1 | 0.1 | KG | NA | NA |  | MEDC, XB11 | Fulleon | 1
PX225105 | XB11B02406RYBNNNR | PX225105 | XB11 Xenon Beacon, ATEX ExII 2GD, EExd IIB, T5, Zone 1/2, 24Vdc, 5 J Red Lens, Back Strap Mounting, 2x20mm Entries, Red Body, Lens Guard | 732 | cerere oferta | N | 1 | 0 | 1 | 0.1 | KG | NA | NA |  | MEDC, XB11 | Fulleon | 1
PX811103 | XB11B24006RNBNNNN | PX811103 | XB11 Xenon Beacon, ATEX ExII 2GD, EExd IIB, T5, Zone 1/2, 240Vac, 5 joule, Red Lens, Back Strap Mounting, 2x20mm entries, Black Body, No Lens Guard | 732 | cerere oferta | N | 1 | 0 | 1 | 0.1 | KG | NA | NA |  | MEDC, XB11 | Fulleon | 1
PX213010 | XB8BC024CNR 673104FULL | PX213010 | XB8 Xenon Beacon, ATEX ExII 1G, Exia IIC, T4, Zone 0/1/2, 24Vdc,0.5 joules, Clear Lens, Red Finish | 732 | cerere oferta | N | 1 | 0 | 1 | 0.1 | KG | NA | NA |  | MEDC, XB8 | Fulleon | 1
PX213009 | XB8BC024SNR S=AMBER | PX213009 | XB8 Xenon Beacon, ATEX ExII 1G, Exia IIC, T4, Zone 0/1/2, 24Vdc,0.5 joules, Amber Lens, Red Finish | 732 | cerere oferta | N | 1 | 0 | 1 | 0.1 | KG | NA | NA |  | MEDC, XB8 | Fulleon | 1
283859 | XBBB04 | 283859 | XBBB | 106 | cerere oferta | N | 1 | 0 | 1 | 0.32 | KG | 320X50X30 | 4015082838591 |  | 336 | PDC | 1
283860 | XBBB06 | 283860 | XBBB | 106 | cerere oferta | N | 1 | 0 | 1 | 0.5 | KG | 500X50X30 | 4015082838607 |  | 336 | PDC | 1
283861 | XBBB08 | 283861 | XBBB | 106 | cerere oferta | N | 1 | 0 | 1 | 0.7 | KG | 700X50X30 | 4015082838614 |  | 336 | PDC | 1
283862 | XBBB10 | 283862 | XBBB | 106 | cerere oferta | N | 1 | 0 | 1 | 0.85 | KG | 900X50X30 | 4015082838621 |  | 336 | PDC | 1
133098 | XBBB11 | 133098 | Busbar Support And Accessories | 106 | cerere oferta | N | 1 | 0 | 1 | 0.95 | KG | 1000X50X30 | 4015081299614 |  | 336 | PDC | 1
283863 | XBBB12 | 283863 | Transv.support busbar support W'1200 | 106 | cerere oferta | N | 1 | 0 | 1 | 2.5 | KG | 1100X45X30 | 4015082838638 |  | 336 | PDC | 1
133099 | XBBB135 | 133099 | Busbar Support And Accessories | 106 | cerere oferta | N | 1 | 0 | 1 | 1.25 | KG | 1250X50X30 | 4015081299621 |  | 336 | PDC | 1
121454 | XBI-120 | 121454 | Busbar Support And Accessories | 106 | cerere oferta | N | 8 | 1 | 1 | 0.025 | KG | 220X88X78 | 4015081192748 |  | 336 | PDC | 1
121453 | XBI-80 | 121453 | Busbar Support And Accessories | 106 | cerere oferta | N | 12 | 1 | 1 | 0.02 | KG | 220X88X78 | 4015081192731 |  | 336 | PDC | 1
283864 | XBSB163 | 283864 | XBSB | 106 | cerere oferta | N | 1 | 0 | 1 | 3.18 | KG | 0 001X0 001X0 001 | 4015082838645 |  | 336 | PDC | 1
110268 | XBSB163-STS | 110268 | Busbar Support And Accessories | 106 | cerere oferta | N | 1 | 0 | 1 | 3 | KG | 900X200X55 | 4015081098088 |  | 336 | PDC | 1
283865 | XBSB164 | 283865 | Busbar support MBB rear up to 1600A 4C | 106 | cerere oferta | N | 1 | 0 | 1 | 3.68 | KG | 0 001X0 001X0 001 | 4015082838652 |  | 336 | PDC | 1
110269 | XBSB164-STS | 110269 | Busbar Support And Accessories | 106 | cerere oferta | N | 1 | 0 | 1 | 3.5 | KG | 900X200X55 | 4015081098095 |  | 336 | PDC | 1
283866 | XBSB203 | 283866 | XBSB | 106 | cerere oferta | N | 1 | 0 | 1 | 3.3 | KG | 900X200X55 | 4015082838669 |  | 336 | PDC | 1
110270 | XBSB203-STS | 110270 | Busbar Support And Accessories | 106 | cerere oferta | N | 1 | 0 | 1 | 3.3 | KG | 900X200X55 | 4015081098101 |  | 336 | PDC | 1
283867 | XBSB204 | 283867 | Busbar support MBB rear up to 2000A 4C | 106 | cerere oferta | N | 1 | 0 | 1 | 4.48 | KG | 0 001X0 001X0 001 | 4015082838676 |  | 336 | PDC | 1
110271 | XBSB204-STS | 110271 | Busbar Support And Accessories | 106 | cerere oferta | N | 1 | 0 | 1 | 3.8 | KG | 900X200X55 | 4015081098118 |  | 336 | PDC | 1
285515 | XBSB253 | 285515 | Busbar support MBB up to 2500A 3P | 106 | cerere oferta | N | 1 | 0 | 1 | 3.76 | KG | 0 001X0 001X0 001 | 4015082855154 |  | 336 | PDC | 1
294116 | XBSB253-100 | 294116 | Izolatori xEnergy 3P/4800A | 106 | cerere oferta | N | 1 | 0 | 1 | 3.3 | KG | 900X200X55 | 4015082941161 |  | 336 | PDC | 1
110272 | XBSB253-STS | 110272 | Busbar Support And Accessories | 106 | cerere oferta | N | 1 | 0 | 1 | 3.3 | KG | 900X200X55 | 4015081098125 |  | 336 | PDC | 1
285516 | XBSB254 | 285516 | XBSB | 106 | cerere oferta | N | 1 | 0 | 1 | 4.44 | KG | 0 001X0 001X0 001 | 4015082855161 |  | 336 | PDC | 1
294117 | XBSB254-100 | 294117 | Izolatori xEnergy 4P/4800A | 106 | cerere oferta | N | 1 | 0 | 1 | 3.3 | KG | 900X200X55 | 4015082941178 |  | 336 | PDC | 1
110273 | XBSB254-STS | 110273 | Busbar Support And Accessories | 106 | cerere oferta | N | 1 | 0 | 1 | 3.8 | KG | 900X200X55 | 4015081098132 |  | 336 | PDC | 1
283868 | XBSB323 | 283868 | Busbar support MBB rear up to 3200A 3C | 106 | cerere oferta | N | 1 | 0 | 1 | 3.5 | KG | 900X200X55 | 4015082838683 |  | 336 | PDC | 1
283869 | XBSB324 | 283869 | Busbar support MBB rear up to 3200A 4C | 106 | cerere oferta | N | 1 | 0 | 1 | 4 | KG | 900X200X55 | 4015082838690 |  | 336 | PDC | 1
102580 | XBSB324-100 | 102580 | Busbar Support And Accessories | 106 | cerere oferta | N | 1 | 0 | 1 | 4 | KG | 900X200X55 | 4015081024407 |  | 336 | PDC | 1
283870 | XBSB403 | 283870 | Busbar support MBB rear up to 4000A 3C | 106 | cerere oferta | N | 1 | 0 | 1 | 3.8 | KG | 0 001X0 001X0 001 | 4015082838706 |  | 336 | PDC | 1
283871 | XBSB404 | 283871 | Busbar support MBB rear up to 4000A 4C | 106 | cerere oferta | N | 1 | 0 | 1 | 4 | KG | 900X200X55 | 4015082838713 |  | 336 | PDC | 1
292314 | XBSB-DI20 | 292314 | Busbar Support And Accessories | 106 | cerere oferta | N | 1 | 2 | 30 | 0.25 | KG | 40X40X90 | 4015082923143 |  | 336 | PDC | 1
292313 | XBSB-S | 292313 | Spacer isolator BBB 20 mm | 106 | cerere oferta | N | 1 | 2 | 50 | 0.25 | KG | 40X40X90 | 4015082923136 |  | 336 | PDC | 1
284747 | XBSN16 | 284747 | Busbar support HS für PEN | 106 | cerere oferta | N | 1 | 0 | 1 | 1.02 | KG | 0 001X0 001X0 001 | 4015082847470 |  | 336 | PDC | 1
284748 | XBSN20 | 284748 | Busbar support BB for N 2000A | 106 | cerere oferta | N | 1 | 0 | 1 | 1.05 | KG | 0 001X0 001X0 001 | 4015082847487 |  | 336 | PDC | 1
284749 | XBSN32 | 284749 | Busbar support HS für PEN | 106 | cerere oferta | N | 1 | 0 | 1 | 1.12 | KG | 0 001X0 001X0 001 | 4015082847494 |  | 336 | PDC | 1
284750 | XBSN40 | 284750 | Busbar support BB for N 4000A | 106 | cerere oferta | N | 1 | 0 | 1 | 1.101 | KG | 0 001X0 001X0 001 | 4015082847500 |  | 336 | PDC | 1
283872 | XBSP | 283872 | XBSP | 106 | cerere oferta | N | 1 | 1 | 1 | 0.4 | KG | 0 001X0 001X0 001 | 4015082838720 |  | 336 | PDC | 1
283873 | XBST08-1 | 283873 | Busbar support MBB top 60mm 800A 3/4C | 106 | cerere oferta | N | 1 | 0 | 3 | 1.2 | KG | 380X250X40 | 4015082838737 |  | 336 | PDC | 1
283874 | XBST12 | 283874 | Busbar support MBB top 125mm 1200A 3/4C | 106 | cerere oferta | N | 1 | 0 | 1 | 2.8 | KG | 0 001X0 001X0 001 | 4015082838744 |  | 336 | PDC | 1
283875 | XBST12-1 | 283875 | Busbar support MBB top 60mm 1200A 3/4C | 106 | cerere oferta | N | 1 | 0 | 3 | 1.3 | KG | 380X250X40 | 4015082838751 |  | 336 | PDC | 1
283876 | XBST16 | 283876 | Busbar support MBB top 125mm 1600A 3/4C | 106 | cerere oferta | N | 1 | 0 | 1 | 2.8 | KG | 0 001X0 001X0 001 | 4015082838768 |  | 336 | PDC | 1
283877 | XBST16-1 | 283877 | Busbar support MBB top 60mm 1600A 3/4C | 106 | cerere oferta | N | 1 | 0 | 3 | 1.4 | KG | 380X250X40 | 4015082838775 |  | 336 | PDC | 1
283878 | XBST20 | 283878 | Busbar support MBB top 125mm 2000A 3/4C | 106 | cerere oferta | N | 1 | 0 | 1 | 4 | KG | 500X200X70 | 4015082838782 |  | 336 | PDC | 1
283879 | XBST25 | 283879 | Busbar support MBB top 125mm 2500A 3/4C | 106 | cerere oferta | N | 1 | 0 | 1 | 4 | KG | 500X220X70 | 4015082838799 |  | 336 | PDC | 1
283880 | XBST32 | 283880 | Busbar support MBB top 125mm 3200A 3/4C | 106 | cerere oferta | N | 1 | 0 | 1 | 4 | KG | 500X240X70 | 4015082838805 |  | 336 | PDC | 1
289080 | XBTT12-3P | 289080 | Transport split MBB 1250A 3p | 106 | cerere oferta | N | 1 | 0 | 1 | 1.9 | KG | 250X150X25 | 4015082890803 |  | 336 | PDC | 1
284778 | XBTT12-4P | 284778 | Profiled copper busbar 40 x 30 mm | 106 | cerere oferta | N | 1 | 0 | 1 | 2.5 | KG | 250X150X25 | 4015082847784 |  | 336 | PDC | 1
289081 | XBTT20-3P | 289081 | Transport split BBT 2000A 3P | 106 | cerere oferta | N | 1 | 0 | 1 | 3.75 | KG | 380X250X40 | 4015082890810 |  | 336 | PDC | 1
284779 | XBTT20-4P | 284779 | Profiled copper busbar 40 x 30 mm | 106 | cerere oferta | N | 1 | 0 | 1 | 5 | KG | 380X250X40 | 4015082847791 |  | 336 | PDC | 1
289082 | XBTT32-3P | 289082 | Transport split BBT 3200A 3P | 106 | cerere oferta | N | 1 | 0 | 1 | 6.75 | KG | 380X250X40 | 4015082890827 |  | 336 | PDC | 1
284780 | XBTT32-4P | 284780 | Profiled copper busbar 40 x 30 mm | 106 | cerere oferta | N | 1 | 0 | 1 | 9 | KG | 380X250X41 | 4015082847807 |  | 336 | PDC | 1
167855 | XC-152-D6-11 | 167855 | PLC,CE5,CAN,RS485,RS232 | 1 | cerere oferta | N | 1 | 0 | 1 | 0.29 | KG | 50 6X155X102 6 | 4015081644308 |  | 201 | IAB | 1
262146 | XC-CPU101-C128K-8DI-6DO | 262146 | PLC XC100,modul CPU, memorie 128kb 8DI | 1 | cerere oferta | N | 1 | 0 | 1 | 0.28 | KG | 100X60X100 | 4015082621469 |  | 202 | IAB | 1
274399 | XC-CPU101-C256K-8DI-6DO | 274399 | PLC XC100,modul CPU, memorie 256kb 8DI | 1 | cerere oferta | N | 1 | 0 | 1 | 0.28 | KG | 100X60X100 | 4015082743994 |  | 202 | IAB | 1
262152 | XC-CPU101-C64K-8DI-6DO | 262152 | PLC XC100,modul CPU, memorie 64kb 8DI 6 | 1 | cerere oferta | N | 1 | 0 | 1 | 0.28 | KG | 100X60X100 | 4015082621520 |  | 202 | IAB | 1
289169 | XC-CPU101-FC128K-8DI-6DO | 289169 | Modul CPU XC100, memorie128kb, interfata | 1 | cerere oferta | N | 1 | 0 | 1 | 0.28 | KG | 100X60X100 | 4015082891695 |  | 202 | IAB | 1
290446 | XC-CPU121-2C256K | 290446 | Modul CPU XC121, 2xCom, CanOpen, MMC | 1 | cerere oferta | N | 1 | 0 | 1 | 0.195 | KG | 100X60X100 | 4015082904463 |  | 202 | IAB | 1
262155 | XC-CPU201-EC256K-8DI-6DO | 262155 | PLC XC200,modul CPU, memorie 256kb 8DI | 1 | cerere oferta | N | 1 | 0 | 1 | 0.28 | KG | 100X60X100 | 4015082621551 |  | 202 | IAB | 1
262156 | XC-CPU201-EC256K-8DI-6DO-XV | 262156 | PLC XC200,modul CPU, memorie 256kb 8DI | 1 | cerere oferta | N | 1 | 0 | 1 | 0.28 | KG | 100X60X100 | 4015082621568 |  | 202 | IAB | 1
262157 | XC-CPU201-EC512K-8DI-6DO | 262157 | PLC XC200,modul CPU, memorie 512kb 8DI | 1 | cerere oferta | N | 1 | 0 | 1 | 0.28 | KG | 100X60X100 | 4015082621575 |  | 202 | IAB | 1
292321 | XC-CPU201-EC512K-8DI-6DO-001 | 292321 | PLC XC200,modul CPU, memorie 512kb 8DI | 1 | cerere oferta | N | 1 | 0 | 1 | 0.23 | KG | 90X100X100 | 4015082923211 |  | 202 | IAB | 1
262158 | XC-CPU201-EC512K-8DI-6DO-XV | 262158 | PLC XC200,modul CPU, memorie 512kb 8DI | 1 | cerere oferta | N | 1 | 0 | 1 | 0.28 | KG | 100X60X100 | 4015082621582 |  | 202 | IAB | 1
134238 | XC-CPU202-EC4M-8DI-6DO-XV | 134238 | CPU module | 1 | cerere oferta | N | 1 | 0 | 1 | 0.25 | KG | 100X60X100 | 4015081311088 |  | 202 | IAB | 1
283882 | XCSIY308 | 283882 | Support connection system IZM 3p W'800 | 106 | cerere oferta | N | 1 | 0 | 1 | 4.34 | KG | 0 001X0 001X0 001 | 4015082838829 |  | 336 | PDC | 1
283884 | XCSIY412 | 283884 | Support connection system IZM 4p W'1200 | 106 | cerere oferta | N | 1 | 0 | 1 | 3 | KG | 0 001X0 001X0 001 | 4015082838843 |  | 336 | PDC | 1
283885 | XDB06 | 283885 | Transv.support distrib.busbar support | 106 | cerere oferta | N | 1 | 1 | 1 | 0.2 | KG | 0 001X0 001X0 001 | 4015082838850 |  | 336 | PDC | 1
283888 | XDSF08 | 283888 | Busbar support VS 60mm 800A 3/4C | 106 | cerere oferta | N | 1 | 0 | 12 | 0.74 | KG | 0 001X0 001X0 001 | 4015082838881 |  | 336 | PDC | 1
283889 | XDSF08E | 283889 | End busbar support VS 60mm 800A 3/4C | 106 | cerere oferta | N | 1 | 0 | 12 | 0.7 | KG | 320X150X40 | 4015082838898 |  | 336 | PDC | 1
122017 | XDSF08-PI-2 | 122017 | Fitting Kits | 106 | cerere oferta | N | 1 | 0 | 1 | 14 | KG | 450X1900X200 | 4015081202157 |  | 336 | PDC | 1
122021 | XDSF08-PI-4 | 122021 | Fitting Kits | 106 | cerere oferta | N | 1 | 0 | 1 | 14 | KG | 450X1900X200 | 4015081202195 |  | 336 | PDC | 1
122025 | XDSF08-PI-E | 122025 | Fitting Kits | 106 | cerere oferta | N | 1 | 0 | 1 | 2 | KG | 150X620X60 | 4015081202232 |  | 336 | PDC | 1
122018 | XDSF10-PI-2 | 122018 | Fitting Kits | 106 | cerere oferta | N | 1 | 0 | 1 | 14 | KG | 450X1900X200 | 4015081202164 |  | 336 | PDC | 1
122022 | XDSF10-PI-4 | 122022 | Fitting Kits | 106 | cerere oferta | N | 1 | 0 | 1 | 14 | KG | 450X1900X200 | 4015081202201 |  | 336 | PDC | 1
122026 | XDSF10-PI-E | 122026 | Fitting Kits | 106 | cerere oferta | N | 1 | 0 | 1 | 2 | KG | 150X620X60 | 4015081202249 |  | 336 | PDC | 1
283890 | XDSF12 | 283890 | XDSF | 106 | cerere oferta | N | 1 | 0 | 12 | 0.8 | KG | 0 001X0 001X0 001 | 4015082838904 |  | 336 | PDC | 1
283891 | XDSF12E | 283891 | XDSF | 106 | cerere oferta | N | 1 | 0 | 12 | 0.8 | KG | 0 001X0 001X0 001 | 4015082838911 |  | 336 | PDC | 1
122019 | XDSF12-PI-2 | 122019 | Fitting Kits | 106 | cerere oferta | N | 1 | 0 | 1 | 14 | KG | 450X1900X200 | 4015081202171 |  | 336 | PDC | 1
122023 | XDSF12-PI-4 | 122023 | Fitting Kits | 106 | cerere oferta | N | 1 | 0 | 1 | 14 | KG | 450X1900X200 | 4015081202218 |  | 336 | PDC | 1
122027 | XDSF12-PI-E | 122027 | Fitting Kits | 106 | cerere oferta | N | 1 | 0 | 1 | 2 | KG | 150X620X60 | 4015081202256 |  | 336 | PDC | 1
283892 | XDSF16 | 283892 | XDSF | 106 | cerere oferta | N | 1 | 0 | 10 | 0.8 | KG | 0 001X0 001X0 001 | 4015082838928 |  | 336 | PDC | 1
283893 | XDSF16E | 283893 | XDSF | 106 | cerere oferta | N | 1 | 0 | 10 | 0.9 | KG | 320X150X40 | 4015082838935 |  | 336 | PDC | 1
122020 | XDSF16-PI-2 | 122020 | Fitting Kits | 106 | cerere oferta | N | 1 | 0 | 1 | 14 | KG | 450X1900X200 | 4015081202188 |  | 336 | PDC | 1
122024 | XDSF16-PI-4 | 122024 | Fitting Kits | 106 | cerere oferta | N | 1 | 0 | 1 | 14 | KG | 450X1900X200 | 4015081202225 |  | 336 | PDC | 1
122028 | XDSF16-PI-E | 122028 | Fitting Kits | 106 | cerere oferta | N | 1 | 0 | 1 | 2 | KG | 150X620X60 | 4015081202263 |  | 336 | PDC | 1
283894 | XDSFN | 283894 | XDSF | 106 | cerere oferta | N | 1 | 0 | 1 | 0.25 | KG | 0 001X0 001X0 001 | 4015082838942 |  | 336 | PDC | 1
283895 | XDSFP | 283895 | XDSF | 106 | cerere oferta | N | 1 | 1 | 1 | 0.15 | KG | 120X50X30 | 4015082838959 |  | 336 | PDC | 1
283896 | XDSSH08 | 283896 | Mount.kit dropper bar SSL hor 800A 3C | 106 | cerere oferta | N | 1 | 0 | 1 | 3.8 | KG | 600X100X80 | 4015082838966 |  | 336 | PDC | 1
283897 | XDSSH10 | 283897 | Mount.kit dropper bar SSL hor 1000A 3C | 106 | cerere oferta | N | 1 | 0 | 1 | 2.2 | KG | 0 001X0 001X0 001 | 4015082838973 |  | 336 | PDC | 1
283898 | XDSSH12 | 283898 | Mount.kit dropper bar SSL hor 1200A 3C | 106 | cerere oferta | N | 1 | 0 | 1 | 3.8 | KG | 600X140X80 | 4015082838980 |  | 336 | PDC | 1
283899 | XDSSH16 | 283899 | Mount.kit dropper bar SSL hor 1600A 3C | 106 | cerere oferta | N | 1 | 0 | 1 | 3.8 | KG | 600X160X80 | 4015082838997 |  | 336 | PDC | 1
283902 | XDSSV08 | 283902 | Mount.kit dropper bar SSL ver 800A 3C | 106 | cerere oferta | N | 1 | 0 | 1 | 5.7 | KG | 600X100X80 | 4015082839024 |  | 336 | PDC | 1
283903 | XDSSV10 | 283903 | Mount.kit dropper bar SSL ver 1000A 3C | 106 | cerere oferta | N | 1 | 0 | 1 | 3.8 | KG | 0 001X0 001X0 001 | 4015082839031 |  | 336 | PDC | 1
283904 | XDSSV12 | 283904 | Mount.kit dropper bar SSL ver 1200A 3C | 106 | cerere oferta | N | 1 | 0 | 1 | 5.7 | KG | 600X140X80 | 4015082839048 |  | 336 | PDC | 1
283905 | XDSSV16 | 283905 | Mount.kit dropper bar SSL ver 1600A 3C | 106 | cerere oferta | N | 1 | 0 | 1 | 5.7 | KG | 600X160X80 | 4015082839055 |  | 336 | PDC | 1
167633 | XENERGY-BRANDSTRIP | 167633 | Branding Sticker xEnergy | 106 | cerere oferta | N | 10 | 0 | 1 | 0.1 | KG | 3X150X60 | 4015081641222 |  | 336 | PDC | 1
207517 | XGKE-GE | 207517 | etichete culoare galbena(foaie tip A4) | 38 | cerere oferta | N | 25 | 0 | 1 | 0.013 | KG | 297X210X0 1 | 4015082075170 |  | 704 | ICD | 1
257897 | XIOC-12DO-R | 257897 | Modul 12 iesiri digitale releu 2A | 1 | cerere oferta | N | 1 | 0 | 1 | 0.175 | KG | 100X30X95 | 4015082578978 |  | 202 | IAB | 1
257892 | XIOC-16DI | 257892 | Modul 16 intrari digitale 24VDC | 1 | cerere oferta | N | 1 | 0 | 1 | 0.135 | KG | 100X30X95 | 4015082578923 |  | 202 | IAB | 1
267412 | XIOC-16DI-AC110 | 267412 | Modul 16 intrari digitale 110VAC | 1 | cerere oferta | N | 1 | 0 | 1 | 0.132 | KG | 126X88 5X105 | 4015082674120 |  | 202 | IAB | 1
257896 | XIOC-16DO | 257896 | Modul 16 iesiri digitale tranzistor 0,3A | 1 | cerere oferta | N | 1 | 0 | 1 | 0.135 | KG | 100X30X95 | 4015082578961 |  | 202 | IAB | 1
257895 | XIOC-16DO-S | 257895 | Modul 16 iesiri digitale tranzistor 0,3A | 1 | cerere oferta | N | 1 | 0 | 1 | 0.135 | KG | 100X30X95 | 4015082578954 |  | 202 | IAB | 1
262322 | XIOC-16DX | 262322 | Modul 4 iesiri digitale si 12 terminale | 1 | cerere oferta | N | 1 | 0 | 1 | 0.145 | KG | 100X30X95 | 4015082623227 |  | 202 | IAB | 1
257906 | XIOC-1CNT-100KHZ | 257906 | Modul counter 1x100KHz | 1 | cerere oferta | N | 1 | 0 | 1 | 0.155 | KG | 100X30X95 | 4015082579067 |  | 202 | IAB | 1
262409 | XIOC-2AI-1AO-U1 | 262409 | Modul 2 intrari si o iesire analogice 0- | 1 | cerere oferta | N | 1 | 0 | 1 | 0.115 | KG | 100X30X95 | 4015082624095 |  | 202 | IAB | 1
281545 | XIOC-2AI-1AO-U1-I1 | 281545 | Modul 2 intrari si o iesire analogice 0- | 1 | cerere oferta | N | 1 | 0 | 1 | 0.125 | KG | 100X30X95 | 4015082815455 |  | 202 | IAB | 1
257902 | XIOC-2AO-U1-2AO-I2 | 257902 | Modul iesiri analogice 2x 0-10V; 2x4-20m | 1 | cerere oferta | N | 1 | 0 | 1 | 0.135 | KG | 100X30X95 | 4015082579029 |  | 202 | IAB | 1
257904 | XIOC-2AO-U2 | 257904 | Modul 2 iesiri analogice ą10V | 1 | cerere oferta | N | 1 | 0 | 1 | 0.135 | KG | 100X30X95 | 4015082579043 |  | 202 | IAB | 1
257907 | XIOC-2CNT-100KHZ | 257907 | Modul counter 2x100KHz | 1 | cerere oferta | N | 1 | 0 | 1 | 0.155 | KG | 100X30X95 | 4015082579074 |  | 202 | IAB | 1
262417 | XIOC-2CNT-2AO-INC | 262417 | Counter module 2x400kHz, 2AO | 1 | cerere oferta | N | 1 | 0 | 1 | 0.12 | KG | 100X30X95 | 4015082624170 |  | 202 | IAB | 1
267411 | XIOC-32DI | 267411 | Input module digital 32 x 24VDC | 1 | cerere oferta | N | 1 | 0 | 1 | 0.155 | KG | 100X30X95 | 4015082674113 |  | 202 | IAB | 1
267413 | XIOC-32DO | 267413 | Output module digital 32 x 24VDC | 1 | cerere oferta | N | 1 | 0 | 1 | 0.155 | KG | 100X30X95 | 4015082674137 |  | 202 | IAB | 1
262405 | XIOC-4AI-2AO-U1 | 262405 | Input/output module analog 4x0-10V, 2x0- | 1 | cerere oferta | N | 1 | 0 | 1 | 0.115 | KG | 100X30X95 | 4015082624057 |  | 202 | IAB | 1
281544 | XIOC-4AI-2AO-U1-I1 | 281544 | In 4x0-10V/0-20mA,Out 2x0-10V/0-20mA | 1 | cerere oferta | N | 1 | 0 | 1 | 0.125 | KG | 100X30X95 | 4015082815448 |  | 202 | IAB | 1
289933 | XIOC-4AI-T | 289933 | Analog input module, 4xThermo | 1 | cerere oferta | N | 1 | 0 | 1 | 0.115 | KG | 100X30X95 | 4015082899332 |  | 202 | IAB | 1
257903 | XIOC-4AO-U1 | 257903 | Output module analog 4x0-10V | 1 | cerere oferta | N | 1 | 0 | 1 | 0.135 | KG | 100X30X95 | 4015082579036 |  | 202 | IAB | 1
257901 | XIOC-4T-PT | 257901 | Input module analog 4xPT100/1000 | 1 | cerere oferta | N | 1 | 0 | 1 | 0.135 | KG | 100X30X95 | 4015082579012 |  | 202 | IAB | 1
262549 | XIOC-8AI-I2 | 262549 | Input module analog 8x4-20mA | 1 | cerere oferta | N | 1 | 0 | 1 | 0.135 | KG | 100X30X95 | 4015082625498 |  | 202 | IAB | 1
257899 | XIOC-8AI-U1 | 257899 | Input module analog 8x0-10V | 1 | cerere oferta | N | 1 | 0 | 1 | 0.135 | KG | 100X30X95 | 4015082578992 |  | 202 | IAB | 1
257900 | XIOC-8AI-U2 | 257900 | Input module analog 8x+/-10 | 1 | cerere oferta | N | 1 | 0 | 1 | 0.135 | KG | 100X30X95 | 4015082579005 |  | 202 | IAB | 1
257891 | XIOC-8DI | 257891 | Input module digital 8x24VDC | 1 | cerere oferta | N | 1 | 0 | 1 | 0.135 | KG | 100X30X95 | 4015082578916 |  | 202 | IAB | 1
257894 | XIOC-8DO | 257894 | Output module digital 8x24VDC | 1 | cerere oferta | N | 1 | 0 | 1 | 0.135 | KG | 100X30X95 | 4015082578947 |  | 202 | IAB | 1
260794 | XIOC-BP-2 | 260794 | Expanded bus connection, 2I/O | 1 | cerere oferta | N | 1 | 0 | 1 | 0.095 | KG | 107X66 5X28 | 4015082607944 |  | 202 | IAB | 1
260795 | XIOC-BP-3 | 260795 | Expanded bus connection, 3I/O | 1 | cerere oferta | N | 1 | 0 | 1 | 0.125 | KG | 107X96 5X28 | 4015082607951 |  | 202 | IAB | 1
274291 | XIOC-BP-EXT | 274291 | PANOU MONTAJ | 1 | cerere oferta | N | 1 | 0 | 1 | 0.125 | KG | 107X96 5X28 | 4015082742911 |  | 202 | IAB | 1
260792 | XIOC-BP-XC | 260792 | Basic bus connection, CPU | 1 | cerere oferta | N | 1 | 0 | 1 | 0.095 | KG | 107X66 5X28 | 4015082607920 |  | 202 | IAB | 1
260793 | XIOC-BP-XC1 | 260793 | Basc bus connection, CPU+I/O | 1 | cerere oferta | N | 1 | 0 | 1 | 0.125 | KG | 107X96 5X28 | 4015082607937 |  | 202 | IAB | 1
257908 | XIOC-NET-DP-M | 257908 | PROFIBUS-DP module,master | 1 | cerere oferta | N | 1 | 0 | 1 | 0.145 | KG | 100X30X95 | 4015082579081 |  | 202 | IAB | 1
286419 | XIOC-NET-DP-S | 286419 | PROFIBUS-DP module,master | 1 | cerere oferta | N | 1 | 0 | 1 | 0.145 | KG | 100X30X95 | 4015082864194 |  | 202 | IAB | 1
289982 | XIOC-NET-SK-M | 289982 | Suconet-K module,master | 1 | cerere oferta | N | 1 | 0 | 1 | 0.145 | KG | 100X30X95 | 4015082899820 |  | 202 | IAB | 1
288894 | XIOC-NOP | 288894 | BLANK XIOC | 1 | cerere oferta | N | 1 | 0 | 1 | 0.085 | KG | 100X30X95 | 4015082888947 |  | 202 | IAB | 1
267191 | XIOC-SER | 267191 | Serial interface RS232,422,485 | 1 | cerere oferta | N | 1 | 0 | 1 | 0.145 | KG | 100X30X95 | 4015082671914 |  | 202 | IAB | 1
135265 | XIOC-TC1 | 135265 | Telecontrol communication module | 1 | cerere oferta | N | 1 | 0 | 1 | 0.145 | KG | 100X30X95 | 4015081320585 |  | 202 | IAB | 1
258102 | XIOC-TERM-18S | 258102 | Plug-in screw terminals | 1 | cerere oferta | N | 10 | 0 | 1 | 0.045 | KG | 25X18X80 | 4015082581022 |  | 202 | IAB | 1
258104 | XIOC-TERM-18T | 258104 | Plug-in tension spring terminals | 1 | cerere oferta | N | 10 | 0 | 1 | 0.025 | KG | 25X18X80 | 4015082581046 |  | 202 | IAB | 1
262248 | XIOC-TERM30-CNT4 | 262248 | Plug-in/counter module,30 p | 1 | cerere oferta | N | 1 | 0 | 1 | 0.5 | KG | 200X200X25 | 4015082622480 |  | 202 | IAB | 1
267414 | XIOC-TERM32 | 267414 | Connector in/output module 32-pole | 1 | cerere oferta | N | 1 | 0 | 1 | 0.46 | KG | 200X200X25 | 4015082674144 |  | 202 | IAB | 1
290450 | XIO-EXT121-1 | 290450 | XC-CPU121 I/O module | 1 | cerere oferta | N | 1 | 0 | 1 | 0.195 | KG | 100X60X100 | 4015082904500 |  | 202 | IAB | 1
283921 | XMBD | 283921 | Ebs extra deep bracket | 106 | cerere oferta | N | 1 | 0 | 1 | 0.61 | KG | 0 001X0 001X0 001 | 4015082839215 |  | 336 | PDC | 1
102945 | XMC0604 | 102945 | Doors | 106 | cerere oferta | N | 1 | 0 | 1 | 5.4 | KG | 640X415X30 | 4015081027897 |  | 336 | PDC | 1
125983 | XMC0604-BS | 125983 | Outgoers Blind | 106 | cerere oferta | N | 1 | 0 | 1 | 1.8 | KG | 50X425X160 | 4015081235810 |  | 336 | PDC | 1
102946 | XMC0606 | 102946 | Doors | 106 | cerere oferta | N | 1 | 0 | 1 | 7.6 | KG | 640X590X30 | 4015081029105 |  | 336 | PDC | 1
107987 | XMC060602 | 107987 | Assembly Unit Nzm | 106 | cerere oferta | N | 1 | 0 | 1 | 5 | KG | 670X330X50 | 4015081076291 |  | 336 | PDC | 1
125985 | XMC0606-BS | 125985 | Outgoers Blind | 106 | cerere oferta | N | 1 | 0 | 1 | 2.4 | KG | 50X600X160 | 4015081235834 |  | 336 | PDC | 1
102947 | XMC0608 | 102947 | XMC0608 | 106 | cerere oferta | N | 1 | 0 | 1 | 11 | KG | 650X810X50 | 4015081029112 |  | 336 | PDC | 1
107988 | XMC060802 | 107988 | Assembly Unit Nzm | 106 | cerere oferta | N | 1 | 0 | 1 | 6 | KG | 670X430X50 | 4015081076307 |  | 336 | PDC | 1
102948 | XMC0610 | 102948 | Doors | 106 | cerere oferta | N | 1 | 0 | 1 | 13.5 | KG | 650X1010X50 | 4015081029129 |  | 336 | PDC | 1
132993 | XMC0611 | 132993 | Doors | 106 | cerere oferta | N | 1 | 0 | 1 | 14.1 | KG | 650X1110X50 | 4015081299041 |  | 336 | PDC | 1
113990 | XMC0612 | 113990 | Doors | 106 | cerere oferta | N | 1 | 0 | 1 | 14 | KG | 650X1210X50 | 4015081134397 |  | 336 | PDC | 1
132994 | XMC06135 | 132994 | Doors | 106 | cerere oferta | N | 1 | 0 | 1 | 17.5 | KG | 650X1360X50 | 4015081299058 |  | 336 | PDC | 1
125984 | XMC1004-BS | 125984 | Outgoers Blind | 106 | cerere oferta | N | 1 | 0 | 1 | 2.6 | KG | 50X425X260 | 4015081235827 |  | 336 | PDC | 1
125986 | XMC1006-BS | 125986 | Outgoers Blind | 106 | cerere oferta | N | 1 | 0 | 1 | 3.6 | KG | 50X600X260 | 4015081235841 |  | 336 | PDC | 1
283922 | XME0204C | 283922 | Mnt.kit fr.plate empty ver H'50 W'425 | 106 | cerere oferta | N | 1 | 0 | 32 | 0.2 | KG | 350X60X25 | 4015082839222 |  | 336 | PDC | 1
283923 | XME0204M | 283923 | Mnt.kit mount.pl.empty ver H'50 W'425 | 106 | cerere oferta | N | 1 | 0 | 32 | 0.3 | KG | 350X60X25 | 4015082839239 |  | 336 | PDC | 1
283924 | XME0206C | 283924 | Mnt.kit fr.plate empty ver H'50 W'600 | 106 | cerere oferta | N | 1 | 0 | 32 | 0.22 | KG | 520X60X25 | 4015082839246 |  | 336 | PDC | 1
283925 | XME0206M | 283925 | Mnt.kit mount.pl.empty ver H'50 W'600 | 106 | cerere oferta | N | 1 | 0 | 32 | 0.5 | KG | 520X60X25 | 4015082839253 |  | 336 | PDC | 1
283926 | XME0404C | 283926 | Mnt.kit fr.plate empty ver H'100 W'425 | 106 | cerere oferta | N | 1 | 0 | 16 | 0.4 | KG | 324X100X20 | 4015082839260 |  | 336 | PDC | 1
283927 | XME0404CI | 283927 | Mnt.kit fr.plate 9RMQ H'100 W'425 | 106 | cerere oferta | N | 1 | 0 | 16 | 0.33 | KG | 350X110X25 | 4015082839277 |  | 336 | PDC | 1
283928 | XME0404CV | 283928 | Mnt.kit fr.plate empty ver H'100 W'425 | 106 | cerere oferta | N | 1 | 0 | 16 | 0.35 | KG | 330X100X20 | 4015082839284 |  | 336 | PDC | 1
283929 | XME0404M | 283929 | XME | 106 | cerere oferta | N | 1 | 0 | 16 | 0.6 | KG | 350X150X30 | 4015082839291 |  | 336 | PDC | 1
283930 | XME0406C | 283930 | Mnt.kit fr.plate empty ver H=100 W=600 | 106 | cerere oferta | N | 1 | 0 | 16 | 0.6 | KG | 500X100X10 | 4015082839307 |  | 336 | PDC | 1
283931 | XME0406CI | 283931 | Mnt.kit fr.plate 12RMQ H'100 W'600 | 106 | cerere oferta | N | 1 | 0 | 16 | 0.5 | KG | 520X110X25 | 4015082839314 |  | 336 | PDC | 1
283932 | XME0406CV | 283932 | Mnt.kit fr.plate empty ver H'100 W'600 | 106 | cerere oferta | N | 1 | 0 | 16 | 0.5 | KG | 520X110X25 | 4015082839321 |  | 336 | PDC | 1
283933 | XME0406M | 283933 | Mnt.kit mount.pl.empty ver H'100 W'600 | 106 | cerere oferta | N | 1 | 0 | 16 | 0.91 | KG | 0 001X0 001X0 001 | 4015082839338 |  | 336 | PDC | 1
290353 | XME0408C | 290353 | XME0408C | 106 | cerere oferta | N | 1 | 0 | 16 | 0.8 | KG | 700X100X10 | 4015082903534 |  | 336 | PDC | 1
285689 | XME0408M | 285689 | Mnt.kit mount.pl.empty ver H=100 W=800 | 106 | cerere oferta | N | 1 | 0 | 16 | 1.5 | KG | 700X110X30 | 4015082856892 |  | 336 | PDC | 1
106713 | XME0410C | 106713 | Front Covers/Mounting Plates | 106 | cerere oferta | N | 1 | 0 | 16 | 0.9 | KG | 920X110X25 | 4015081064830 |  | 336 | PDC | 1
285695 | XME0410M | 285695 | Mnt.kit mount.pl.empty ver H=100 W=1000 | 106 | cerere oferta | N | 1 | 0 | 16 | 1.6 | KG | 0 001X0 001X0 001 | 4015082856953 |  | 336 | PDC | 1
289955 | XME0601CS | 289955 | Outgoers Sasil | 106 | cerere oferta | N | 1 | 0 | 32 | 0.58 | KG | 590X50X25 | 4015082899554 |  | 336 | PDC | 1
289904 | XME0602CL | 289904 | Empty section cover SL H=600 W=50 | 106 | cerere oferta | N | 1 | 0 | 32 | 0.26 | KG | 0 001X0 001X0 001 | 4015082899042 |  | 336 | PDC | 1
292500 | XME0602CS | 292500 | Empty section cover SASIL H=600 W=50 | 106 | cerere oferta | N | 1 | 0 | 32 | 0.8 | KG | 590X50X30 | 4015082925000 |  | 336 | PDC | 1
292501 | XME0603CS | 292501 | Empty section cover SASIL H=600 W=75 | 106 | cerere oferta | N | 1 | 0 | 32 | 1 | KG | 590X75X25 | 4015082925017 |  | 336 | PDC | 1
283934 | XME0604C | 283934 | Mnt.kit fr.plate empty ver H'150 W'425 | 106 | cerere oferta | N | 1 | 0 | 8 | 0.5 | KG | 350X160X25 | 4015082839345 |  | 336 | PDC | 1
289905 | XME0604CL | 289905 | Empty section cover SL H=600 W=100 | 106 | cerere oferta | N | 1 | 0 | 16 | 0.4 | KG | 0 001X0 001X0 001 | 4015082899059 |  | 336 | PDC | 1
283935 | XME0604CM | 283935 | Mnt.kit fr.pl.meas.2x72 2U H'150 W'425 | 106 | cerere oferta | N | 1 | 0 | 8 | 1 | KG | 350X160X25 | 4015082839352 |  | 336 | PDC | 1
284727 | XME0604M | 284727 | Mnt.kit mount.pl.empty ver H'100 W'425 | 106 | cerere oferta | N | 1 | 0 | 8 | 0.8 | KG | 350X160X30 | 4015082847272 |  | 336 | PDC | 1
283936 | XME0606C | 283936 | Mnt.kit fr.plate empty ver H=150 W=600 | 106 | cerere oferta | N | 1 | 0 | 8 | 0.8 | KG | 500X150X10 | 4015082839369 |  | 336 | PDC | 1
283937 | XME0606CM2 | 283937 | Mnt.kit fr.pl.meas.2x72 2U H'150 W'600 | 106 | cerere oferta | N | 1 | 0 | 8 | 0.7 | KG | 520X160X25 | 4015082839376 |  | 336 | PDC | 1
283938 | XME0606CM4 | 283938 | Mnt.kit fr.pl.meas.4x72 1U H'200 W'600 | 106 | cerere oferta | N | 1 | 0 | 8 | 0.7 | KG | 520X160X25 | 4015082839383 |  | 336 | PDC | 1
292502 | XME0606CS | 292502 | Outgoers Sasil | 106 | cerere oferta | N | 1 | 0 | 8 | 1.6 | KG | 590X150X25 | 4015082925024 |  | 336 | PDC | 1
284728 | XME0606M | 284728 | CONTRAPANOU | 106 | cerere oferta | N | 1 | 0 | 8 | 1.1 | KG | 500X150X20 | 4015082847289 |  | 336 | PDC | 1
106712 | XME0608C | 106712 | Kit front pl. empty vert. H=150 W=800 | 106 | cerere oferta | N | 1 | 0 | 8 | 0.95 | KG | 720X160X25 | 4015081064823 |  | 336 | PDC | 1
285690 | XME0608M | 285690 | Mnt.kit mount.pl.empty ver H=150 W=800 | 106 | cerere oferta | N | 1 | 0 | 8 | 2 | KG | 700X160X30 | 4015082856908 |  | 336 | PDC | 1
106714 | XME0610C | 106714 | Front Covers/Mounting Plates | 106 | cerere oferta | N | 1 | 0 | 8 | 1.3 | KG | 920X160X25 | 4015081064847 |  | 336 | PDC | 1
285696 | XME0610M | 285696 | Mnt.kit mount.pl.empty ver H=150 W=1000 | 106 | cerere oferta | N | 1 | 0 | 8 | 2.6 | KG | 0 001X0 001X0 001 | 4015082856960 |  | 336 | PDC | 1
283939 | XME0804C | 283939 | XME | 106 | cerere oferta | N | 1 | 0 | 8 | 0.74 | KG | 325X200X20 | 4015082839390 |  | 336 | PDC | 1
283940 | XME0804CM | 283940 | Mnt.kit fr.pl.meas.4x72 1U H'200 W'425 | 106 | cerere oferta | N | 1 | 0 | 8 | 1 | KG | 350X210X25 | 4015082839406 |  | 336 | PDC | 1
283941 | XME0804M | 283941 | XME | 106 | cerere oferta | N | 1 | 0 | 8 | 1.2 | KG | 0 001X0 001X0 001 | 4015082839413 |  | 336 | PDC | 1
283942 | XME0806C | 283942 | XME | 106 | cerere oferta | N | 1 | 0 | 8 | 1 | KG | 500X200X10 | 4015082839420 |  | 336 | PDC | 1
283943 | XME0806CM2 | 283943 | Mnt.kit fr.pl.meas.2x96 2U H'200 W'600 | 106 | cerere oferta | N | 1 | 0 | 8 | 1 | KG | 510X210X30 | 4015082839437 |  | 336 | PDC | 1
283944 | XME0806CM4 | 283944 | Mnt.kit fr.pl.meas.4x96 1U H'200 W'600 | 106 | cerere oferta | N | 1 | 0 | 8 | 0.92 | KG | 520X210X25 | 4015082839444 |  | 336 | PDC | 1
283945 | XME0806M | 283945 | Mnt.kit mount.pl.empty ver H'200 W'600 | 106 | cerere oferta | N | 1 | 0 | 8 | 1.4 | KG | 500X200X20 | 4015082839451 |  | 336 | PDC | 1
290352 | XME0808C | 290352 | XME0808C | 106 | cerere oferta | N | 1 | 0 | 8 | 1.4 | KG | 700X200X15 | 4015082903527 |  | 336 | PDC | 1
285691 | XME0808M | 285691 | Mnt.kit mount.pl.empty ver H=200 W=800 | 106 | cerere oferta | N | 1 | 0 | 8 | 2.8 | KG | 0 001X0 001X0 001 | 4015082856915 |  | 336 | PDC | 1
106715 | XME0810C | 106715 | Front Covers/Mounting Plates | 106 | cerere oferta | N | 1 | 0 | 8 | 1.77 | KG | 900X200X100 | 4015081064854 |  | 336 | PDC | 1
285697 | XME0810M | 285697 | Mnt.kit mount.pl.empty ver H=200 W=1000 | 106 | cerere oferta | N | 1 | 0 | 8 | 2.9 | KG | 900X210X30 | 4015082856977 |  | 336 | PDC | 1
144588 | XME1006C | 144588 | Kit front pl. Empty vert. H=250 W=600 | 106 | cerere oferta | N | 1 | 0 | 1 | 1.08 | KG | 500X249X10 | 4015081410965 |  | 336 | PDC | 1
144586 | XME1006M | 144586 | Mnt.kit mount.pl.empty ver H=250 W=600 | 106 | cerere oferta | N | 1 | 0 | 1 | 1.97 | KG | 489X247X8 | 4015081410941 |  | 336 | PDC | 1
283946 | XME1204C | 283946 | Mnt.kit fr.plate empty ver H'300 W'425 | 106 | cerere oferta | N | 1 | 0 | 8 | 1.03 | KG | 300X325X20 | 4015082839468 |  | 336 | PDC | 1
285684 | XME1204M | 285684 | Mnt.kit mount.pl.empty ver H=300 W=425 | 106 | cerere oferta | N | 1 | 0 | 8 | 1.5 | KG | 325X310X30 | 4015082856847 |  | 336 | PDC | 1
283947 | XME1206C | 283947 | Mnt.kit fr.plate empty ver H'300 W'600 | 106 | cerere oferta | N | 1 | 0 | 8 | 1.4 | KG | 505X320X10 | 4015082839475 |  | 336 | PDC | 1
285686 | XME1206M | 285686 | CONTRAPANOU | 106 | cerere oferta | N | 1 | 0 | 8 | 3.5 | KG | 325X610X30 | 4015082856861 |  | 336 | PDC | 1
126011 | XME1208C | 126011 | Outgoers Blind | 106 | cerere oferta | N | 1 | 0 | 1 | 1.75 | KG | 620X310X25 | 4015081236008 |  | 336 | PDC | 1
285692 | XME1208M | 285692 | CONTRAPANOU | 106 | cerere oferta | N | 1 | 0 | 8 | 3.5 | KG | 700X310X30 | 4015082856922 |  | 336 | PDC | 1
126013 | XME1210C | 126013 | Outgoers Blind | 106 | cerere oferta | N | 1 | 0 | 1 | 2.05 | KG | 820X310X25 | 4015081236015 |  | 336 | PDC | 1
285698 | XME1210M | 285698 | CONTRAPANOU | 106 | cerere oferta | N | 1 | 0 | 8 | 4.1 | KG | 900X310X30 | 4015082856984 |  | 336 | PDC | 1
283948 | XME1604C | 283948 | Mnt.kit fr.plate empty ver H'400 W'425 | 106 | cerere oferta | N | 1 | 0 | 8 | 1.4 | KG | 400X325X10 | 4015082839482 |  | 336 | PDC | 1
283949 | XME1604M | 283949 | XME | 106 | cerere oferta | N | 1 | 0 | 8 | 2.2 | KG | 0 001X0 001X0 001 | 4015082839499 |  | 336 | PDC | 1
283950 | XME1606C | 283950 | Mnt.kit fr.plate empty ver H'400 W'600 | 106 | cerere oferta | N | 1 | 0 | 8 | 1.8 | KG | 500X400X10 | 4015082839505 |  | 336 | PDC | 1
283951 | XME1606M | 283951 | Mnt.kit mount.pl.empty ver H'400 W'600 | 106 | cerere oferta | N | 1 | 0 | 8 | 3.6 | KG | 520X420X30 | 4015082839512 |  | 336 | PDC | 1
290350 | XME1608C | 290350 | XME1608C | 106 | cerere oferta | N | 1 | 0 | 8 | 2.3 | KG | 520X620X25 | 4015082903503 |  | 336 | PDC | 1
285693 | XME1608M | 285693 | CONTRAPANOU | 106 | cerere oferta | N | 1 | 0 | 8 | 4.5 | KG | 700X410X30 | 4015082856939 |  | 336 | PDC | 1
106716 | XME1610C | 106716 | Front Covers/Mounting Plates | 106 | cerere oferta | N | 1 | 0 | 8 | 3.6 | KG | 920X310X25 | 4015081064861 |  | 336 | PDC | 1
285699 | XME1610M | 285699 | CONTRAPANOU | 106 | cerere oferta | N | 1 | 0 | 8 | 6.2 | KG | 0 001X0 001X0 001 | 4015082856991 |  | 336 | PDC | 1
294923 | XME2404C | 294923 | Outgoers Blind | 106 | cerere oferta | N | 1 | 0 | 8 | 1.8 | KG | 600X325X10 | 4015082949235 |  | 336 | PDC | 1
285685 | XME2404M | 285685 | Mnt.kit mount.pl.empty ver H=600 W=425 | 106 | cerere oferta | N | 1 | 0 | 8 | 2.5 | KG | 520X310X30 | 4015082856854 |  | 336 | PDC | 1
294924 | XME2406C | 294924 | Kit front pl. empty vert. H=600 W=600 | 106 | cerere oferta | N | 1 | 0 | 8 | 3 | KG | 620X620X25 | 4015082949242 |  | 336 | PDC | 1
285687 | XME2406M | 285687 | Mnt.kit mount.pl.empty ver H=600 W=600 | 106 | cerere oferta | N | 1 | 0 | 8 | 5 | KG | 520X610X30 | 4015082856878 |  | 336 | PDC | 1
294925 | XME2408C | 294925 | Front Covers/Mounting Plates | 106 | cerere oferta | N | 1 | 0 | 8 | 4.2 | KG | 720X620X25 | 4015082949259 |  | 336 | PDC | 1
285694 | XME2408M | 285694 | Mnt.kit mount.pl.empty ver H=600 W=800 | 106 | cerere oferta | N | 1 | 0 | 8 | 7 | KG | 0 001X0 001X0 001 | 4015082856946 |  | 336 | PDC | 1
106717 | XME2410C | 106717 | Front Covers/Mounting Plates | 106 | cerere oferta | N | 1 | 0 | 8 | 5.5 | KG | 920X620X25 | 4015081064878 |  | 336 | PDC | 1
285700 | XME2410M | 285700 | Mnt.kit mount.pl.empty ver H=600 W=1000 | 106 | cerere oferta | N | 1 | 0 | 8 | 8.8 | KG | 0 001X0 001X0 001 | 4015082857004 |  | 336 | PDC | 1
126015 | XME2412C | 126015 | Outgoers Blind | 106 | cerere oferta | N | 1 | 0 | 1 | 4.5 | KG | 1020X610X25 | 4015081236022 |  | 336 | PDC | 1
102810 | XME2412M | 102810 | Front Covers/Mounting Plates | 106 | cerere oferta | N | 1 | 0 | 8 | 1 | KG | 1100X610X30 | 4015081026609 |  | 336 | PDC | 1
294926 | XME3206C | 294926 | Kit front pl. empty vert. H=800 W=600 | 106 | cerere oferta | N | 1 | 0 | 8 | 4.2 | KG | 520X820X25 | 4015082949266 |  | 336 | PDC | 1
126010 | XME3206M | 126010 | Outgoers Blind | 106 | cerere oferta | N | 1 | 0 | 1 | 6.3 | KG | 850X620X25 | 4015081235995 |  | 336 | PDC | 1
171660 | XME3806M | 171660 | XME3806M | 106 | cerere oferta | N | 1 | 0 | 1 | 7.486 | KG | 0 001X0 001X0 001 | 4015081680115 |  | 336 | PDC | 1
171726 | XME4006M | 171726 | XME4006M | 106 | cerere oferta | N | 1 | 0 | 1 | 8.35 | KG | 0 001X0 001X0 001 | 4015081680450 |  | 336 | PDC | 1
171727 | XME4806M | 171727 | XME4806M | 106 | cerere oferta | N | 1 | 0 | 1 | 10.025 | KG | 0 001X0 001X0 001 | 4015081680467 |  | 336 | PDC | 1
283952 | XMG031206MV | 283952 | Mnt.kit mount.pl.GS00 ver 3p H'300 W'600 | 106 | cerere oferta | N | 1 | 0 | 8 | 2.6 | KG | 0 001X0 001X0 001 | 4015082839529 |  | 336 | PDC | 1
283953 | XMG131606MV | 283953 | Mnt.kit mount.pl.GS 1 ver 3p H'400 W'600 | 106 | cerere oferta | N | 1 | 0 | 8 | 3.3 | KG | 520X420X30 | 4015082839536 |  | 336 | PDC | 1
283954 | XMG231606MV | 283954 | Mnt.kit mount.pl.GS 2 ver 3p H'400 W'600 | 106 | cerere oferta | N | 1 | 0 | 8 | 3.3 | KG | 520X420X30 | 4015082839543 |  | 336 | PDC | 1
114834 | XMG332406M | 114834 | Outgoers Nzm, Pkz | 106 | cerere oferta | N | 1 | 0 | 8 | 5 | KG | 520X610X30 | 4015081142347 |  | 336 | PDC | 1
132975 | XMI20/3+4/06/06/__W/E__ | 132975 | MNT. KIT IZM20 3,4P W EVEN W'600 D'600 | 106 | cerere oferta | N | 1 | 0 | 1 | 19 | KG | 650X600X60 | 4015081298860 |  | 336 | PDC | 1
134446 | XMI20/3+4/06/06/__W/E__/D | 134446 | Assembly Unit Izm | 106 | cerere oferta | N | 1 | 0 | 1 | 19 | KG | 650X600X60 | 4015081313167 |  | 336 | PDC | 1
132976 | XMI20/3+4/06/06/F__/E+O | 132976 | Mnt. Kit IZM20 3,4P F W=600 D=600 | 106 | cerere oferta | N | 1 | 0 | 1 | 18 | KG | 650X600X130 | 4015081298877 |  | 336 | PDC | 1
134447 | XMI20/3+4/06/06/F__/E+O/D | 134447 | Assembly Unit Izm | 106 | cerere oferta | N | 1 | 0 | 1 | 18 | KG | 650X600X130 | 4015081313174 |  | 336 | PDC | 1
132974 | XMI20/3+4/06/06/F+W/__O | 132974 | Mnt. Kit IZM20 3,4P F/W OPPO W=600 D=600 | 106 | cerere oferta | N | 1 | 0 | 1 | 19 | KG | 650X600X60 | 4015081298853 |  | 336 | PDC | 1
134445 | XMI20/3+4/06/06/F+W/__O/D | 134445 | Assembly Unit Izm | 106 | cerere oferta | N | 1 | 0 | 1 | 19 | KG | 650X600X60 | 4015081313150 |  | 336 | PDC | 1
132977 | XMI20/3+4/06/08/F+W/E+O | 132977 | Mnt. Kit IZM20 3,4P F/W W=600 D=800 | 106 | cerere oferta | N | 1 | 0 | 1 | 19 | KG | 650X600X60 | 4015081298884 |  | 336 | PDC | 1
134448 | XMI20/3+4/06/08/F+W/E+O/D | 134448 | Assembly Unit Izm | 106 | cerere oferta | N | 1 | 0 | 1 | 19 | KG | 650X600X60 | 4015081313181 |  | 336 | PDC | 1
151684 | XMI26-XDT | 151684 | Frame for protective cover IZM26 | 106 | cerere oferta | N | 1 | 0 | 1 | 1.1 | KG | 20X435X370 | 4015081484720 |  | 336 | PDC | 1
132980 | XMI32/3__/06/06/__W/__O | 132980 | Mnt. Kit IZM32 3P W OPPO W=600 D=600 | 106 | cerere oferta | N | 1 | 0 | 1 | 19.5 | KG | 650X600X60 | 4015081298914 |  | 336 | PDC | 1
134451 | XMI32/3__/06/06/__W/__O/D | 134451 | Assembly Unit Izm | 106 | cerere oferta | N | 1 | 0 | 1 | 19.5 | KG | 650X600X60 | 4015081313211 |  | 336 | PDC | 1
132981 | XMI32/3__/06/06/__W/E__ | 132981 | Mnt. Kit IZM32 3P W EVEN W=600 D=600 | 106 | cerere oferta | N | 1 | 0 | 1 | 20 | KG | 650X600X100 | 4015081298921 |  | 336 | PDC | 1
134452 | XMI32/3__/06/06/__W/E__/D | 134452 | Assembly Unit Izm | 106 | cerere oferta | N | 1 | 0 | 1 | 20 | KG | 650X600X100 | 4015081313228 |  | 336 | PDC | 1
132978 | XMI32/3__/06/06/F__/E+O | 132978 | Mnt. Kit IZM32 3P F W=600 D=600 | 106 | cerere oferta | N | 1 | 0 | 1 | 20 | KG | 650X600X130 | 4015081298891 |  | 336 | PDC | 1
134449 | XMI32/3__/06/06/F__/E+O/D | 134449 | Assembly Unit Izm | 106 | cerere oferta | N | 1 | 0 | 1 | 20 | KG | 650X600X130 | 4015081313198 |  | 336 | PDC | 1
132982 | XMI32/3__/06/08/F+W/E+O | 132982 | Mnt. Kit IZM32 3P F/W W=600 D=800 | 106 | cerere oferta | N | 1 | 0 | 1 | 19 | KG | 650X600X60 | 4015081298938 |  | 336 | PDC | 1
134453 | XMI32/3__/06/08/F+W/E+O/D | 134453 | Assembly Unit Izm | 106 | cerere oferta | N | 1 | 0 | 1 | 19 | KG | 650X600X60 | 4015081313235 |  | 336 | PDC | 1
132985 | XMI32/3+4/08/06/__W/__O | 132985 | Mnt. Kit IZM32 3,4P W OPPO W=800 D=600 | 106 | cerere oferta | N | 1 | 0 | 1 | 19.5 | KG | 650X600X60 | 4015081298969 |  | 336 | PDC | 1
134456 | XMI32/3+4/08/06/__W/__O/D | 134456 | Assembly Unit Izm | 106 | cerere oferta | N | 1 | 0 | 1 | 19.5 | KG | 650X600X60 | 4015081313266 |  | 336 | PDC | 1
132986 | XMI32/3+4/08/06/__W/E__ | 132986 | MNT KIT IZM32 3,4P W EVEN W'800 D'600 | 106 | cerere oferta | N | 1 | 0 | 1 | 20 | KG | 650X600X100 | 4015081298976 |  | 336 | PDC | 1
134457 | XMI32/3+4/08/06/__W/E__/D | 134457 | Assembly Unit Izm | 106 | cerere oferta | N | 1 | 0 | 1 | 20 | KG | 650X600X100 | 4015081313273 |  | 336 | PDC | 1
132983 | XMI32/3+4/08/06/F__/E+O | 132983 | Mnt. Kit IZM32 3,4P F W=800 D=600 | 106 | cerere oferta | N | 1 | 0 | 1 | 20 | KG | 650X600X130 | 4015081298945 |  | 336 | PDC | 1
134454 | XMI32/3+4/08/06/F__/E+O/D | 134454 | Assembly Unit Izm | 106 | cerere oferta | N | 1 | 0 | 1 | 20 | KG | 650X600X130 | 4015081313242 |  | 336 | PDC | 1
132987 | XMI32/3+4/08/08/F+W/E+O | 132987 | Mnt. Kit IZM32 3,4P F/W W=800 D=800 | 106 | cerere oferta | N | 1 | 0 | 1 | 19 | KG | 650X600X60 | 4015081298983 |  | 336 | PDC | 1
134458 | XMI32/3+4/08/08/F+W/E+O/D | 134458 | Assembly Unit Izm | 106 | cerere oferta | N | 1 | 0 | 1 | 19 | KG | 650X600X60 | 4015081313280 |  | 336 | PDC | 1
132988 | XMI40/3+4/10/08/__W/__O | 132988 | Assembly Unit Izm | 106 | cerere oferta | N | 1 | 0 | 1 | 30 | KG | 650X1000X60 | 4015081298990 |  | 336 | PDC | 1
134459 | XMI40/3+4/10/08/__W/__O/D | 134459 | Assembly Unit Izm | 106 | cerere oferta | N | 1 | 0 | 1 | 30 | KG | 650X1000X60 | 4015081313297 |  | 336 | PDC | 1
135254 | XMI40/3+4/10/08/__W/E__ | 135254 | Assembly Unit Izm | 106 | cerere oferta | N | 1 | 0 | 1 | 30 | KG | 650X1000X60 | 4015081317783 |  | 336 | PDC | 1
135252 | XMI40/3+4/10/08/__W/E__/D | 135252 | Assembly Unit Izm | 106 | cerere oferta | N | 1 | 0 | 1 | 30 | KG | 650X1000X60 | 4015081317776 |  | 336 | PDC | 1
132989 | XMI63/3__/11/08/F+W/E+O | 132989 | Mnt. Kit IZM63 3P F/W W=1100 D=800 | 106 | cerere oferta | N | 1 | 0 | 1 | 31.5 | KG | 650X1100X60 | 4015081299003 |  | 336 | PDC | 1
132972 | XMIX16/3__/04/06/__W/E+O | 132972 | Assembly Unit Izm | 106 | cerere oferta | N | 1 | 0 | 1 | 11 | KG | 650X425X60 | 4015081298839 |  | 336 | PDC | 1
134443 | XMIX16/3__/04/06/__W/E+O/D | 134443 | Assembly Unit Izm | 106 | cerere oferta | N | 1 | 0 | 1 | 11 | KG | 650X425X60 | 4015081313136 |  | 336 | PDC | 1
132970 | XMIX16/3__/04/06/F__/E+O | 132970 | MNT KIT IZMX16 3P F W'425 D'600 | 106 | cerere oferta | N | 1 | 0 | 1 | 10 | KG | 650X425X60 | 4015081298815 |  | 336 | PDC | 1
134441 | XMIX16/3__/04/06/F__/E+O/D | 134441 | Assembly Unit Izm | 106 | cerere oferta | N | 1 | 0 | 1 | 10 | KG | 650X425X60 | 4015081313112 |  | 336 | PDC | 1
132973 | XMIX16/3+4/06/06/__W/E+O | 132973 | Mnt. Kit IZMX16 3,4P W W=600 D=600 | 106 | cerere oferta | N | 1 | 0 | 1 | 14.5 | KG | 650X600X60 | 4015081298846 |  | 336 | PDC | 1
134444 | XMIX16/3+4/06/06/__W/E+O/D | 134444 | Assembly Unit Izm | 106 | cerere oferta | N | 1 | 0 | 1 | 14.5 | KG | 650X600X60 | 4015081313143 |  | 336 | PDC | 1
132971 | XMIX16/3+4/06/06/F__/E+O | 132971 | Mnt. Kit IZMX16 3,4P F W=600 D=600 | 106 | cerere oferta | N | 1 | 0 | 1 | 13.5 | KG | 650X600X60 | 4015081298822 |  | 336 | PDC | 1
134442 | XMIX16/3+4/06/06/F__/E+O/D | 134442 | Assembly Unit Izm | 106 | cerere oferta | N | 1 | 0 | 1 | 13.5 | KG | 650X600X60 | 4015081313129 |  | 336 | PDC | 1
168119 | XMIX16-XDT | 168119 | Frame for protective cover IZMX16 | 106 | cerere oferta | N | 1 | 0 | 1 | 1.1 | KG | 0 001X0 001X0 001 | 4015081646951 |  | 336 | PDC | 1
166751 | XMIX40F06 | 166751 | Mounting kit: IZMX40 | 106 | cerere oferta | N | 1 | 0 | 1 | 13 | KG | 0 001X0 001X0 001 | 4015081632602 |  | 336 | PDC | 1
166752 | XMIX40F08 | 166752 | Mounting kit: IZMX40 | 106 | cerere oferta | N | 1 | 0 | 1 | 1 | KG | 0 001X0 001X0 001 | 4015081632619 |  | 336 | PDC | 1
166753 | XMIX40F10 | 166753 | Mounting kit: IZMX40 | 106 | cerere oferta | N | 1 | 0 | 1 | 1 | KG | 0 001X0 001X0 001 | 4015081632626 |  | 336 | PDC | 1
166754 | XMIX40W06 | 166754 | Mounting kit: IZMX40 | 106 | cerere oferta | N | 1 | 0 | 1 | 13 | KG | 0 001X0 001X0 001 | 4015081632633 |  | 336 | PDC | 1
166757 | XMIX40W06-50 | 166757 | Mounting kit: IZMX40 | 106 | cerere oferta | N | 1 | 0 | 1 | 1 | KG | 0 001X0 001X0 001 | 4015081632664 |  | 336 | PDC | 1
166755 | XMIX40W08 | 166755 | Mounting kit: IZMX40 | 106 | cerere oferta | N | 1 | 0 | 1 | 23.659 | KG | 0 001X0 001X0 001 | 4015081632640 |  | 336 | PDC | 1
166758 | XMIX40W08-50 | 166758 | Mounting kit: IZMX40 | 106 | cerere oferta | N | 1 | 0 | 1 | 1 | KG | 0 001X0 001X0 001 | 4015081632671 |  | 336 | PDC | 1
166756 | XMIX40W10 | 166756 | Mounting kit: IZMX40 | 106 | cerere oferta | N | 1 | 0 | 1 | 1 | KG | 0 001X0 001X0 001 | 4015081632657 |  | 336 | PDC | 1
166750 | XMIX40-XDT | 166750 | Frame for protective cover IZMX40 | 106 | cerere oferta | N | 1 | 0 | 1 | 1.1 | KG | 0 001X0 001X0 001 | 4015081632596 |  | 336 | PDC | 1
283979 | XMMC0604C | 283979 | Mnt.kit fr.plate FAZ ver H'150 W'425 | 106 | cerere oferta | N | 1 | 0 | 8 | 0.18 | KG | 350X160X25 | 4015082839796 |  | 336 | PDC | 1
283980 | XMMC0604M | 283980 | Mnt.kit mount.pl.FAZ ver H'150 W'425 | 106 | cerere oferta | N | 1 | 0 | 10 | 0.8 | KG | 350X100X60 | 4015082839802 |  | 336 | PDC | 1
283981 | XMMC0606C | 283981 | XMM | 106 | cerere oferta | N | 1 | 0 | 8 | 0.6 | KG | 500X150X10 | 4015082839819 |  | 336 | PDC | 1
283982 | XMMC0606M | 283982 | XMM | 106 | cerere oferta | N | 1 | 0 | 10 | 1 | KG | 520X100X60 | 4015082839826 |  | 336 | PDC | 1
122038 | XMMC0606-PI-2 | 122038 | Outgoers Nzm, Pkz | 106 | cerere oferta | N | 1 | 0 | 1 | 5 | KG | 200X550X250 | 4015081202362 |  | 336 | PDC | 1
122047 | XMMC0606-PI-4 | 122047 | Outgoers Nzm, Pkz | 106 | cerere oferta | N | 1 | 0 | 1 | 5 | KG | 200X550X250 | 4015081202454 |  | 336 | PDC | 1
106718 | XMMC0608C | 106718 | Outgoers Din-Schiene | 106 | cerere oferta | N | 1 | 0 | 8 | 0.3 | KG | 720X160X25 | 4015081064885 |  | 336 | PDC | 1
106736 | XMMC0608M | 106736 | Outgoers Din-Schiene | 106 | cerere oferta | N | 1 | 0 | 10 | 1.2 | KG | 100X720X60 | 4015081065066 |  | 336 | PDC | 1
106719 | XMMC0610C | 106719 | Outgoers Din-Schiene | 106 | cerere oferta | N | 1 | 0 | 8 | 1.06 | KG | 900X149X10 | 4015081064892 |  | 336 | PDC | 1
106738 | XMMC0610M | 106738 | Outgoers Din-Schiene | 106 | cerere oferta | N | 1 | 0 | 10 | 0.69 | KG | 0 001X0 001X0 001 | 4015081065080 |  | 336 | PDC | 1
283983 | XMMC0804C | 283983 | Mnt.kit fr.plate FAZ ver H'200 W'425 | 106 | cerere oferta | N | 1 | 0 | 8 | 0.6 | KG | 330X200X15 | 4015082839833 |  | 336 | PDC | 1
283984 | XMMC0804M | 283984 | Mnt.kit mount.pl.FAZ ver H'200 W'425 | 106 | cerere oferta | N | 1 | 0 | 10 | 0.9 | KG | 350X100X60 | 4015082839840 |  | 336 | PDC | 1
283985 | XMMC0806C | 283985 | Mnt.kit fr.plate FAZ ver H'200 W'600 | 106 | cerere oferta | N | 1 | 0 | 8 | 0.9 | KG | 500X200X10 | 4015082839857 |  | 336 | PDC | 1
283986 | XMMC0806M | 283986 | Mnt.kit mount.pl.FAZ ver H'200 W'600 | 106 | cerere oferta | N | 1 | 0 | 10 | 0.6 | KG | 0 001X0 001X0 001 | 4015082839864 |  | 336 | PDC | 1
106730 | XMMC0808C | 106730 | Outgoers Din-Schiene | 106 | cerere oferta | N | 1 | 0 | 8 | 0.4 | KG | 720X210X25 | 4015081065004 |  | 336 | PDC | 1
106737 | XMMC0808M | 106737 | Outgoers Din-Schiene | 106 | cerere oferta | N | 1 | 0 | 10 | 1.25 | KG | 100X720X60 | 4015081065073 |  | 336 | PDC | 1
106731 | XMMC0810C | 106731 | Outgoers Din-Schiene | 106 | cerere oferta | N | 1 | 0 | 8 | 0.6 | KG | 920X210X25 | 4015081065011 |  | 336 | PDC | 1
106739 | XMMC0810M | 106739 | Outgoers Din-Schiene | 106 | cerere oferta | N | 1 | 0 | 10 | 0.75 | KG | 0 001X0 001X0 001 | 4015081065097 |  | 336 | PDC | 1
283987 | XMMC1204C | 283987 | Mnt.kit fr.plate FAZ ver H'300 W'425 | 106 | cerere oferta | N | 1 | 0 | 8 | 0.9 | KG | 350X310X25 | 4015082839871 |  | 336 | PDC | 1
283988 | XMMC1204M | 283988 | Mnt.kit mount.pl.FAZ ver H'300 W'425 | 106 | cerere oferta | N | 1 | 0 | 10 | 1.6 | KG | 350X100X60 | 4015082839888 |  | 336 | PDC | 1
283989 | XMMC1206C | 283989 | Mnt.kit fr.plate FAZ ver H'300 W'600 | 106 | cerere oferta | N | 1 | 0 | 8 | 1.3 | KG | 520X310X25 | 4015082839895 |  | 336 | PDC | 1
283990 | XMMC1206M | 283990 | Mnt.kit mount.pl.FAZ ver H'300 W'600 | 106 | cerere oferta | N | 1 | 0 | 10 | 1.119 | KG | 0 001X0 001X0 001 | 4015082839901 |  | 336 | PDC | 1
283991 | XMMC1604C | 283991 | Mnt.kit fr.plate FAZ ver H'400 W'425 | 106 | cerere oferta | N | 1 | 0 | 8 | 1.1 | KG | 520X410X25 | 4015082839918 |  | 336 | PDC | 1
283992 | XMMC1604M | 283992 | Mnt.kit mount.pl.FAZ ver H'400 W'425 | 106 | cerere oferta | N | 1 | 0 | 10 | 1.8 | KG | 350X100X60 | 4015082839925 |  | 336 | PDC | 1
283993 | XMMC1606C | 283993 | Mnt.kit fr.plate FAZ ver H'400 W'600 | 106 | cerere oferta | N | 1 | 0 | 8 | 1.7 | KG | 520X410X25 | 4015082839932 |  | 336 | PDC | 1
283994 | XMMC1606M | 283994 | Mnt.kit mount.pl.FAZ ver H'400 W'600 | 106 | cerere oferta | N | 1 | 0 | 10 | 1.26 | KG | 0 001X0 001X0 001 | 4015082839949 |  | 336 | PDC | 1
283995 | XMN130404C | 283995 | Mnt.kit fr.plate NZM1 hor 3p H'100 W'425 | 106 | cerere oferta | N | 1 | 0 | 16 | 0.35 | KG | 350X110X25 | 4015082839956 |  | 336 | PDC | 1
283996 | XMN130404M | 283996 | Mnt.kit mount.pl.NZM1 hor 3p H'100 W'425 | 106 | cerere oferta | N | 1 | 0 | 16 | 0.6 | KG | 350X110X30 | 4015082839963 |  | 336 | PDC | 1
283997 | XMN130406C | 283997 | XMN | 106 | cerere oferta | N | 1 | 0 | 16 | 0.6 | KG | 500X100X10 | 4015082839970 |  | 336 | PDC | 1
283998 | XMN130406M | 283998 | XMN | 106 | cerere oferta | N | 1 | 0 | 16 | 0.8 | KG | 500X100X20 | 4015082839987 |  | 336 | PDC | 1
122030 | XMN130406-PI-2 | 122030 | Outgoers Nzm, Pkz | 106 | cerere oferta | N | 1 | 0 | 1 | 4 | KG | 200X550X250 | 4015081202287 |  | 336 | PDC | 1
122039 | XMN130406-PI-4 | 122039 | Outgoers Nzm, Pkz | 106 | cerere oferta | N | 1 | 0 | 1 | 4 | KG | 200X550X250 | 4015081202379 |  | 336 | PDC | 1
121799 | XMN130604C | 121799 | Outgoers Nzm, Pkz | 106 | cerere oferta | N | 1 | 0 | 1 | 0.6 | KG | 350X160X25 | 4015081201013 |  | 336 | PDC | 1
121798 | XMN130604MP | 121798 | Outgoers Nzm, Pkz | 106 | cerere oferta | N | 1 | 0 | 1 | 1.2 | KG | 350X160X30 | 4015081201006 |  | 336 | PDC | 1
121797 | XMN130606C | 121797 | Outgoers Nzm, Pkz | 106 | cerere oferta | N | 1 | 0 | 1 | 0.75 | KG | 520X160X25 | 4015081196098 |  | 336 | PDC | 1
121796 | XMN130606MP | 121796 | Outgoers Nzm, Pkz | 106 | cerere oferta | N | 1 | 0 | 1 | 1.5 | KG | 520X160X30 | 4015081196081 |  | 336 | PDC | 1
125973 | XMN130804M-BS | 125973 | Outgoers Nzm, Pkz | 106 | cerere oferta | N | 1 | 0 | 1 | 1.1 | KG | 30X330X210 | 4015081235711 |  | 336 | PDC | 1
125977 | XMN130806M-BS | 125977 | Outgoers Nzm, Pkz | 106 | cerere oferta | N | 1 | 0 | 1 | 1.6 | KG | 30X500X210 | 4015081235759 |  | 336 | PDC | 1
283999 | XMN131204CV | 283999 | Mnt.kit fr.plate NZM1 ver 3p H'300 W'425 | 106 | cerere oferta | N | 1 | 0 | 8 | 1 | KG | 350X310X25 | 4015082839994 |  | 336 | PDC | 1
284000 | XMN131204MV | 284000 | Mnt.kit mount.pl.NZM1 ver 3p H'300 W'425 | 106 | cerere oferta | N | 1 | 0 | 8 | 1.4 | KG | 0 001X0 001X0 001 | 4015082840006 |  | 336 | PDC | 1
284001 | XMN131206CV | 284001 | Mnt.kit fr.plate NZM1 ver 3p H'300 W'600 | 106 | cerere oferta | N | 1 | 0 | 8 | 1.4 | KG | 520X320X25 | 4015082840013 |  | 336 | PDC | 1
284002 | XMN131206MV | 284002 | Mnt.kit mount.pl.NZM1 ver 3p H'300 W'600 | 106 | cerere oferta | N | 1 | 0 | 8 | 2.6 | KG | 520X320X30 | 4015082840020 |  | 336 | PDC | 1
284003 | XMN140604C | 284003 | Mnt.kit fr.plate NZM1 hor 4p H'150 W'425 | 106 | cerere oferta | N | 1 | 0 | 8 | 0.6 | KG | 350X160X25 | 4015082840037 |  | 336 | PDC | 1
284004 | XMN140604M | 284004 | Mnt.kit mount.pl.NZM1 hor 4p H'150 W'425 | 106 | cerere oferta | N | 1 | 0 | 8 | 1.2 | KG | 350X160X30 | 4015082840044 |  | 336 | PDC | 1
284005 | XMN140606C | 284005 | XMN | 106 | cerere oferta | N | 1 | 0 | 8 | 0.75 | KG | 520X160X25 | 4015082840051 |  | 336 | PDC | 1
284006 | XMN140606M | 284006 | XMN | 106 | cerere oferta | N | 1 | 0 | 8 | 1.1 | KG | 500X150X20 | 4015082840068 |  | 336 | PDC | 1
122033 | XMN140606-PI-2 | 122033 | Outgoers Nzm, Pkz | 106 | cerere oferta | N | 1 | 0 | 1 | 5 | KG | 200X550X250 | 4015081202317 |  | 336 | PDC | 1
122042 | XMN140606-PI-4 | 122042 | Outgoers Nzm, Pkz | 106 | cerere oferta | N | 1 | 0 | 1 | 5 | KG | 200X550X250 | 4015081202409 |  | 336 | PDC | 1
284007 | XMN141204CV | 284007 | Mnt.kit fr.plate NZM1 ver 4p H'300 W'425 | 106 | cerere oferta | N | 1 | 0 | 8 | 1 | KG | 350X310X25 | 4015082840075 |  | 336 | PDC | 1
284008 | XMN141204MV | 284008 | Mnt.kit mount.pl.NZM1 ver 4p H'300 W'425 | 106 | cerere oferta | N | 1 | 0 | 8 | 1.6 | KG | 350X320X30 | 4015082840082 |  | 336 | PDC | 1
284009 | XMN141206CV | 284009 | Mnt.kit fr.plate NZM1 ver 4p H'300 W'600 | 106 | cerere oferta | N | 1 | 0 | 8 | 1.6 | KG | 520X330X30 | 4015082840099 |  | 336 | PDC | 1
284010 | XMN141206MV | 284010 | Mnt.kit mount.pl.NZM1 ver 4p H'300 W'600 | 106 | cerere oferta | N | 1 | 0 | 8 | 2.6 | KG | 520X320X30 | 4015082840105 |  | 336 | PDC | 1
284011 | XMN230604C | 284011 | Mnt.kit fr.plate NZM2 hor 3p H'150 W'425 | 106 | cerere oferta | N | 1 | 0 | 8 | 0.6 | KG | 350X160X25 | 4015082840112 |  | 336 | PDC | 1
284012 | XMN230604M | 284012 | XMN | 106 | cerere oferta | N | 1 | 0 | 8 | 1.2 | KG | 350X160X30 | 4015082840129 |  | 336 | PDC | 1
284013 | XMN230606C | 284013 | Mnt.kit fr.plate NZM2 hor 3p H'150 W'600 | 106 | cerere oferta | N | 1 | 0 | 8 | 0.4 | KG | 500X150X10 | 4015082840136 |  | 336 | PDC | 1
292907 | XMN230606CR | 292907 | Mnt.kit fr.plate NZM2 hor 3p H=150 W=600 | 106 | cerere oferta | N | 1 | 0 | 8 | 0.75 | KG | 520X160X25 | 4015082929077 |  | 336 | PDC | 1
284014 | XMN230606M | 284014 | Mnt.kit mount.pl.NZM2 hor 3p H'150 W'600 | 106 | cerere oferta | N | 1 | 0 | 8 | 1.2 | KG | 500X150X20 | 4015082840143 |  | 336 | PDC | 1
284724 | XMN230606MP | 284724 | Mnt.kit mount.pl.NZM2 hor 3p H'150 W'600 | 106 | cerere oferta | N | 1 | 0 | 8 | 1.1 | KG | 500X150X20 | 4015082847241 |  | 336 | PDC | 1
122031 | XMN230606-PI-2 | 122031 | Outgoers Nzm, Pkz | 106 | cerere oferta | N | 1 | 0 | 1 | 6 | KG | 200X550X250 | 4015081202294 |  | 336 | PDC | 1
122040 | XMN230606-PI-4 | 122040 | Outgoers Nzm, Pkz | 106 | cerere oferta | N | 1 | 0 | 1 | 6 | KG | 200X550X250 | 4015081202386 |  | 336 | PDC | 1
125974 | XMN230804M-BS | 125974 | Outgoers Nzm, Pkz | 106 | cerere oferta | N | 1 | 0 | 1 | 1.1 | KG | 30X330X210 | 4015081235728 |  | 336 | PDC | 1
125978 | XMN230806M-BS | 125978 | Outgoers Nzm, Pkz | 106 | cerere oferta | N | 1 | 0 | 1 | 1.6 | KG | 30X500X210 | 4015081235766 |  | 336 | PDC | 1
284015 | XMN231604CV | 284015 | Mnt.kit fr.plate NZM2 ver 3p H'400 W'425 | 106 | cerere oferta | N | 1 | 0 | 8 | 1.3 | KG | 350X420X25 | 4015082840150 |  | 336 | PDC | 1
284016 | XMN231604MV | 284016 | XMN | 106 | cerere oferta | N | 1 | 0 | 8 | 2.6 | KG | 350X420X30 | 4015082840167 |  | 336 | PDC | 1
284017 | XMN231606CV | 284017 | Mnt.kit fr.plate NZM2 ver 3p H'400 W'600 | 106 | cerere oferta | N | 1 | 0 | 8 | 1.8 | KG | 520X420X25 | 4015082840174 |  | 336 | PDC | 1
284018 | XMN231606MV | 284018 | Mnt.kit mount.pl.NZM2 ver 3p H'400 W'600 | 106 | cerere oferta | N | 1 | 0 | 8 | 3.2 | KG | 0 001X0 001X0 001 | 4015082840181 |  | 336 | PDC | 1
284019 | XMN232404CV | 284019 | Mnt.kit fr.plate NZM2 ver 3p H'600 W'425 | 106 | cerere oferta | N | 1 | 0 | 8 | 1.9 | KG | 620X330X25 | 4015082840198 |  | 336 | PDC | 1
284020 | XMN232404MV | 284020 | Mnt.kit mount.pl.NZM2 ver 3p H'600 W'425 | 106 | cerere oferta | N | 1 | 0 | 8 | 3.8 | KG | 620X330X30 | 4015082840204 |  | 336 | PDC | 1
284021 | XMN232406CV | 284021 | Mnt.kit fr.plate NZM2 ver 3p H'600 W'600 | 106 | cerere oferta | N | 1 | 0 | 8 | 2.7 | KG | 620X520X25 | 4015082840211 |  | 336 | PDC | 1
284022 | XMN232406MV | 284022 | Mnt.kit mount.pl.NZM2 ver 3p H'600 W'600 | 106 | cerere oferta | N | 1 | 0 | 8 | 5.4 | KG | 620X520X30 | 4015082840228 |  | 336 | PDC | 1
284024 | XMN240804C | 284024 | Mnt.kit fr.plate NZM2 hor 4p H'200 W'425 | 106 | cerere oferta | N | 1 | 0 | 8 | 0.7 | KG | 350X210X25 | 4015082840242 |  | 336 | PDC | 1
284025 | XMN240804M | 284025 | XMN | 106 | cerere oferta | N | 1 | 0 | 8 | 1 | KG | 0 001X0 001X0 001 | 4015082840259 |  | 336 | PDC | 1
284026 | XMN240806C | 284026 | XMN | 106 | cerere oferta | N | 1 | 0 | 8 | 1 | KG | 520X210X25 | 4015082840266 |  | 336 | PDC | 1
284659 | XMN240806CF | 284659 | Mnt.kit fr.pl.NZM2 hor 4p H'150 W'600FI | 106 | cerere oferta | N | 1 | 0 | 8 | 1 | KG | 520X210X25 | 4015082846596 |  | 336 | PDC | 1
125993 | XMN240806CR | 125993 | Outgoers Nzm, Pkz | 106 | cerere oferta | N | 1 | 0 | 1 | 1 | KG | 520X210X25 | 4015081235865 |  | 336 | PDC | 1
284027 | XMN240806M | 284027 | Mnt.kit mount.pl.NZM2 hor 4p H'200 W'600 | 106 | cerere oferta | N | 1 | 0 | 8 | 1.4 | KG | 500X200X20 | 4015082840273 |  | 336 | PDC | 1
134485 | XMN240806MF | 134485 | Outgoers Nzm, Pkz | 106 | cerere oferta | N | 1 | 0 | 1 | 2 | KG | 500X210X30 | 4015081313341 |  | 336 | PDC | 1
284726 | XMN240806MP | 284726 | Mnt.kit mount.pl.NZM2 hor 4p H'200 W'600 | 106 | cerere oferta | N | 1 | 0 | 8 | 2 | KG | 520X210X30 | 4015082847265 |  | 336 | PDC | 1
122034 | XMN240806-PI-2 | 122034 | Outgoers Nzm, Pkz | 106 | cerere oferta | N | 1 | 0 | 1 | 7 | KG | 250X550X250 | 4015081202324 |  | 336 | PDC | 1
122043 | XMN240806-PI-4 | 122043 | Outgoers Nzm, Pkz | 106 | cerere oferta | N | 1 | 0 | 1 | 7 | KG | 250X550X250 | 4015081202416 |  | 336 | PDC | 1
125975 | XMN241204M-BS | 125975 | Outgoers Nzm, Pkz | 106 | cerere oferta | N | 1 | 0 | 1 | 1.5 | KG | 30X330X310 | 4015081235735 |  | 336 | PDC | 1
125979 | XMN241206M-BS | 125979 | Outgoers Nzm, Pkz | 106 | cerere oferta | N | 1 | 0 | 1 | 2.4 | KG | 30X500X310 | 4015081235773 |  | 336 | PDC | 1
284028 | XMN241604CV | 284028 | Mnt.kit fr.plate NZM2 ver 4p H'400 W'425 | 106 | cerere oferta | N | 1 | 0 | 8 | 1.15 | KG | 325X400X15 | 4015082840280 |  | 336 | PDC | 1
284029 | XMN241604MV | 284029 | Mnt.kit mount.pl.NZM2 ver 4p H'400 W'425 | 106 | cerere oferta | N | 1 | 0 | 8 | 2.6 | KG | 350X420X30 | 4015082840297 |  | 336 | PDC | 1
284030 | XMN241606CV | 284030 | Mnt.kit fr.plate NZM2 ver 4p H'400 W'600 | 106 | cerere oferta | N | 1 | 0 | 8 | 1.8 | KG | 520X420X25 | 4015082840303 |  | 336 | PDC | 1
284031 | XMN241606MV | 284031 | Mnt.kit mount.pl.NZM2 ver 4p H'400 W'600 | 106 | cerere oferta | N | 1 | 0 | 8 | 3.6 | KG | 520X420X30 | 4015082840310 |  | 336 | PDC | 1
284032 | XMN242404CV | 284032 | Mnt.kit fr.plate NZM2 ver 4p H'600 W'425 | 106 | cerere oferta | N | 1 | 0 | 8 | 1.9 | KG | 620X330X25 | 4015082840327 |  | 336 | PDC | 1
284033 | XMN242404MV | 284033 | Mnt.kit mount.pl.NZM2 ver 4p H'600 W'425 | 106 | cerere oferta | N | 1 | 0 | 8 | 3.8 | KG | 620X330X30 | 4015082840334 |  | 336 | PDC | 1
284034 | XMN242406CV | 284034 | Mnt.kit fr.plate NZM2 ver 4p H'600 W'600 | 106 | cerere oferta | N | 1 | 0 | 8 | 2.7 | KG | 620X520X25 | 4015082840341 |  | 336 | PDC | 1
284035 | XMN242406MV | 284035 | Mnt.kit mount.pl.NZM2 ver 4p H'600 W'600 | 106 | cerere oferta | N | 1 | 0 | 8 | 5.4 | KG | 620X520X30 | 4015082840358 |  | 336 | PDC | 1
124411 | XMN3304 | 124411 | Assembly Unit Nzm | 106 | cerere oferta | N | 1 | 0 | 1 | 12 | KG | 650X430X50 | 4015081220168 |  | 336 | PDC | 1
107982 | XMN330602 | 107982 | Mount.kit 2xNZM3 630A 3p F W=600 | 106 | cerere oferta | N | 1 | 0 | 1 | 14.5 | KG | 670X520X110 | 4015081076246 |  | 336 | PDC | 1
110274 | XMN330602-1 | 110274 | Assembly Unit Nzm | 106 | cerere oferta | N | 1 | 0 | 1 | 16 | KG | 670X520X110 | 4015081098149 |  | 336 | PDC | 1
125995 | XMN330602-2 | 125995 | Mount.kit 2xNZM3 630A 3p W+R W=600 | 106 | cerere oferta | N | 1 | 0 | 1 | 20 | KG | 670X520X110 | 4015081235872 |  | 336 | PDC | 1
110277 | XMN330602-R | 110277 | Assembly Unit Nzm | 106 | cerere oferta | N | 1 | 0 | 1 | 14.5 | KG | 670X520X110 | 4015081098170 |  | 336 | PDC | 1
284036 | XMN330806C | 284036 | XMN | 106 | cerere oferta | N | 1 | 0 | 8 | 1 | KG | 520X210X25 | 4015082840365 |  | 336 | PDC | 1
284037 | XMN330806CR | 284037 | M.k.fr.plate NZM3 hor 3p H=200 W=600 Rem | 106 | cerere oferta | N | 1 | 0 | 8 | 1 | KG | 520X210X25 | 4015082840372 |  | 336 | PDC | 1
284038 | XMN330806M | 284038 | XMN | 106 | cerere oferta | N | 1 | 0 | 8 | 1.5 | KG | 500X200X20 | 4015082840389 |  | 336 | PDC | 1
122032 | XMN330806-PI-2 | 122032 | Outgoers Nzm, Pkz | 106 | cerere oferta | N | 1 | 0 | 1 | 8.5 | KG | 250X550X250 | 4015081202300 |  | 336 | PDC | 1
122041 | XMN330806-PI-4 | 122041 | Outgoers Nzm, Pkz | 106 | cerere oferta | N | 1 | 0 | 1 | 8.5 | KG | 250X550X250 | 4015081202393 |  | 336 | PDC | 1
284039 | XMN331006C | 284039 | Mnt.kit fr.plate NZM3 hor 3p H'300 W'600 | 106 | cerere oferta | N | 1 | 0 | 8 | 1.2 | KG | 500X255X10 | 4015082840396 |  | 336 | PDC | 1
284041 | XMN331006M | 284041 | Mnt.kit mount.pl.NZM3 hor 3p H'300 W'600 | 106 | cerere oferta | N | 1 | 0 | 8 | 1.8 | KG | 500X250X20 | 4015082840419 |  | 336 | PDC | 1
284042 | XMN332404CV1 | 284042 | Mnt.kit fr.plate NZM3 ver 3p H'600 W'425 | 106 | cerere oferta | N | 1 | 0 | 8 | 1.9 | KG | 620X330X25 | 4015082840426 |  | 336 | PDC | 1
284044 | XMN332404CV2 | 284044 | Mnt.kit fr.plate NZM3 ver 3p H'600 W'425 | 106 | cerere oferta | N | 1 | 0 | 8 | 1.7 | KG | 600X325X20 | 4015082840440 |  | 336 | PDC | 1
284046 | XMN332404MV | 284046 | Mnt.kit mount.pl.NZM3 ver 3p H'600 W'425 | 106 | cerere oferta | N | 1 | 0 | 8 | 3.8 | KG | 620X330X30 | 4015082840464 |  | 336 | PDC | 1
284047 | XMN332406CV1 | 284047 | Mnt.kit fr.plate NZM3 ver 3p H'600 W'600 | 106 | cerere oferta | N | 1 | 0 | 8 | 2.7 | KG | 620X520X25 | 4015082840471 |  | 336 | PDC | 1
284049 | XMN332406CV2 | 284049 | Mnt.kit fr.plate NZM3 ver 3p H'600 W'600 | 106 | cerere oferta | N | 1 | 0 | 8 | 2.7 | KG | 620X520X25 | 4015082840495 |  | 336 | PDC | 1
284051 | XMN332406MV | 284051 | Mnt.kit mount.pl.NZM3 ver 3p H'600 W'600 | 106 | cerere oferta | N | 1 | 0 | 8 | 5.4 | KG | 620X520X30 | 4015082840518 |  | 336 | PDC | 1
107983 | XMN340602 | 107983 | Mount.kit 2xNZM3 630A 4p F W=600 | 106 | cerere oferta | N | 1 | 0 | 1 | 14.5 | KG | 670X520X110 | 4015081076253 |  | 336 | PDC | 1
110275 | XMN340802-1 | 110275 | Assembly Unit Nzm | 106 | cerere oferta | N | 1 | 0 | 1 | 20.5 | KG | 670X720X110 | 4015081098156 |  | 336 | PDC | 1
284052 | XMN341006C | 284052 | XMN | 106 | cerere oferta | N | 1 | 0 | 8 | 1.25 | KG | 520X260X25 | 4015082840525 |  | 336 | PDC | 1
284053 | XMN341006CR | 284053 | Mnt.kit fr.plate NZM3 hor 4p H=250 W=600 | 106 | cerere oferta | N | 1 | 0 | 8 | 1.25 | KG | 520X270X25 | 4015082840532 |  | 336 | PDC | 1
284054 | XMN341006M | 284054 | XMN | 106 | cerere oferta | N | 1 | 0 | 8 | 2.5 | KG | 520X260X30 | 4015082840549 |  | 336 | PDC | 1
122035 | XMN341006-PI-2 | 122035 | Outgoers Nzm, Pkz | 106 | cerere oferta | N | 1 | 0 | 1 | 9 | KG | 300X550X250 | 4015081202331 |  | 336 | PDC | 1
122044 | XMN341006-PI-4 | 122044 | Outgoers Nzm, Pkz | 106 | cerere oferta | N | 1 | 0 | 1 | 9 | KG | 300X550X250 | 4015081202423 |  | 336 | PDC | 1
284055 | XMN341206C | 284055 | Mnt.kit fr.plate NZM3 hor 4p H'300 W'600 | 106 | cerere oferta | N | 1 | 0 | 8 | 1.4 | KG | 520X320X25 | 4015082840556 |  | 336 | PDC | 1
284057 | XMN341206M | 284057 | Mnt.kit mount.pl.NZM3 hor 4p H'300 W'600 | 106 | cerere oferta | N | 1 | 0 | 8 | 2.6 | KG | 520X320X30 | 4015082840570 |  | 336 | PDC | 1
125980 | XMN341206M-F-BS | 125980 | Outgoers Nzm, Pkz | 106 | cerere oferta | N | 1 | 0 | 1 | 2.3 | KG | 30X500X310 | 4015081235780 |  | 336 | PDC | 1
125981 | XMN342006M-W-BS | 125981 | Outgoers Nzm, Pkz | 106 | cerere oferta | N | 1 | 0 | 1 | 3.8 | KG | 30X500X510 | 4015081235797 |  | 336 | PDC | 1
284058 | XMN342404CV1 | 284058 | Mnt.kit fr.plate NZM3 ver 4p H'600 W'425 | 106 | cerere oferta | N | 1 | 0 | 8 | 1.9 | KG | 620X330X25 | 4015082840587 |  | 336 | PDC | 1
284060 | XMN342404CV2 | 284060 | Mnt.kit fr.plate NZM3 ver 4p H'600 W'425 | 106 | cerere oferta | N | 1 | 0 | 8 | 1.9 | KG | 620X330X25 | 4015082840600 |  | 336 | PDC | 1
125976 | XMN342404M-BS | 125976 | Outgoers Nzm, Pkz | 106 | cerere oferta | N | 1 | 0 | 1 | 2.9 | KG | 30X330X610 | 4015081235742 |  | 336 | PDC | 1
284062 | XMN342404MV | 284062 | Mnt.kit mount.pl.NZM3 ver 4p H'600 W'425 | 106 | cerere oferta | N | 1 | 0 | 8 | 3.8 | KG | 620X330X30 | 4015082840624 |  | 336 | PDC | 1
284063 | XMN342406CV1 | 284063 | Mnt.kit fr.plate NZM3 ver 4p H'600 W'600 | 106 | cerere oferta | N | 1 | 0 | 8 | 3.2 | KG | 600X500X40 | 4015082840631 |  | 336 | PDC | 1
284065 | XMN342406CV2 | 284065 | Mnt.kit fr.plate NZM3 ver 4p H'600 W'600 | 106 | cerere oferta | N | 1 | 0 | 8 | 2.6 | KG | 600X500X10 | 4015082840655 |  | 336 | PDC | 1
125982 | XMN342406M-BS | 125982 | Outgoers Nzm, Pkz | 106 | cerere oferta | N | 1 | 0 | 1 | 4.5 | KG | 30X500X610 | 4015081235803 |  | 336 | PDC | 1
284067 | XMN342406MV | 284067 | Mnt.kit mount.pl.NZM3 ver 4p H'600 W'600 | 106 | cerere oferta | N | 1 | 0 | 8 | 5.4 | KG | 620X520X30 | 4015082840679 |  | 336 | PDC | 1
284068 | XMN4304 | 284068 | XMN | 106 | cerere oferta | N | 1 | 0 | 1 | 12 | KG | 650X430X50 | 4015082840686 |  | 336 | PDC | 1
284853 | XMN4304-1 | 284853 | XMN | 106 | cerere oferta | N | 1 | 0 | 1 | 12 | KG | 650X430X50 | 4015082848538 |  | 336 | PDC | 1
290205 | XMN4304-2 | 290205 | Mount.kit NZM4 1600A 3p W+R W=425 | 106 | cerere oferta | N | 1 | 0 | 1 | 12 | KG | 650X430X50 | 4015082902056 |  | 336 | PDC | 1
292903 | XMN4306 | 292903 | Mount.kit NZM4 1600A 3p F/W W=600 | 106 | cerere oferta | N | 1 | 0 | 1 | 16 | KG | 650X630X50 | 4015082929039 |  | 336 | PDC | 1
107984 | XMN430602 | 107984 | Mount.kit 2xNZM4 1600A 3p F W=600 | 106 | cerere oferta | N | 1 | 0 | 1 | 14.5 | KG | 670X520X110 | 4015081076260 |  | 336 | PDC | 1
292904 | XMN4306-1 | 292904 | Mount.kit NZM4 1600A 3p W W=600 | 106 | cerere oferta | N | 1 | 0 | 1 | 15.2 | KG | 615X655X80 | 4015082929046 |  | 336 | PDC | 1
292905 | XMN4306-2 | 292905 | Mount.kit NZM4 1600A 3p W+R W=600 | 106 | cerere oferta | N | 1 | 0 | 1 | 16 | KG | 650X630X50 | 4015082929053 |  | 336 | PDC | 1
107985 | XMN430802 | 107985 | Mount.kit 2xNZM4 1600A 3p F W=800 | 106 | cerere oferta | N | 1 | 0 | 1 | 18 | KG | 670X720X110 | 4015081076277 |  | 336 | PDC | 1
110276 | XMN430802-1 | 110276 | Mount.kit 2xNZM4 1600A 3p W W=800 | 106 | cerere oferta | N | 1 | 0 | 1 | 20.5 | KG | 670X720X130 | 4015081098163 |  | 336 | PDC | 1
284072 | XMN432404MVW | 284072 | Mnt.kit mnt.pl.NZM4 ver 3p W H'600 W'425 | 106 | cerere oferta | N | 1 | 0 | 8 | 3 | KG | 600X320X30 | 4015082840723 |  | 336 | PDC | 1
284076 | XMN432406MVW | 284076 | Mnt.kit mnt.pl.NZM4 ver 3p W H'600 W'600 | 106 | cerere oferta | N | 1 | 0 | 8 | 4.5 | KG | 600X500X30 | 4015082840761 |  | 336 | PDC | 1
177104 | XMN43F06C | 177104 | XMN43F06C | 106 | cerere oferta | N | 1 | 0 | 1 | 7.8 | KG | 0 001X0 001X0 001 | 4015081715473 |  | 336 | PDC | 1
284077 | XMN4404 | 284077 | XMN | 106 | cerere oferta | N | 1 | 0 | 1 | 8.4 | KG | 650X425X50 | 4015082840778 |  | 336 | PDC | 1
292906 | XMN4406 | 292906 | Mount.kit NZM4 1600A 4p F W=600 | 106 | cerere oferta | N | 1 | 0 | 1 | 12 | KG | 660X590X50 | 4015082929060 |  | 336 | PDC | 1
284078 | XMN4406-1 | 284078 | Mount.kit NZM4 1600A 4p W W'600 | 106 | cerere oferta | N | 1 | 0 | 1 | 15.8 | KG | 650X600X90 | 4015082840785 |  | 336 | PDC | 1
290206 | XMN4406-2 | 290206 | Mnt.kit for NZM4 hor 4p, withdrawable | 106 | cerere oferta | N | 1 | 0 | 1 | 17 | KG | 650X630X200 | 4015082902063 |  | 336 | PDC | 1
107986 | XMN440802 | 107986 | Mount.kit 2xNZM4 1600A 4p F W=800 | 106 | cerere oferta | N | 1 | 0 | 1 | 18 | KG | 670X720X110 | 4015081076284 |  | 336 | PDC | 1
284081 | XMN442404MVF | 284081 | Mnt.kit mnt.pl.NZM4 ver 4p F H'600 W'425 | 106 | cerere oferta | N | 1 | 0 | 8 | 2.2 | KG | 0 001X0 001X0 001 | 4015082840815 |  | 336 | PDC | 1
284085 | XMN442406MVF | 284085 | Mnt.kit mnt.pl.NZM4 ver 4p F H'600 W'600 | 106 | cerere oferta | N | 1 | 0 | 8 | 5.4 | KG | 620X520X30 | 4015082840853 |  | 336 | PDC | 1
290348 | XMN442408MVF | 290348 | Assembly Unit Nzm | 106 | cerere oferta | N | 1 | 0 | 8 | 5.4 | KG | 620X720X30 | 4015082903480 |  | 336 | PDC | 1
177124 | XMN4F06M | 177124 | XMN4F06M | 106 | cerere oferta | N | 1 | 0 | 1 | 5.82 | KG | 0 001X0 001X0 001 | 4015081715671 |  | 336 | PDC | 1
126880 | XMNA04-PI | 126880 | Outgoers Nzm, Pkz | 106 | cerere oferta | N | 1 | 0 | 1 | 0.32 | KG | 100X70X25 | 4015081244607 |  | 336 | PDC | 1
126881 | XMNA06-PI | 126881 | Outgoers Nzm, Pkz | 106 | cerere oferta | N | 1 | 0 | 1 | 0.37 | KG | 160X70X25 | 4015081244614 |  | 336 | PDC | 1
126882 | XMNA08-PI | 126882 | Outgoers Nzm, Pkz | 106 | cerere oferta | N | 1 | 0 | 1 | 0.47 | KG | 200X100X25 | 4015081244621 |  | 336 | PDC | 1
126883 | XMNA10-PI | 126883 | Outgoers Nzm, Pkz | 106 | cerere oferta | N | 1 | 0 | 1 | 0.6 | KG | 250X100X25 | 4015081244638 |  | 336 | PDC | 1
284087 | XMP030204C | 284087 | Mnt.kit fr.plate PKZ0 hor 3p H'50 W'425 | 106 | cerere oferta | N | 1 | 0 | 32 | 0.2 | KG | 350X60X25 | 4015082840877 |  | 336 | PDC | 1
284088 | XMP030204M | 284088 | Mnt.kit mount.pl.PKZ0 hor 3p H'50 W'425 | 106 | cerere oferta | N | 1 | 0 | 32 | 0.3 | KG | 350X60X25 | 4015082840884 |  | 336 | PDC | 1
284089 | XMP030206C | 284089 | Mnt.kit fr.plate PKZ0 hor 3p H'50 W'600 | 106 | cerere oferta | N | 1 | 0 | 32 | 0.25 | KG | 520X60X25 | 4015082840891 |  | 336 | PDC | 1
284090 | XMP030206M | 284090 | Mnt.kit mount.pl.PKZ0 hor 3p H'50 W'600 | 106 | cerere oferta | N | 1 | 0 | 32 | 0.4 | KG | 0 001X0 001X0 001 | 4015082840907 |  | 336 | PDC | 1
284095 | XMP430404C | 284095 | Mnt.kit fr.plate PKZ4 hor 3p H'100 W'425 | 106 | cerere oferta | N | 1 | 0 | 16 | 0.35 | KG | 350X110X25 | 4015082840952 |  | 336 | PDC | 1
284096 | XMP430404M | 284096 | Mnt.kit mount.pl.PKZ4 hor 3p H'100 W'425 | 106 | cerere oferta | N | 1 | 0 | 8 | 0.6 | KG | 350X150X30 | 4015082840969 |  | 336 | PDC | 1
284097 | XMP430406C | 284097 | Mnt.kit fr.plate PKZ4 hor 3p H'100 W'600 | 106 | cerere oferta | N | 1 | 0 | 16 | 0.5 | KG | 520X110X25 | 4015082840976 |  | 336 | PDC | 1
284098 | XMP430406M | 284098 | Mnt.kit mount.pl.PKZ4 hor 3p H'100 W'600 | 106 | cerere oferta | N | 1 | 0 | 16 | 1 | KG | 500X100X20 | 4015082840983 |  | 336 | PDC | 1
122037 | XMP430406-PI-2 | 122037 | Outgoers Nzm, Pkz | 106 | cerere oferta | N | 1 | 0 | 1 | 4 | KG | 150X550X250 | 4015081202355 |  | 336 | PDC | 1
122046 | XMP430406-PI-4 | 122046 | Outgoers Nzm, Pkz | 106 | cerere oferta | N | 1 | 0 | 1 | 4 | KG | 150X550X250 | 4015081202447 |  | 336 | PDC | 1
158572 | XMW3006CDV-B | 158572 | XMW3006CDV-B | 106 | cerere oferta | N | 1 | 0 | 1 | 7.3 | KG | 35X575X750 | 4015081551224 |  | 336 | PDC | 1
158539 | XMW3006F | 158539 | XMW3006F | 106 | cerere oferta | N | 1 | 0 | 1 | 21.5 | KG | 250X520X750 | 4015081550890 |  | 336 | PDC | 1
171642 | XMW-AC-1-12 | 171642 | Auxiliary Contact Set 12P with Labels | 106 | cerere oferta | N | 1 | 0 | 1 | 0.12 | KG | 0 001X0 001X0 001 | 4015081680023 |  | 336 | PDC | 1
171641 | XMW-AC-1-2 | 171641 | Auxiliary Contact Set 2P | 106 | cerere oferta | N | 1 | 0 | 1 | 0.02 | KG | 0 001X0 001X0 001 | 4015081680016 |  | 336 | PDC | 1
171643 | XMW-AC-1-24 | 171643 | Auxiliary Contact Set 24P with Labels | 106 | cerere oferta | N | 1 | 0 | 1 | 0.24 | KG | 0 001X0 001X0 001 | 4015081680030 |  | 336 | PDC | 1
140141 | XN-16DO-24VDC-0.5A-P | 140141 | 16 Digital output block 24V 0.5A | 4 | cerere oferta | N | 1 | 0 | 1 | 0.103 | KG | 100 8X74 1X55 4 | 7640130120020 |  | 203 | IAB | 1
140063 | XN-1AI-I(0/4...20MA) | 140063 | 1 analog input I | 2 | cerere oferta | N | 1 | 0 | 1 | 0.035 | KG | 55 4X12 6X74 1 | 7640130120037 |  | 203 | IAB | 1
140064 | XN-1AI-U(-10/0...+10VDC) | 140064 | 1 analog input U | 4 | cerere oferta | N | 1 | 0 | 1 | 0.035 | KG | 55 4X12 6X74 1 | 7640130120044 |  | 203 | IAB | 1
140065 | XN-1AO-I(0/4...20MA) | 140065 | 1 analog output I | 2 | cerere oferta | N | 1 | 0 | 1 | 0.032 | KG | 55 4X12 6X74 1 | 7640130120051 |  | 203 | IAB | 1
140069 | XN-1CNT-24VDC | 140069 | 1 counter input 24V | 4 | cerere oferta | N | 1 | 0 | 1 | 0.037 | KG | 55 4X12 6X74 1 | 7640130120068 |  | 203 | IAB | 1
140151 | XN-1RS232 | 140151 | Serial interface RS232 | 4 | cerere oferta | N | 1 | 0 | 1 | 0.031 | KG | 55 4X12 6X74 1 | 7640130120075 |  | 203 | IAB | 1
140152 | XN-1RS485/422 | 140152 | Serial interface RS485/422 | 4 | cerere oferta | N | 1 | 0 | 1 | 0.032 | KG | 55 4X12 6X74 1 | 7640130120082 |  | 203 | IAB | 1
140153 | XN-1SSI | 140153 | SSI interface | 4 | cerere oferta | N | 1 | 0 | 1 | 0.033 | KG | 55 4X12 6X74 1 | 7640130120099 |  | 203 | IAB | 1
140144 | XN-2AI-I(0/4...20MA) | 140144 | 2 analog input I | 4 | cerere oferta | N | 1 | 0 | 1 | 0.033 | KG | 55 4X12 6X74 1 | 7640130120105 |  | 203 | IAB | 1
140067 | XN-2AI-PT/NI-2/3 | 140067 | 2 analog input PT/NI | 4 | cerere oferta | N | 1 | 0 | 1 | 0.034 | KG | 55 4X12 6X74 1 | 7640130120112 |  | 203 | IAB | 1
140068 | XN-2AI-THERMO-PI | 140068 | 2 analog input Thermo | 4 | cerere oferta | N | 1 | 0 | 1 | 0.036 | KG | 55 4X12 6X74 1 | 7640130120129 |  | 203 | IAB | 1
140145 | XN-2AI-U(-10/0...+10VDC) | 140145 | 2 analog input U | 4 | cerere oferta | N | 1 | 0 | 1 | 0.033 | KG | 55 4X12 6X74 1 | 7640130120136 |  | 203 | IAB | 1
140146 | XN-2AO-I(0/4...20MA) | 140146 | 2 analog output I | 4 | cerere oferta | N | 1 | 0 | 1 | 0.034 | KG | 55 4X12 6X74 1 | 7640130120143 |  | 203 | IAB | 1
140066 | XN-2AO-U(-10/0...+10VDC) | 140066 | 2 analog output U | 4 | cerere oferta | N | 1 | 0 | 1 | 0.034 | KG | 55 4X12 6X74 1 | 7640130120150 |  | 203 | IAB | 1
140058 | XN-2DI-120/230VAC | 140058 | 2 digital input 120/230V | 4 | cerere oferta | N | 1 | 0 | 1 | 0.028 | KG | 55 4X12 6X74 1 | 7640130120167 |  | 203 | IAB | 1
140057 | XN-2DI-24VDC-N | 140057 | 2 digital input 24V | 4 | cerere oferta | N | 1 | 0 | 1 | 0.028 | KG | 55 4X12 6X74 1 | 7640130120174 |  | 203 | IAB | 1
140056 | XN-2DI-24VDC-P | 140056 | 2 digital input 24V | 4 | cerere oferta | N | 10 | 0 | 1 | 0.026 | KG | 55 4X12 6X74 1 | 7640130120181 |  | 203 | IAB | 1
140150 | XN-2DO-120/230VAC-0.5A | 140150 | 2 digital output 120/230V 0.5A | 4 | cerere oferta | N | 1 | 0 | 1 | 0.035 | KG | 55 4X12 6X74 1 | 7640130120198 |  | 203 | IAB | 1
140060 | XN-2DO-24VDC-0.5A-N | 140060 | 2 digital output 24V 0.5A | 4 | cerere oferta | N | 1 | 0 | 1 | 0.039 | KG | 55 4X12 6X74 1 | 7640130120204 |  | 203 | IAB | 1
140053 | XN-2DO-24VDC-0.5A-P | 140053 | 2 digital output 24V 0.5A | 4 | cerere oferta | N | 10 | 0 | 1 | 0.029 | KG | 55 4X12 6X74 1 | 7640130120211 |  | 203 | IAB | 1
140055 | XN-2DO-24VDC-2A-P | 140055 | 2 digital output 24V 2A | 4 | cerere oferta | N | 1 | 0 | 1 | 0.028 | KG | 55 4X12 6X74 1 | 7640130120228 |  | 203 | IAB | 1
140054 | XN-2DO-R-CO | 140054 | 2 digital output Relais CO | 4 | cerere oferta | N | 10 | 0 | 1 | 0.037 | KG | 55 4X12 6X74 1 | 7640130120235 |  | 203 | IAB | 1
140061 | XN-2DO-R-NC | 140061 | 2 digital output Relais NC | 4 | cerere oferta | N | 1 | 0 | 1 | 0.034 | KG | 55 4X12 6X74 1 | 7640130120242 |  | 203 | IAB | 1
140062 | XN-2DO-R-NO | 140062 | 2 digital output Relais NO | 4 | cerere oferta | N | 10 | 0 | 1 | 0.037 | KG | 55 4X12 6X74 1 | 7640130120259 |  | 203 | IAB | 1
140147 | XN-32DI-24VDC-P | 140147 | 32 digital input block 24V | 4 | cerere oferta | N | 1 | 0 | 1 | 0.11 | KG | 100 8X74 1X55 4 | 7640130120266 |  | 203 | IAB | 1
140161 | XN-32DO-24VDC-0.5A-P | 140161 | 32 Digital output block 24V 0.5A | 4 | cerere oferta | N | 1 | 0 | 1 | 0.11 | KG | 100 8X74 1X55 4 | 7640130120273 |  | 203 | IAB | 1
140158 | XN-4AI-U/I | 140158 | 4 Analog Eingang U/I | 4 | cerere oferta | N | 1 | 0 | 1 | 0.034 | KG | 74 1X12 6X55 4 | 7640130120280 |  | 203 | IAB | 1
140059 | XN-4DI-24VDC-N | 140059 | 4 digital input 24V | 4 | cerere oferta | N | 1 | 0 | 1 | 0.03 | KG | 55 4X12 6X74 1 | 7640130120297 |  | 203 | IAB | 1
140052 | XN-4DI-24VDC-P | 140052 | 4 digital input 24V | 4 | cerere oferta | N | 10 | 0 | 1 | 0.026 | KG | 74 1X12 6X55 4 | 7640130120303 |  | 203 | IAB | 1
140148 | XN-4DO-24VDC-0.5A-P | 140148 | 4 digital output 24V 0.5A | 4 | cerere oferta | N | 10 | 0 | 1 | 0.028 | KG | 74 1X12 6X55 4 | 7640130120310 |  | 203 | IAB | 1
140129 | XN-ABPL | 140129 | Cover plate | 4 | cerere oferta | N | 2 | 0 | 1 | 0.026 | KG | 114 4X9 2X48 4 | 7640130120327 |  | 203 | IAB | 1
140105 | XN-ANBZ-BL | 140105 | Terminal ID blue | 4 | cerere oferta | N | 10 | 0 | 1 | 0.001 | KG | 130X80X1 | 7640130120334 |  | 203 | IAB | 1
140109 | XN-ANBZ-BR | 140109 | Terminal ID brown | 4 | cerere oferta | N | 30 | 0 | 1 | 0.001 | KG | 130X80X1 | 7640130120341 |  | 203 | IAB | 1
140107 | XN-ANBZ-GN | 140107 | Terminal ID green | 4 | cerere oferta | N | 10 | 0 | 1 | 0.001 | KG | 130X80X1 | 7640130120358 |  | 203 | IAB | 1
140111 | XN-ANBZ-GN/GE-BED | 140111 | Terminal ID, green/yellow | 4 | cerere oferta | N | 10 | 0 | 1 | 0.001 | KG | 130X80X1 | 7640130120365 |  | 203 | IAB | 1
140106 | XN-ANBZ-RT | 140106 | Terminal ID red | 4 | cerere oferta | N | 10 | 0 | 1 | 0.001 | KG | 130X80X1 | 7640130120372 |  | 203 | IAB | 1
140108 | XN-ANBZ-SW | 140108 | Terminal ID black | 4 | cerere oferta | N | 10 | 0 | 1 | 0.001 | KG | 130X80X1 | 7640130120396 |  | 203 | IAB | 1
140112 | XN-ANBZ-WS | 140112 | Terminal ID white | 4 | cerere oferta | N | 1 | 0 | 1 | 0.001 | KG | 130X80X1 | 7640130120402 |  | 203 | IAB | 1
140137 | XN-B3S-SBB | 140137 | 3 connection screw terminal block | 4 | cerere oferta | N | 1 | 0 | 1 | 0.287 | KG | 117 6X100 8X49 9 | 7640130120419 |  | 203 | IAB | 1
140138 | XN-B3S-SBC | 140138 | 3 connection screw terminal block | 4 | cerere oferta | N | 1 | 0 | 1 | 0.287 | KG | 117 6X100 8X49 9 | 7640130120426 |  | 203 | IAB | 1
140133 | XN-B3T-SBB | 140133 | 3 connection spring-loaded term. block | 4 | cerere oferta | N | 1 | 0 | 1 | 0.206 | KG | 117 6X100 8X49 9 | 7640130120433 |  | 203 | IAB | 1
140134 | XN-B3T-SBC | 140134 | 3 connection spring-loaded term. block | 4 | cerere oferta | N | 1 | 0 | 1 | 0.206 | KG | 117 6X100 8X49 9 | 7640130120440 |  | 203 | IAB | 1
140135 | XN-B4T-SBBC | 140135 | 4 connection spring-loaded term. block | 4 | cerere oferta | N | 1 | 0 | 1 | 0.234 | KG | 128 9X100 8X49 9 | 7640130120464 |  | 203 | IAB | 1
140140 | XN-B6S-SBBSBB | 140140 | 6 connection screw terminal block | 4 | cerere oferta | N | 1 | 0 | 1 | 0.316 | KG | 154 5X100 8X49 9 | 7640130120471 |  | 203 | IAB | 1
140160 | XN-B6S-SBCSBC | 140160 | 6 connection screw terminal block | 4 | cerere oferta | N | 1 | 0 | 1 | 0.466 | KG | 154 5X100 8X49 9 | 7640130120488 |  | 203 | IAB | 1
140136 | XN-B6T-SBBSBB | 140136 | 6 connection spring-loaded term. block | 4 | cerere oferta | N | 1 | 0 | 1 | 0.316 | KG | 154 5X100 8X49 9 | 7640130120495 |  | 203 | IAB | 1
140159 | XN-B6T-SBCSBC | 140159 | 6 connection spring-loaded term. block | 4 | cerere oferta | N | 1 | 0 | 1 | 0.466 | KG | 154 5X100 8X49 9 | 7640130120501 |  | 203 | IAB | 1
140071 | XN-BR-24VDC-D | 140071 | Bus refreshing 24V | 4 | cerere oferta | N | 1 | 0 | 1 | 0.037 | KG | 55 4X12 6X74 1 | 7640130120518 |  | 203 | IAB | 1
290215 | XNBW-M | 290215 | Fixing bracket mountin plate | 106 | cerere oferta | N | 1 | 0 | 1 | 1.15 | KG | 100X70X60 | 4015082902155 |  | 336 | PDC | 1
106740 | XNBW-R2 | 106740 | Fixing angle cable anchoring rails 2 | 106 | cerere oferta | N | 1 | 1 | 1 | 0.28 | KG | 70X70X60 | 4015081065103 |  | 336 | PDC | 1
106741 | XNBW-R3 | 106741 | Fixing angle cable anchoring rails 3 | 106 | cerere oferta | N | 1 | 1 | 1 | 0.3 | KG | 80X70X60 | 4015081065110 |  | 336 | PDC | 1
140040 | XNE-16DI-24VDC-P | 140040 | Eco 16 digital input 24V | 4 | cerere oferta | N | 1 | 0 | 1 | 0.062 | KG | 161 5X13X74 5 | 7640130120525 |  | 203 | IAB | 1
140039 | XNE-16DO-24VDC-0.5A-P | 140039 | Eco 16 digital output 24V 0.5A | 4 | cerere oferta | N | 1 | 0 | 1 | 0.068 | KG | 161 5X13X74 5 | 7640130120532 |  | 203 | IAB | 1
140043 | XNE-1SWIRE | 140043 | Eco Smartwire | 1 | cerere oferta | N | 1 | 0 | 1 | 0.051 | KG | 129 5X13X74 5 | 7640130120549 |  | 203 | IAB | 1
140034 | XNE-4AO-U/I | 140034 | Eco 4 analog output U/I | 4 | cerere oferta | N | 1 | 0 | 1 | 0.064 | KG | 161 5X13X74 5 | 7640130095304 |  | 203 | IAB | 1
140037 | XNE-8AI-U/I-4PT/NI | 140037 | Eco 8 analog input U/I - 4 PT/NI | 4 | cerere oferta | N | 1 | 0 | 1 | 0.064 | KG | 161 5X13X74 5 | 7640130095311 |  | 203 | IAB | 1
140035 | XNE-8DI-24VDC-P | 140035 | Eco 8 digital input 24V | 1 | cerere oferta | N | 1 | 0 | 1 | 0.055 | KG | 129 5X13X74 5 | 7640130120556 |  | 203 | IAB | 1
140036 | XNE-8DO-24VDC-0.5A-P | 140036 | Eco 8 digital output 24V 0.5A | 1 | cerere oferta | N | 1 | 0 | 1 | 0.055 | KG | 129 5X13X74 5 | 7640130120563 |  | 203 | IAB | 1
152279 | XNE-GWBR-2ETH-MB | 152279 | Eco Gateway Modbus-TCP | 4 | cerere oferta | N | 1 | 0 | 1 | 0.136 | KG | 129X33 5X75 | 7640130095298 |  | 203 | IAB | 1
140044 | XNE-GWBR-CANOPEN | 140044 | Eco Gateway CanOpen | 4 | cerere oferta | N | 1 | 0 | 1 | 0.136 | KG | 129X33 5X75 | 7640130120600 |  | 203 | IAB | 1
140045 | XNE-GWBR-PBDP | 140045 | Eco Gateway Profibus DP | 4 | cerere oferta | N | 1 | 0 | 1 | 0.136 | KG | 129X33 5X75 | 7640130120617 |  | 203 | IAB | 1
126934 | XNFRS-M12X40-8 | 126934 | Scews | 106 | cerere oferta | N | 50 | 2 | 1 | 0.052 | KG | 46X30X30 | 4015081245024 |  | 336 | PDC | 1
140155 | XN-GWBR-CANOPEN | 140155 | Gateway CanOpen w.bus refreshing 24V | 4 | cerere oferta | N | 1 | 0 | 1 | 0.201 | KG | 113 25X50 6X74 4 | 7640130120624 |  | 203 | IAB | 1
140156 | XN-GWBR-DNET | 140156 | Gateway DeviceNet w.bus refreshing 24V | 4 | cerere oferta | N | 1 | 0 | 1 | 0.201 | KG | 113 25X50 6X74 4 | 7640130120631 |  | 203 | IAB | 1
134486 | XNIK-SPARE | 134486 | Scews | 106 | cerere oferta | N | 1 | 0 | 1 | 0.1 | KG | 150X100X30 | 4015081313358 |  | 336 | PDC | 1
140132 | XN-LABEL/BLOCK | 140132 | Block lable | 4 | cerere oferta | N | 1 | 0 | 1 | 0.075 | KG | 250X165X7 | 7640130120914 |  | 203 | IAB | 1
140131 | XN-LABEL/SCHEIBE | 140131 | Plate lable | 4 | cerere oferta | N | 1 | 0 | 1 | 0.075 | KG | 250X165X7 | 7640130120921 |  | 203 | IAB | 1
141846 | XNNBW-E06 | 141846 | Fixing bracket busbar support D=600 | 106 | cerere oferta | N | 10 | 1 | 1 | 0.232 | KG | 145X65X40 | 4015081385782 |  | 336 | PDC | 1
141847 | XNNBW-E08 | 141847 | Fixing bracket busbar support D=800 | 106 | cerere oferta | N | 10 | 1 | 1 | 0.78 | KG | 345X65X50 | 4015081385799 |  | 336 | PDC | 1
141848 | XNNBW-G | 141848 | Fixing bracket busbar support | 106 | cerere oferta | S | 10 | 2 | 1 | 0.1 | KG | 35X50X50 | 4015081385805 |  | 336 | PDC | 1
141849 | XNNBW-G06 | 141849 | Fixing angle busbar support | 106 | cerere oferta | N | 10 | 1 | 1 | 0.17 | KG | 35X65X75 | 4015081385812 |  | 336 | PDC | 1
141850 | XNNBW-G08 | 141850 | Fixing angle busbar support | 106 | cerere oferta | N | 10 | 1 | 1 | 0.35 | KG | 100X56X100 | 4015081385829 |  | 336 | PDC | 1
141851 | XNNBW-R | 141851 | Fixing angle cable anchoring rails | 106 | cerere oferta | N | 10 | 3 | 1 | 0.1 | KG | 52X40X24,5 | 4015081385836 |  | 336 | PDC | 1
141852 | XNNCB | 141852 | Copper clip | 106 | cerere oferta | N | 50 | 2 | 1 | 0.026 | KG | 37X22X11,7 | 4015081385843 |  | 336 | PDC | 1
141853 | XNNCD | 141853 | Copper spacer | 106 | cerere oferta | N | 10 | 0 | 1 | 0.86 | KG | 30X36,5X13,8 | 4015081385850 |  | 336 | PDC | 1
141854 | XNNCD100 | 141854 | Copper spacer W=100 | 106 | cerere oferta | N | 10 | 0 | 1 | 0.26 | KG | 100X36,5X13,8 | 4015081385867 |  | 336 | PDC | 1
141856 | XNNCD60 | 141856 | Copper spacer W=60 | 106 | cerere oferta | N | 10 | 0 | 1 | 0.176 | KG | 60X36,5X13,8 | 4015081385881 |  | 336 | PDC | 1
141861 | XNNFRS-M12X50-8 | 141861 | Flat screw M12 x 50 - 8.8 | 106 | cerere oferta | N | 30 | 4 | 1 | 0.067 | KG | 0 001X0 001X0 001 | 4015081385935 |  | 336 | PDC | 1
141862 | XNNFRS-M12X70-8 | 141862 | Flat screw M12 x 70 - 8.8 | 106 | cerere oferta | N | 30 | 3 | 1 | 0.087 | KG | 0 001X0 001X0 001 | 4015081385942 |  | 336 | PDC | 1
141864 | XNNGFS-M5X10 | 141864 | Gwf screw M5X10,round head,style C,VZN | 106 | cerere oferta | N | 100 | 40 | 1 | 0.002 | KG | 0 001X0 001X0 001 | 4015081385966 |  | 336 | PDC | 1
141865 | XNNGFS-M6X12 | 141865 | Gwf screw M6X12,round head,style C,VZN | 106 | cerere oferta | N | 100 | 32 | 1 | 0.005 | KG | 0 001X0 001X0 001 | 4015081385973 |  | 336 | PDC | 1
141866 | XNNGFS-M6X20 | 141866 | Gwf screw M6X20,round head,style C,VZN | 106 | cerere oferta | N | 100 | 26 | 1 | 0.007 | KG | 0 001X0 001X0 001 | 4015081385980 |  | 336 | PDC | 1
144074 | XNNHKS-M12X120 | 144074 | XNNHKS-M12X120 | 106 | cerere oferta | N | 30 | 1 | 1 | 0.133 | KG | 0 001X0 001X0 001 | 4015081406043 |  | 336 | PDC | 1
141869 | XNNIK-M10 | 141869 | Safety shutter M10 | 106 | cerere oferta | N | 50 | 15 | 1 | 0.002 | KG | 0 001X0 001X0 001 | 4015081386017 |  | 336 | PDC | 1
141870 | XNNIK-M12 | 141870 | Safety shutter M12 | 106 | cerere oferta | N | 50 | 11 | 1 | 0.002 | KG | 0 001X0 001X0 001 | 4015081386024 |  | 336 | PDC | 1
141873 | XNNS-25X25 | 141873 | Insulated divider 25X25X1150 | 106 | cerere oferta | N | 5 | 0 | 1 | 1.3 | KG | 1150X25X25 | 4015081386055 |  | 336 | PDC | 1
133071 | XNNS-30X15 | 133071 | Insulated divider 30X15X1150 | 106 | cerere oferta | N | 5 | 0 | 1 | 4.7 | KG | 1150X100X50 | 4015081299348 |  | 336 | PDC | 1
133072 | XNNS-30X19 | 133072 | Insulated divider 30X19X1150 | 106 | cerere oferta | N | 5 | 0 | 1 | 5.9 | KG | 1150X100X60 | 4015081299355 |  | 336 | PDC | 1
133074 | XNNS-30X19X1300 | 133074 | Insulated Dividers And Accessories | 106 | cerere oferta | N | 5 | 0 | 1 | 7.4 | KG | 1300X100X30 | 4015081299379 |  | 336 | PDC | 1
141872 | XNNS-30X30 | 141872 | Insulated divider 30X30X1150 | 106 | cerere oferta | N | 5 | 0 | 1 | 1.88 | KG | 1150X30X30 | 4015081386048 |  | 336 | PDC | 1
133073 | XNNS-30X30X1300 | 133073 | Insulated Dividers And Accessories | 106 | cerere oferta | N | 5 | 0 | 1 | 10.6 | KG | 1300X100X100 | 4015081299362 |  | 336 | PDC | 1
141874 | XNNS-50X10 | 141874 | Insulated divider 50X10X1150 | 106 | cerere oferta | N | 5 | 0 | 1 | 1.16 | KG | 1150X50X10 | 4015081386062 |  | 336 | PDC | 1
133075 | XNNS-50X10X1300 | 133075 | Insulated Dividers And Accessories | 106 | cerere oferta | N | 5 | 0 | 1 | 6.6 | KG | 1300X50X50 | 4015081299386 |  | 336 | PDC | 1
141876 | XNNSKM-M10 | 141876 | Hexagonal nut M10 | 106 | cerere oferta | N | 50 | 30 | 1 | 0.012 | KG | 0 001X0 001X0 001 | 4015081386086 |  | 336 | PDC | 1
141877 | XNNSKM-M12 | 141877 | Hexagonal nut M12 | 106 | cerere oferta | N | 50 | 22 | 1 | 0.016 | KG | 0 001X0 001X0 001 | 4015081386093 |  | 336 | PDC | 1
141896 | XNNSS-10-FST | 141896 | Washer M10 | 106 | cerere oferta | N | 50 | 14 | 1 | 0.006 | KG | 0 001X0 001X0 001 | 4015081386284 |  | 336 | PDC | 1
141897 | XNNSS-12-FST | 141897 | Washer M12 | 106 | cerere oferta | N | 50 | 8 | 1 | 0.012 | KG | 0 001X0 001X0 001 | 4015081386291 |  | 336 | PDC | 1
141898 | XNNSS-8-FST | 141898 | Washer M8 | 106 | cerere oferta | N | 50 | 23 | 1 | 0.004 | KG | 0 001X0 001X0 001 | 4015081386307 |  | 336 | PDC | 1
140085 | XN-P3S-SBB | 140085 | 3 connection screw terminal supply | 4 | cerere oferta | N | 1 | 0 | 1 | 0.041 | KG | 117 6X12 6X49 9 | 7640130120938 |  | 203 | IAB | 1
140074 | XN-P3T-SBB | 140074 | 3 connection spring-loaded term. supply | 4 | cerere oferta | N | 1 | 0 | 1 | 0.031 | KG | 117 6X12 6X49 9 | 7640130120952 |  | 203 | IAB | 1
140073 | XN-P3T-SBB-B | 140073 | 3 connection spring-loaded term. supply | 4 | cerere oferta | N | 1 | 0 | 1 | 0.031 | KG | 117 6X12 6X49 9 | 7640130120969 |  | 203 | IAB | 1
140087 | XN-P4S-SBBC | 140087 | 4 connection screw terminal supply | 4 | cerere oferta | N | 1 | 0 | 1 | 0.049 | KG | 128 9X12 6X49 9 | 7640130120976 |  | 203 | IAB | 1
140086 | XN-P4S-SBBC-B | 140086 | 4 connection screw terminal supply | 4 | cerere oferta | N | 1 | 0 | 1 | 0.048 | KG | 128 9X12 6X49 9 | 7640130120983 |  | 203 | IAB | 1
140076 | XN-P4T-SBBC | 140076 | 4 connection spring-loaded term. supply | 4 | cerere oferta | N | 1 | 0 | 1 | 0.035 | KG | 128 9X12 6X49 9 | 7640130120990 |  | 203 | IAB | 1
140075 | XN-P4T-SBBC-B | 140075 | 4 connection spring-loaded term. supply | 4 | cerere oferta | N | 1 | 0 | 1 | 0.035 | KG | 128 9X12 6X49 9 | 7640130121003 |  | 203 | IAB | 1
140072 | XN-PF-120/230VAC-D | 140072 | Supply 120/230V | 4 | cerere oferta | N | 1 | 0 | 1 | 0.031 | KG | 55 4X12 6X74 1 | 7640130121010 |  | 203 | IAB | 1
140070 | XN-PF-24VDC-D | 140070 | Supply 24V | 4 | cerere oferta | N | 10 | 0 | 1 | 0.025 | KG | 55 4X12 6X74 1 | 7640130121027 |  | 203 | IAB | 1
140157 | XN-PLC-CANOPEN | 140157 | Gateway CANopen with PLC | 4 | cerere oferta | N | 1 | 0 | 1 | 0.192 | KG | 113 25X50 6X74 4 | 7640130121034 |  | 203 | IAB | 1
140096 | XN-PS2-CABLE | 140096 | Service cable | 2 | cerere oferta | N | 1 | 0 | 1 | 0.08 | KG | 2500X5X5 | 7640130121041 |  | 203 | IAB | 1
140097 | XN-QV/1 | 140097 | 1 relay jumper | 4 | cerere oferta | N | 10 | 0 | 1 | 0.003 | KG | 130X50X25 | 7640130121058 |  | 203 | IAB | 1
140098 | XN-QV/2 | 140098 | 2 relay jumpers | 4 | cerere oferta | N | 10 | 0 | 1 | 0.002 | KG | 130X50X25 | 7640130121065 |  | 203 | IAB | 1
140099 | XN-QV/3 | 140099 | 3 relay jumpers | 4 | cerere oferta | N | 10 | 0 | 1 | 0.001 | KG | 130X50X25 | 7640130121072 |  | 203 | IAB | 1
140100 | XN-QV/4 | 140100 | 4 relay jumpers | 4 | cerere oferta | N | 10 | 0 | 1 | 0.003 | KG | 130X50X25 | 7640130121089 |  | 203 | IAB | 1
140101 | XN-QV/5 | 140101 | 5 relay jumpers | 4 | cerere oferta | N | 10 | 0 | 1 | 0.002 | KG | 130X50X25 | 7640130121096 |  | 203 | IAB | 1
140102 | XN-QV/6 | 140102 | 6 relay jumpers | 4 | cerere oferta | N | 10 | 0 | 1 | 0.004 | KG | 130X50X25 | 7640130121102 |  | 203 | IAB | 1
140103 | XN-QV/7 | 140103 | 7 relay jumpers | 4 | cerere oferta | N | 10 | 0 | 1 | 0.004 | KG | 130X50X25 | 7640130121119 |  | 203 | IAB | 1
140104 | XN-QV/8 | 140104 | 8 relay jumpers | 4 | cerere oferta | N | 10 | 0 | 1 | 0.004 | KG | 130X50X25 | 7640130121126 |  | 203 | IAB | 1
140088 | XN-S3S-SBB | 140088 | 3 connection screw terminal | 4 | cerere oferta | N | 1 | 0 | 1 | 0.041 | KG | 117 6X12 6X49 9 | 7640130121133 |  | 203 | IAB | 1
140090 | XN-S3S-SBC | 140090 | 3 connection screw terminal | 4 | cerere oferta | N | 1 | 0 | 1 | 0.041 | KG | 117 6X12 6X49 9 | 7640130121140 |  | 203 | IAB | 1
140077 | XN-S3T-SBB | 140077 | 3 connection spring-loaded terminal | 4 | cerere oferta | N | 1 | 0 | 1 | 0.031 | KG | 117 6X12 6X49 9 | 7640130121157 |  | 203 | IAB | 1
140079 | XN-S3T-SBC | 140079 | 3 connection spring-loaded terminal | 4 | cerere oferta | N | 1 | 0 | 1 | 0.031 | KG | 117 6X12 6X49 9 | 7640130121164 |  | 203 | IAB | 1
140089 | XN-S4S-SBBC | 140089 | 4 connection screw terminal | 4 | cerere oferta | N | 1 | 0 | 1 | 0.049 | KG | 128 9X12 6X49 9 | 7640130121171 |  | 203 | IAB | 1
140095 | XN-S4S-SBBS-CJ | 140095 | 4 connection screw terminal | 4 | cerere oferta | N | 1 | 0 | 1 | 0.047 | KG | 128 9X12 6X49 9 | 7640130121195 |  | 203 | IAB | 1
140078 | XN-S4T-SBBC | 140078 | 4 connection spring-loaded terminal | 4 | cerere oferta | N | 1 | 0 | 1 | 0.035 | KG | 128 9X12 6X49 9 | 7640130121218 |  | 203 | IAB | 1
140081 | XN-S4T-SBBS | 140081 | 4 connection spring-loaded terminal | 4 | cerere oferta | N | 1 | 0 | 1 | 0.038 | KG | 128 9X12 6X49 9 | 7640130121225 |  | 203 | IAB | 1
140084 | XN-S4T-SBBS-CJ | 140084 | 4 connection spring-loaded terminal | 4 | cerere oferta | N | 1 | 0 | 1 | 0.038 | KG | 128 9X12 6X49 9 | 7640130121232 |  | 203 | IAB | 1
140080 | XN-S4T-SBCS | 140080 | 4 connection spring-loaded terminal | 4 | cerere oferta | N | 1 | 0 | 1 | 0.036 | KG | 128 9X12 6X49 9 | 7640130121249 |  | 203 | IAB | 1
140093 | XN-S6S-SBBSBB | 140093 | 6 connection screw terminal | 4 | cerere oferta | N | 1 | 0 | 1 | 0.067 | KG | 154 5X12 6X49 9 | 7640130121256 |  | 203 | IAB | 1
140094 | XN-S6S-SBCSBC | 140094 | 6 connection screw terminal | 4 | cerere oferta | N | 1 | 0 | 1 | 0.067 | KG | 154 5X12 6X49 9 | 7640130121263 |  | 203 | IAB | 1
140082 | XN-S6T-SBBSBB | 140082 | 6 connection spring-loaded terminal | 4 | cerere oferta | N | 1 | 0 | 1 | 0.047 | KG | 154 5X12 6X49 9 | 7640130121270 |  | 203 | IAB | 1
140083 | XN-S6T-SBCSBC | 140083 | 6 connection spring-loaded terminal | 4 | cerere oferta | N | 1 | 0 | 1 | 0.046 | KG | 154 5X12 6X49 9 | 7640130121287 |  | 203 | IAB | 1
126935 | XNSNK-M6X22-8 | 126935 | Scews | 106 | cerere oferta | N | 50 | 6 | 1 | 0.004 | KG | 25X10,7X10,7 | 4015081245031 |  | 336 | PDC | 1
144603 | XNSPP-10X16X08 | 144603 | Pres. Plate for 10x16x0,8mm copper band | 106 | cerere oferta | N | 50 | 4 | 1 | 0.03 | KG | 40X27X10 | 4015081411092 |  | 336 | PDC | 1
144602 | XNSPP-11X21X10 | 144602 | Pres. Plate for 11x21x1,0mm copper band | 106 | cerere oferta | N | 50 | 4 | 1 | 0.018 | KG | 30X23X10 | 4015081411085 |  | 336 | PDC | 1
107989 | XNSPS | 107989 | xEnergy spare parts | 106 | cerere oferta | N | 1 | 0 | 1 | 1.4 | KG | 215X120X50 | 4015081076314 |  | 336 | PDC | 1
140130 | XN-WEW-35/2-SW | 140130 | End bracket, black | 4 | cerere oferta | N | 100 | 0 | 1 | 0.016 | KG | 56X8X47 | 7640130121294 |  | 203 | IAB | 1
284099 | XPBCB0402 | 284099 | Part.CB conn./MBB rear area W'425 D'200 | 106 | cerere oferta | N | 1 | 0 | 1 | 1.2 | KG | 0 001X0 001X0 001 | 4015082840990 |  | 336 | PDC | 1
284100 | XPBCB0404 | 284100 | XPBCB | 106 | cerere oferta | N | 1 | 0 | 1 | 1.8 | KG | 0 001X0 001X0 001 | 4015082841003 |  | 336 | PDC | 1
284101 | XPBCB0602 | 284101 | XPBCB | 106 | cerere oferta | N | 1 | 0 | 1 | 1.2 | KG | 0 001X0 001X0 001 | 4015082841010 |  | 336 | PDC | 1
284102 | XPBCB0604 | 284102 | Part.CB conn./MBB rear area W'600 D'400 | 106 | cerere oferta | N | 1 | 0 | 1 | 2.4 | KG | 0 001X0 001X0 001 | 4015082841027 |  | 336 | PDC | 1
284103 | XPBCB0802 | 284103 | Part.CB conn./MBB rear area W'800 D'200 | 106 | cerere oferta | N | 1 | 0 | 1 | 1.8 | KG | 0 001X0 001X0 001 | 4015082841034 |  | 336 | PDC | 1
284104 | XPBCB0804 | 284104 | Part.CB conn./MBB rear area W'800 D'400 | 106 | cerere oferta | N | 1 | 0 | 1 | 3.2 | KG | 0 001X0 001X0 001 | 4015082841041 |  | 336 | PDC | 1
284105 | XPBCB1202 | 284105 | Part.CB conn./MBB rear area W'1200 D'200 | 106 | cerere oferta | N | 1 | 0 | 1 | 4.6 | KG | 900X500X25 | 4015082841058 |  | 336 | PDC | 1
284106 | XPBCB1204 | 284106 | Part.CB conn./MBB rear area W'1200 D'400 | 106 | cerere oferta | N | 1 | 0 | 1 | 4.6 | KG | 900X500X25 | 4015082841065 |  | 336 | PDC | 1
132924 | XPBCV03504 | 132924 | Partitions | 106 | cerere oferta | N | 1 | 0 | 1 | 2.5 | KG | 40X400X400 | 4015081298358 |  | 336 | PDC | 1
288998 | XPBM2008 | 288998 | Partitions | 106 | cerere oferta | N | 1 | 0 | 1 | 13.1 | KG | 40X800X1000 | 4015082889982 |  | 336 | PDC | 1
149182 | XPBMB027508 | 149182 | Part.CB comp./MBB rear area H=275 W=800 | 106 | cerere oferta | N | 1 | 0 | 1 | 2 | KG | 275X700X20 | 4015081455201 |  | 336 | PDC | 1
148809 | XPBMB032504 | 148809 | Part.CB comp./MBB rear area H=325 W=425 | 106 | cerere oferta | N | 1 | 0 | 1 | 1.1 | KG | 325X320X20 | 4015081452675 |  | 336 | PDC | 1
166695 | XPBMB03506 | 166695 | Partition CB dev./HSH area H=300 W=600 | 106 | cerere oferta | N | 1 | 0 | 1 | 2.4 | KG | 333X8X489 | 4015081632442 |  | 336 | PDC | 1
132922 | XPBMB03508 | 132922 | Partitions | 106 | cerere oferta | N | 1 | 0 | 1 | 3.2 | KG | 30X720X330 | 4015081298334 |  | 336 | PDC | 1
132923 | XPBMB03508-S | 132923 | Partitions | 106 | cerere oferta | N | 1 | 0 | 1 | 4.1 | KG | 50X450X330 | 4015081298341 |  | 336 | PDC | 1
133066 | XPBMB0506 | 133066 | Part.CB comp./MBB rear area H=500 W=600 | 106 | cerere oferta | N | 1 | 0 | 1 | 4 | KG | 650X550X25 | 4015081299294 |  | 336 | PDC | 1
133067 | XPBMB0508 | 133067 | Part.CB comp./MBB rear area H=500 W=800 | 106 | cerere oferta | N | 1 | 0 | 1 | 5.4 | KG | 650X750X25 | 4015081299300 |  | 336 | PDC | 1
133068 | XPBMB0510 | 133068 | Part.CB comp./MBB rear area H=500 W=1000 | 106 | cerere oferta | N | 1 | 0 | 1 | 6.7 | KG | 650X950X25 | 4015081299317 |  | 336 | PDC | 1
133069 | XPBMB0511 | 133069 | Partitions | 106 | cerere oferta | N | 1 | 0 | 1 | 7.4 | KG | 650X1050X25 | 4015081299324 |  | 336 | PDC | 1
133070 | XPBMB05135 | 133070 | Partitions | 106 | cerere oferta | N | 1 | 0 | 1 | 9 | KG | 650X1300X25 | 4015081299331 |  | 336 | PDC | 1
284107 | XPBMB0604 | 284107 | XPBMB | 106 | cerere oferta | N | 1 | 0 | 1 | 2.2 | KG | 650X320X20 | 4015082841072 |  | 336 | PDC | 1
112312 | XPBMB0604-ROT | 112312 | Partitions | 106 | cerere oferta | N | 1 | 0 | 1 | 4.8 | KG | 255X650X50 | 4015081118601 |  | 336 | PDC | 1
284108 | XPBMB0606 | 284108 | XPBMB | 106 | cerere oferta | N | 1 | 0 | 1 | 3.4 | KG | 650X500X20 | 4015082841089 |  | 336 | PDC | 1
112313 | XPBMB0606-ROT | 112313 | Partitions | 106 | cerere oferta | N | 1 | 0 | 1 | 7 | KG | 430X650X50 | 4015081118618 |  | 336 | PDC | 1
284109 | XPBMB0608 | 284109 | Part.CB comp./MBB rear area H'600 W'800 | 106 | cerere oferta | N | 1 | 0 | 1 | 5.8 | KG | 0 001X0 001X0 001 | 4015082841096 |  | 336 | PDC | 1
112314 | XPBMB0608-ROT | 112314 | Partitions | 106 | cerere oferta | N | 1 | 0 | 1 | 9 | KG | 630X650X50 | 4015081118625 |  | 336 | PDC | 1
102949 | XPBMB0610 | 102949 | Partition CB dev./HSH area H=600 W=1000 | 106 | cerere oferta | N | 1 | 0 | 1 | 6.7 | KG | 650X950X25 | 4015081029136 |  | 336 | PDC | 1
112315 | XPBMB0610-ROT | 112315 | Partitions | 106 | cerere oferta | N | 1 | 0 | 1 | 11 | KG | 830X650X50 | 4015081118632 |  | 336 | PDC | 1
284110 | XPBMB0612 | 284110 | Part.CB comp./MBB rear area H'600 W'1200 | 106 | cerere oferta | N | 1 | 0 | 1 | 7 | KG | 1150X650X25 | 4015082841102 |  | 336 | PDC | 1
112316 | XPBMB0612-ROT | 112316 | Partitions | 106 | cerere oferta | N | 1 | 0 | 1 | 13 | KG | 930X650X50 | 4015081118649 |  | 336 | PDC | 1
284702 | XPBMT0404 | 284702 | Part.CB comp./MBB top area W'425 D'600 | 106 | cerere oferta | N | 1 | 0 | 1 | 2 | KG | 380X380X75 | 4015082847029 |  | 336 | PDC | 1
284111 | XPBMT0406 | 284111 | Part.CB comp./MBB top area W'425 D'600 | 106 | cerere oferta | N | 1 | 0 | 1 | 2.2 | KG | 360X370X75 | 4015082841119 |  | 336 | PDC | 1
284703 | XPBMT0604 | 284703 | Part.CB comp./MBB top area W'425 D'600 | 106 | cerere oferta | N | 1 | 0 | 1 | 3 | KG | 650X380X75 | 4015082847036 |  | 336 | PDC | 1
284112 | XPBMT0606 | 284112 | Part.CB comp./MBB top area W'600 D'600 | 106 | cerere oferta | N | 1 | 0 | 1 | 3 | KG | 520X365X80 | 4015082841126 |  | 336 | PDC | 1
284113 | XPBMT0806 | 284113 | Part.CB comp./MBB top area W'800 D'600 | 106 | cerere oferta | N | 1 | 0 | 1 | 4 | KG | 0 001X0 001X0 001 | 4015082841133 |  | 336 | PDC | 1
284114 | XPBMT1006 | 284114 | Part.CB comp./MBB top area W'1000 D'600 | 106 | cerere oferta | N | 1 | 0 | 1 | 5.5 | KG | 850X380X75 | 4015082841140 |  | 336 | PDC | 1
132925 | XPBST0308 | 132925 | Partitions | 106 | cerere oferta | N | 1 | 0 | 1 | 1.9 | KG | 30X740X270 | 4015081298365 |  | 336 | PDC | 1
284115 | XPC0604 | 284115 | Shroud CB conn.area H=600 W=425 | 106 | cerere oferta | N | 1 | 0 | 1 | 1.6 | KG | 0 001X0 001X0 001 | 4015082841157 |  | 336 | PDC | 1
284116 | XPC0606 | 284116 | Shroud CB conn.area H=600 W=600 | 106 | cerere oferta | N | 1 | 0 | 1 | 2 | KG | 0 001X0 001X0 001 | 4015082841164 |  | 336 | PDC | 1
284117 | XPC0608 | 284117 | Shroud CB conn.area H'600 W'800 | 106 | cerere oferta | N | 1 | 0 | 1 | 2.2 | KG | 0 001X0 001X0 001 | 4015082841171 |  | 336 | PDC | 1
133078 | XPC0610 | 133078 | Partitions | 106 | cerere oferta | N | 1 | 0 | 1 | 2.6 | KG | 950X660X25 | 4015081299416 |  | 336 | PDC | 1
133079 | XPC0611 | 133079 | Partitions | 106 | cerere oferta | N | 1 | 0 | 1 | 2.9 | KG | 1050X660X25 | 4015081299423 |  | 336 | PDC | 1
284118 | XPC0612 | 284118 | Shroud CB conn.area H'600 W'1200 | 106 | cerere oferta | N | 1 | 0 | 1 | 3.1 | KG | 1150X660X25 | 4015082841188 |  | 336 | PDC | 1
133080 | XPC06135 | 133080 | Partitions | 106 | cerere oferta | N | 1 | 0 | 1 | 3.5 | KG | 1300X660X25 | 4015081299430 |  | 336 | PDC | 1
289906 | XPF2BMT0406 | 289906 | Partit. T2b CB dev./BBT area W=425 D=600 | 106 | cerere oferta | N | 1 | 0 | 1 | 4.5 | KG | 350X350X35 | 4015082899066 |  | 336 | PDC | 1
289907 | XPF2BMT0606 | 289907 | Partit. T2b CB dev./BBT area W=600 D=600 | 106 | cerere oferta | N | 1 | 0 | 1 | 6 | KG | 550X350X35 | 4015082899073 |  | 336 | PDC | 1
284771 | XPFBCT0206 | 284771 | Part.CB comp./MBB top area W'600 D'600 | 106 | cerere oferta | N | 1 | 0 | 1 | 1.5 | KG | 380X230X75 | 4015082847715 |  | 336 | PDC | 1
284770 | XPFBCT0406 | 284770 | Part.CB comp./MBB top area W'600 D'600 | 106 | cerere oferta | N | 1 | 0 | 1 | 3.4 | KG | 525X366X50 | 4015082847708 |  | 336 | PDC | 1
284759 | XPFBMT0406 | 284759 | Part.CB comp./MBB top area W'600 D'600 | 106 | cerere oferta | N | 1 | 0 | 1 | 2.5 | KG | 380X380X75 | 4015082847593 |  | 336 | PDC | 1
284758 | XPFBMT0606 | 284758 | Part.CB comp./MBB top area W'600 D'600 | 106 | cerere oferta | N | 1 | 0 | 1 | 3.5 | KG | 650X380X75 | 4015082847586 |  | 336 | PDC | 1
284745 | XPFCB02 | 284745 | XPFCB | 106 | cerere oferta | N | 1 | 0 | 1 | 2.6 | KG | 0 001X0 001X0 001 | 4015082847456 |  | 336 | PDC | 1
284119 | XPFCB04 | 284119 | XPFCB | 106 | cerere oferta | N | 1 | 0 | 1 | 4.4 | KG | 0 001X0 001X0 001 | 4015082841195 |  | 336 | PDC | 1
110265 | XPFCB04/06 | 110265 | Part.F conn./MBB rear area W=425/600 | 106 | cerere oferta | N | 1 | 0 | 1 | 7.5 | KG | 1150X325X30 | 4015081098057 |  | 336 | PDC | 1
284746 | XPFCB06 | 284746 | Partitions | 106 | cerere oferta | N | 1 | 0 | 1 | 6.6 | KG | 0 001X0 001X0 001 | 4015082847463 |  | 336 | PDC | 1
110266 | XPFCB08/10 | 110266 | Xpfcb | 106 | cerere oferta | N | 1 | 0 | 1 | 9.5 | KG | 1150X525X30 | 4015081098064 |  | 336 | PDC | 1
110267 | XPFCB12 | 110267 | Partitions | 106 | cerere oferta | N | 1 | 0 | 1 | 11.5 | KG | 1150X625X30 | 4015081098071 |  | 336 | PDC | 1
284120 | XPFCCR0204 | 284120 | Part.FR conn./An R MBB top H'50 W'425 | 106 | cerere oferta | N | 1 | 0 | 1 | 0.25 | KG | 220X60X40 | 4015082841201 |  | 336 | PDC | 1
284121 | XPFCCR0206 | 284121 | Part.FR conn./An R MBB top H'50 W'600 | 106 | cerere oferta | N | 1 | 0 | 1 | 0.35 | KG | 320X60X40 | 4015082841218 |  | 336 | PDC | 1
284122 | XPFCCR0404 | 284122 | Part.FR conn./An R MBB top H'100 W'425 | 106 | cerere oferta | N | 1 | 0 | 1 | 0.5 | KG | 220X110X40 | 4015082841225 |  | 336 | PDC | 1
284123 | XPFCCR0406 | 284123 | Part.FR conn./An R MBB top H'100 W'600 | 106 | cerere oferta | N | 1 | 0 | 1 | 0.7 | KG | 320X110X40 | 4015082841232 |  | 336 | PDC | 1
284124 | XPFCCR0604 | 284124 | Part.FR conn./An R MBB top H'150 W'425 | 106 | cerere oferta | N | 1 | 0 | 1 | 0.75 | KG | 220X160X40 | 4015082841249 |  | 336 | PDC | 1
284125 | XPFCCR0606 | 284125 | Part.FR conn./An R MBB top H'150 W'600 | 106 | cerere oferta | N | 1 | 0 | 1 | 1.05 | KG | 320X160X40 | 4015082841256 |  | 336 | PDC | 1
284126 | XPFCCR0804 | 284126 | Part.FR conn./An R MBB top H'200 W'425 | 106 | cerere oferta | N | 1 | 0 | 1 | 1 | KG | 220X210X40 | 4015082841263 |  | 336 | PDC | 1
284127 | XPFCCR0806 | 284127 | Part.FR conn./An R MBB top H'200 W'600 | 106 | cerere oferta | N | 1 | 0 | 1 | 1.4 | KG | 320X210X40 | 4015082841270 |  | 336 | PDC | 1
284128 | XPFCCR1004 | 284128 | Part.FR conn./An R MBB top H'250 W'425 | 106 | cerere oferta | N | 1 | 0 | 1 | 1.25 | KG | 220X260X40 | 4015082841287 |  | 336 | PDC | 1
284129 | XPFCCR1006 | 284129 | Part.FR conn./An R MBB top H'250 W'600 | 106 | cerere oferta | N | 1 | 0 | 1 | 1.5 | KG | 260X200X100 | 4015082841294 |  | 336 | PDC | 1
284130 | XPFCCR1204 | 284130 | Part.FR conn./An R MBB top H'300 W'425 | 106 | cerere oferta | N | 1 | 0 | 1 | 1.5 | KG | 220X310X40 | 4015082841300 |  | 336 | PDC | 1
284131 | XPFCCR1206 | 284131 | Part.FR conn./An R MBB top H'300 W'600 | 106 | cerere oferta | N | 1 | 0 | 1 | 2.1 | KG | 320X310X40 | 4015082841317 |  | 336 | PDC | 1
284132 | XPFCD2006 | 284132 | XPFCD | 106 | cerere oferta | N | 1 | 0 | 1 | 5.4 | KG | 0 001X0 001X0 001 | 4015082841324 |  | 336 | PDC | 1
126019 | XPFCD2006-PI-2 | 126019 | Partitions | 106 | cerere oferta | N | 1 | 0 | 1 | 8 | KG | 950X450X50 | 4015081236053 |  | 336 | PDC | 1
284133 | XPFCD2008 | 284133 | Part.F conn./VS R D'800 | 106 | cerere oferta | N | 1 | 0 | 1 | 8.5 | KG | 950X550X50 | 4015082841331 |  | 336 | PDC | 1
126020 | XPFCD2008-PI-2 | 126020 | Partitions | 106 | cerere oferta | N | 1 | 0 | 1 | 8.5 | KG | 950X650X50 | 4015081236060 |  | 336 | PDC | 1
284134 | XPFCDR0204 | 284134 | Part.FR conn./VS R MBB top H'50 W'425 | 106 | cerere oferta | N | 1 | 0 | 1 | 0.55 | KG | 600X60X20 | 4015082841348 |  | 336 | PDC | 1
284135 | XPFCDR0206 | 284135 | Part.FR conn./VS R MBB top H'50 W'600 | 106 | cerere oferta | N | 1 | 0 | 1 | 0.6 | KG | 700X60X20 | 4015082841355 |  | 336 | PDC | 1
284136 | XPFCDR0404 | 284136 | Part.FR conn./VS R MBB top H'100 W'425 | 106 | cerere oferta | N | 1 | 0 | 1 | 0.85 | KG | 600X110X20 | 4015082841362 |  | 336 | PDC | 1
284137 | XPFCDR0406 | 284137 | Part.FR conn./VS R MBB top H'100 W'600 | 106 | cerere oferta | N | 1 | 0 | 1 | 0.9 | KG | 700X110X20 | 4015082841379 |  | 336 | PDC | 1
284138 | XPFCDR0604 | 284138 | Part.FR conn./VS R MBB top H'150 W'425 | 106 | cerere oferta | N | 1 | 0 | 1 | 1.15 | KG | 700X160X20 | 4015082841386 |  | 336 | PDC | 1
284139 | XPFCDR0606 | 284139 | Part.FR conn./VS R MBB top H'150 W'600 | 106 | cerere oferta | N | 1 | 0 | 1 | 1.2 | KG | 700X160X20 | 4015082841393 |  | 336 | PDC | 1
284140 | XPFCDR0804 | 284140 | Part.FR conn./VS R MBB top H'200 W'425 | 106 | cerere oferta | N | 1 | 0 | 1 | 1.45 | KG | 700X210X20 | 4015082841409 |  | 336 | PDC | 1
284141 | XPFCDR0806 | 284141 | Part.FR conn./VS R MBB top H'200 W'600 | 106 | cerere oferta | N | 1 | 0 | 1 | 1.5 | KG | 700X210X20 | 4015082841416 |  | 336 | PDC | 1
284142 | XPFCDR1004 | 284142 | Part.FR conn./VS R MBB top H'250 W'425 | 106 | cerere oferta | N | 1 | 0 | 1 | 1.75 | KG | 700X260X20 | 4015082841423 |  | 336 | PDC | 1
284143 | XPFCDR1006 | 284143 | Part.FR conn./VS R MBB top H'250 W'600 | 106 | cerere oferta | N | 1 | 0 | 1 | 1.8 | KG | 700X260X20 | 4015082841430 |  | 336 | PDC | 1
284144 | XPFCDR1204 | 284144 | Part.FR conn./VS R MBB top H'300 W'425 | 106 | cerere oferta | N | 1 | 0 | 1 | 2 | KG | 700X310X20 | 4015082841447 |  | 336 | PDC | 1
284145 | XPFCDR1206 | 284145 | Part.FR conn./VS R MBB top H'300 W'600 | 106 | cerere oferta | N | 1 | 0 | 1 | 2.1 | KG | 700X310X20 | 4015082841454 |  | 336 | PDC | 1
284146 | XPFMC | 284146 | XPFMC | 106 | cerere oferta | N | 1 | 0 | 1 | 1 | KG | 0 001X0 001X0 001 | 4015082841461 |  | 336 | PDC | 1
284147 | XPFMM04 | 284147 | Part.F comp./comp.area W'425 | 106 | cerere oferta | N | 1 | 0 | 1 | 0.8 | KG | 350X250X25 | 4015082841478 |  | 336 | PDC | 1
109252 | XPFMM04-1 | 109252 | Partitions | 106 | cerere oferta | N | 1 | 0 | 1 | 0.9 | KG | 250X300X25 | 4015081088621 |  | 336 | PDC | 1
284148 | XPFMM06 | 284148 | Part.F comp./comp.area W'600 | 106 | cerere oferta | N | 1 | 0 | 1 | 1 | KG | 510X220X40 | 4015082841485 |  | 336 | PDC | 1
109253 | XPFMM06-1 | 109253 | Partitions | 106 | cerere oferta | N | 1 | 0 | 1 | 1.4 | KG | 250X520X25 | 4015081088638 |  | 336 | PDC | 1
284149 | XPFMMR04 | 284149 | Part.FR comp./comp.area MBB top W'425 | 106 | cerere oferta | N | 1 | 0 | 1 | 1 | KG | 1X1X1 | 4015082841492 |  | 336 | PDC | 1
284150 | XPFMMR06 | 284150 | Part.FR comp./comp.area MBB top W'600 | 106 | cerere oferta | N | 1 | 0 | 1 | 1.3 | KG | 510X320X30 | 4015082841508 |  | 336 | PDC | 1
151678 | XPI26BCB-E-06 | 151678 | Part. IZM26 conn./m.busb.area/even W=600 | 106 | cerere oferta | N | 1 | 0 | 1 | 1.3 | KG | 1000X400X50 | 4015081484669 |  | 336 | PDC | 1
151679 | XPI26BCB-E-08 | 151679 | Part. IZM26 conn./m.busb.area/even W=800 | 106 | cerere oferta | N | 1 | 0 | 1 | 1.8 | KG | 1000X600X50 | 4015081484676 |  | 336 | PDC | 1
151680 | XPI26BCB-E-10 | 151680 | Part. IZM26 conn./BBB.area/even W=1000 | 106 | cerere oferta | N | 1 | 0 | 1 | 2.5 | KG | 1000X800X50 | 4015081484683 |  | 336 | PDC | 1
135259 | XPI26BMCB0606 | 135259 | Part.CB comp./BBB area H=600 W=600 | 106 | cerere oferta | N | 1 | 0 | 1 | 1.7 | KG | 620X560X40 | 4015081320523 |  | 336 | PDC | 1
135260 | XPI26BMCB0608 | 135260 | Part.CB comp./BBB area H=600 W=800 | 106 | cerere oferta | N | 1 | 0 | 1 | 2.6 | KG | 620X760X40 | 4015081320530 |  | 336 | PDC | 1
133084 | XPI26BMCB0610 | 133084 | Partitions | 106 | cerere oferta | N | 1 | 0 | 1 | 5 | KG | 650X920X50 | 4015081299478 |  | 336 | PDC | 1
133085 | XPI26BMCB0611 | 133085 | Partitions | 106 | cerere oferta | N | 1 | 0 | 1 | 5.5 | KG | 650X1020X50 | 4015081299485 |  | 336 | PDC | 1
133086 | XPI26BMCB06135 | 133086 | Partitions | 106 | cerere oferta | N | 1 | 0 | 1 | 6.8 | KG | 650X1270X50 | 4015081299492 |  | 336 | PDC | 1
149183 | XPI26FBMCB0606 | 149183 | Part.CB comp./BBB area H=600 W=600 | 106 | cerere oferta | N | 1 | 0 | 1 | 2 | KG | 620X560X40 | 4015081455218 |  | 336 | PDC | 1
149184 | XPI26FBMCB0608 | 149184 | Part.CB comp./BBB area H=600 W=800 | 106 | cerere oferta | N | 1 | 0 | 1 | 2.6 | KG | 620X760X40 | 4015081455225 |  | 336 | PDC | 1
149185 | XPI26FBMCB0610 | 149185 | Part.CB comp./BBB area H=600 W=1000 | 106 | cerere oferta | N | 1 | 0 | 1 | 3.3 | KG | 620X960X40 | 4015081455232 |  | 336 | PDC | 1
126001 | XPIBCB-E-04 | 126001 | Partitions | 106 | cerere oferta | N | 1 | 0 | 1 | 0.8 | KG | 1260X325X50 | 4015081235902 |  | 336 | PDC | 1
126002 | XPIBCB-E-06 | 126002 | Part. IZM conn./m.busb.area/even W=600 | 106 | cerere oferta | N | 1 | 0 | 1 | 1.3 | KG | 1260X500X50 | 4015081235919 |  | 336 | PDC | 1
126003 | XPIBCB-E-08 | 126003 | PART IZM CONN./M.BUSB.AREA/EVEN W'800 | 106 | cerere oferta | N | 1 | 0 | 1 | 1.8 | KG | 1260X700X50 | 4015081235926 |  | 336 | PDC | 1
126004 | XPIBCB-E-10 | 126004 | Partitions | 106 | cerere oferta | N | 1 | 0 | 1 | 2.5 | KG | 1260X900X50 | 4015081235933 |  | 336 | PDC | 1
126005 | XPIBCB-E-12 | 126005 | Partitions | 106 | cerere oferta | N | 1 | 0 | 1 | 4 | KG | 1260X1100X50 | 4015081235940 |  | 336 | PDC | 1
150515 | XPIBCB-H-06019 | 150515 | Part. IZM conn/m.busb.a/hor W=600 D=190 | 106 | cerere oferta | N | 1 | 0 | 1 | 1.05 | KG | 480X220X30 | 4015081468553 |  | 336 | PDC | 1
133091 | XPIBCB-H-0602 | 133091 | Part. IZM conn/m.busb.a/hor W=600 T=200 | 106 | cerere oferta | N | 1 | 0 | 1 | 1.5 | KG | 500X170X50 | 4015081299546 |  | 336 | PDC | 1
133092 | XPIBCB-H-0604 | 133092 | Part. IZM conn/m.busb.a/hor W=600 T=400 | 106 | cerere oferta | N | 1 | 0 | 1 | 2.2 | KG | 500X150X50 | 4015081299553 |  | 336 | PDC | 1
150516 | XPIBCB-H-08019 | 150516 | Part. IZM conn/m.busb.a/hor W=800 D=190 | 106 | cerere oferta | N | 1 | 0 | 1 | 1.2 | KG | 680X220X30 | 4015081468560 |  | 336 | PDC | 1
133093 | XPIBCB-H-0802 | 133093 | Part. IZM conn/m.busb.a/hor W=800 T=200 | 106 | cerere oferta | N | 1 | 0 | 1 | 1.5 | KG | 700X170X50 | 4015081299560 |  | 336 | PDC | 1
133094 | XPIBCB-H-0804 | 133094 | Part. IZM conn/m.busb.a/hor W=800 T=400 | 106 | cerere oferta | N | 1 | 0 | 1 | 2.7 | KG | 700X150X50 | 4015081299577 |  | 336 | PDC | 1
133095 | XPIBCB-H-1004 | 133095 | Partitions | 106 | cerere oferta | N | 1 | 0 | 1 | 2.9 | KG | 900X150X50 | 4015081299584 |  | 336 | PDC | 1
150519 | XPIBCB-H-11019 | 150519 | Part. IZM conn/m.busb.a/hor W=1100 D=190 | 106 | cerere oferta | N | 1 | 0 | 1 | 1.5 | KG | 980X220X30 | 4015081468591 |  | 336 | PDC | 1
133096 | XPIBCB-H-1104 | 133096 | Partitions | 106 | cerere oferta | N | 1 | 0 | 1 | 3.1 | KG | 1000X150X50 | 4015081299591 |  | 336 | PDC | 1
133097 | XPIBCB-H-13504 | 133097 | Partitions | 106 | cerere oferta | N | 1 | 0 | 1 | 3.4 | KG | 1250X150X50 | 4015081299607 |  | 336 | PDC | 1
174567 | XPIX16CCB-B-06 | 174567 | XPIX16CCB-B-06 | 106 | cerere oferta | N | 1 | 0 | 1 | 13.09 | KG | 0 001X0 001X0 001 | 4015081710225 |  | 336 | PDC | 1
174568 | XPIX16CCB-B-08 | 174568 | XPIX16CCB-B-08 | 106 | cerere oferta | N | 1 | 0 | 1 | 16.39 | KG | 0 001X0 001X0 001 | 4015081710232 |  | 336 | PDC | 1
166742 | XPIX40BCB-E-06 | 166742 | Partition: Busbar / Connection Area | 106 | cerere oferta | N | 1 | 0 | 1 | 1 | KG | 0 001X0 001X0 001 | 4015081632510 |  | 336 | PDC | 1
166743 | XPIX40BCB-E-08 | 166743 | Partition: Busbar / Connection Area | 106 | cerere oferta | N | 1 | 0 | 1 | 1 | KG | 0 001X0 001X0 001 | 4015081632527 |  | 336 | PDC | 1
166744 | XPIX40BCB-E-10 | 166744 | Partition: Busbar / Connection Area | 106 | cerere oferta | N | 1 | 0 | 1 | 1 | KG | 0 001X0 001X0 001 | 4015081632534 |  | 336 | PDC | 1
166226 | XPIX40BCB-H-0602 | 166226 | Partition Conn/BB area IZMX40 horizontal | 106 | cerere oferta | N | 1 | 0 | 1 | 0.9 | KG | 310X456X40 | 4015081627530 |  | 336 | PDC | 1
166223 | XPIX40BCB-H-0604 | 166223 | Partition Conn/BB area IZMX40 horizontal | 106 | cerere oferta | N | 1 | 0 | 1 | 1.2 | KG | 510X456X40 | 4015081627509 |  | 336 | PDC | 1
166227 | XPIX40BCB-H-0802 | 166227 | Partition Conn/BB area IZMX40 horizontal | 106 | cerere oferta | N | 1 | 0 | 1 | 1.275 | KG | 310X656X40 | 4015081627547 |  | 336 | PDC | 1
166224 | XPIX40BCB-H-0804 | 166224 | Partition Conn/BB area IZMX40 horizontal | 106 | cerere oferta | N | 1 | 0 | 1 | 1.7 | KG | 510X656X40 | 4015081627516 |  | 336 | PDC | 1
166225 | XPIX40BCB-H-1004 | 166225 | Partition Conn/BB area IZMX40 horizontal | 106 | cerere oferta | N | 1 | 0 | 1 | 2.2 | KG | 510X856X40 | 4015081627523 |  | 336 | PDC | 1
164349 | XPIX40FBMCB0606 | 164349 | Partition CB/BB area IZMX40 Fixed | 106 | cerere oferta | N | 1 | 0 | 1 | 1.7 | KG | 570X509X58,5 | 4015081627462 |  | 336 | PDC | 1
166221 | XPIX40FBMCB0608 | 166221 | Partition CB/BB area IZMX40 Fixed | 106 | cerere oferta | N | 1 | 0 | 1 | 3 | KG | 570X709X58,5 | 4015081627486 |  | 336 | PDC | 1
164347 | XPIX40FBMCB0610 | 164347 | Partition CB/BB area IZMX40 Fixed | 106 | cerere oferta | N | 1 | 0 | 1 | 4.4 | KG | 570X909X55 | 4015081627448 |  | 336 | PDC | 1
177113 | XPIX40W2BMCB0610 | 177113 | XPIX40W2BMCB0610 | 106 | cerere oferta | N | 1 | 0 | 1 | 4.4 | KG | 0 001X0 001X0 001 | 4015081715565 |  | 336 | PDC | 1
166220 | XPIX40WBMCB0606 | 166220 | Partition CB/BB area IZMX40 Withdrawable | 106 | cerere oferta | N | 1 | 0 | 1 | 1.7 | KG | 570X509X58,5 | 4015081627479 |  | 336 | PDC | 1
166222 | XPIX40WBMCB0608 | 166222 | Partition CB/BB area IZMX40 Withdrawable | 106 | cerere oferta | N | 1 | 0 | 1 | 3 | KG | 570X709X58,5 | 4015081627493 |  | 336 | PDC | 1
164348 | XPIX40WBMCB0610 | 164348 | Partition CB/BB area IZMX40 Withdrawable | 106 | cerere oferta | N | 1 | 0 | 1 | 4.4 | KG | 570X909X55 | 4015081627455 |  | 336 | PDC | 1
133087 | XPIXBCB-H-0402 | 133087 | PART IZM CONN./M.BUSB.A/HOR W'425 T'200 | 106 | cerere oferta | N | 1 | 0 | 1 | 1.2 | KG | 315X270X50 | 4015081299508 |  | 336 | PDC | 1
133088 | XPIXBCB-H-0404 | 133088 | Partitions | 106 | cerere oferta | N | 1 | 0 | 1 | 1.6 | KG | 315X470X50 | 4015081299515 |  | 336 | PDC | 1
133089 | XPIXBCB-H-0602 | 133089 | Partitions | 106 | cerere oferta | N | 1 | 0 | 1 | 1.5 | KG | 490X270X50 | 4015081299522 |  | 336 | PDC | 1
133090 | XPIXBCB-H-0604 | 133090 | Partitions | 106 | cerere oferta | N | 1 | 0 | 1 | 2 | KG | 490X470X50 | 4015081299539 |  | 336 | PDC | 1
135261 | XPIXBMCB0604 | 135261 | PART CB COMP./BBB AREA H'600 W'425 | 106 | cerere oferta | N | 1 | 0 | 1 | 1.1 | KG | 550X340X50 | 4015081320547 |  | 336 | PDC | 1
135262 | XPIXBMCB0606 | 135262 | Partitions | 106 | cerere oferta | N | 1 | 0 | 1 | 1.6 | KG | 550X540X50 | 4015081320554 |  | 336 | PDC | 1
151674 | XPIXFBMCB0604 | 151674 | Part.CB fixed comp./BBB area H=600 W=425 | 106 | cerere oferta | N | 1 | 0 | 1 | 1.1 | KG | 550X340X50 | 4015081484621 |  | 336 | PDC | 1
151675 | XPIXFBMCB0606 | 151675 | Part.CB fixed comp./BBB area H=600 W=600 | 106 | cerere oferta | N | 1 | 0 | 1 | 1.6 | KG | 550X540X50 | 4015081484638 |  | 336 | PDC | 1
284161 | XPL06 | 284161 | Mount.kit partitions SL 3b D'600 | 106 | cerere oferta | N | 1 | 0 | 1 | 7.4 | KG | 0 001X0 001X0 001 | 4015082841614 |  | 336 | PDC | 1
126006 | XPL0608 | 126006 | Partitions | 106 | cerere oferta | N | 1 | 0 | 1 | 8.1 | KG | 520X870X50 | 4015081235957 |  | 336 | PDC | 1
284162 | XPL08 | 284162 | Mount.kit partitions SL 3b D'800 | 106 | cerere oferta | N | 1 | 0 | 1 | 10.6 | KG | 0 001X0 001X0 001 | 4015082841621 |  | 336 | PDC | 1
126007 | XPL0808 | 126007 | XPL0808 | 106 | cerere oferta | N | 1 | 0 | 1 | 11.3 | KG | 720X870X50 | 4015081235964 |  | 336 | PDC | 1
285500 | XPL10 | 285500 | Mount.kit partitions SL 3b D=1000 | 106 | cerere oferta | N | 1 | 0 | 1 | 16 | KG | 920X670X50 | 4015082855000 |  | 336 | PDC | 1
126008 | XPL1008 | 126008 | Partitions | 106 | cerere oferta | N | 1 | 0 | 1 | 14.6 | KG | 920X870X50 | 4015081235971 |  | 336 | PDC | 1
116456 | XPLB0606 | 116456 | Part.SL comp./BBB area H=600 W=600 | 106 | cerere oferta | N | 1 | 0 | 1 | 4 | KG | 500X480X350 | 4015081161935 |  | 336 | PDC | 1
124415 | XPLB0608 | 124415 | Partitions | 106 | cerere oferta | N | 1 | 0 | 1 | 3.7 | KG | 950X520X140 | 4015081220199 |  | 336 | PDC | 1
116457 | XPLB0806 | 116457 | Part.SL comp./BBB area H=600 W=800 | 106 | cerere oferta | N | 1 | 0 | 1 | 4.5 | KG | 700X480X350 | 4015081161942 |  | 336 | PDC | 1
124416 | XPLB0808 | 124416 | XPLB0808 | 106 | cerere oferta | N | 1 | 0 | 1 | 5.3 | KG | 950X720X140 | 4015081220403 |  | 336 | PDC | 1
116458 | XPLB1006 | 116458 | Part.SL comp./BBB area H=600 W=1000 | 106 | cerere oferta | N | 1 | 0 | 1 | 5.5 | KG | 900X480X350 | 4015081161959 |  | 336 | PDC | 1
124417 | XPLB1008 | 124417 | Partitions | 106 | cerere oferta | N | 1 | 0 | 1 | 6.9 | KG | 950X920X140 | 4015081220410 |  | 336 | PDC | 1
135263 | XPMMB0402 | 135263 | PART IZMX DEV./DEV.ROOM BBB W'425 D'400 | 106 | cerere oferta | N | 1 | 0 | 1 | 0.8 | KG | 210X340X50 | 4015081320561 |  | 336 | PDC | 1
284163 | XPMMB0404 | 284163 | Part.CB dev./dev.R MBB rear W'425 D'400 | 106 | cerere oferta | N | 1 | 0 | 1 | 1.2 | KG | 0 001X0 001X0 001 | 4015082841638 |  | 336 | PDC | 1
135264 | XPMMB0602 | 135264 | Partitions | 106 | cerere oferta | N | 1 | 0 | 1 | 1.1 | KG | 210X540X50 | 4015081320578 |  | 336 | PDC | 1
166239 | XPMMB0603 | 166239 | Partition CB area / Device area D=251 | 106 | cerere oferta | N | 1 | 0 | 1 | 1.15 | KG | 510X254X40 | 4015081627660 |  | 336 | PDC | 1
284164 | XPMMB0604 | 284164 | Part.CB dev./dev.R MBB rear W'600 D'400 | 106 | cerere oferta | N | 1 | 0 | 1 | 2 | KG | 520X360X30 | 4015082841645 |  | 336 | PDC | 1
167314 | XPMMB0802 | 167314 | Part.dev./dev. Room BBB W=800 D=205 | 106 | cerere oferta | N | 1 | 0 | 1 | 1.5 | KG | 210X740X50 | 4015081638147 |  | 336 | PDC | 1
166240 | XPMMB0803 | 166240 | Partition CB area/Device area D=251 | 106 | cerere oferta | N | 1 | 0 | 1 | 1.5 | KG | 710X254X40 | 4015081627677 |  | 336 | PDC | 1
284165 | XPMMB0804 | 284165 | Part.CB dev./dev.R MBB rear W'800 D'400 | 106 | cerere oferta | N | 1 | 0 | 1 | 2.2 | KG | 0 001X0 001X0 001 | 4015082841652 |  | 336 | PDC | 1
177111 | XPMMB1003 | 177111 | XPMMB1003 | 106 | cerere oferta | N | 1 | 0 | 1 | 1.8 | KG | 0 001X0 001X0 001 | 4015081715541 |  | 336 | PDC | 1
133081 | XPMMB1004 | 133081 | Part.CB dev./dev.R MBB rear W=1000 D=400 | 106 | cerere oferta | N | 1 | 0 | 1 | 4.2 | KG | 920X360X30 | 4015081299447 |  | 336 | PDC | 1
133082 | XPMMB1104 | 133082 | Partitions | 106 | cerere oferta | N | 1 | 0 | 1 | 4.6 | KG | 1020X360X30 | 4015081299454 |  | 336 | PDC | 1
284166 | XPMMB1204 | 284166 | Part.CB dev./dev.R MBB rear W'1200 D'400 | 106 | cerere oferta | N | 1 | 0 | 1 | 5 | KG | 1120X360X30 | 4015082841669 |  | 336 | PDC | 1
133083 | XPMMB13504 | 133083 | Partitions | 106 | cerere oferta | N | 1 | 0 | 1 | 5.6 | KG | 1270X360X30 | 4015081299461 |  | 336 | PDC | 1
166698 | XPMMBA10 | 166698 | Partition: ACB / Device Area | 106 | cerere oferta | N | 1 | 0 | 1 | 2.5 | KG | 0 001X0 001X0 001 | 4015081632473 |  | 336 | PDC | 1
284704 | XPMMT0402 | 284704 | Part.CB dev./dev.R MBB top W'425 D'400 | 106 | cerere oferta | N | 1 | 0 | 1 | 3 | KG | 350X350X30 | 4015082847043 |  | 336 | PDC | 1
284167 | XPMMT0404 | 284167 | Part.CB dev./dev.R MBB top W'425 D'400 | 106 | cerere oferta | N | 1 | 0 | 1 | 2.4 | KG | 0 001X0 001X0 001 | 4015082841676 |  | 336 | PDC | 1
284705 | XPMMT0602 | 284705 | Part.CB dev./dev.R MBB top W'425 D'400 | 106 | cerere oferta | N | 1 | 0 | 1 | 4 | KG | 520X350X30 | 4015082847050 |  | 336 | PDC | 1
284168 | XPMMT0604 | 284168 | Part.CB dev./dev.R MBB top W'600 D'400 | 106 | cerere oferta | N | 1 | 0 | 1 | 3.6 | KG | 0 001X0 001X0 001 | 4015082841683 |  | 336 | PDC | 1
284169 | XPMMT0804 | 284169 | Part.CB dev./dev.R MBB top W'800 D'400 | 106 | cerere oferta | N | 1 | 0 | 1 | 5 | KG | 720X350X30 | 4015082841690 |  | 336 | PDC | 1
178603 | XPN4F-MCB06 | 178603 | XPN4F-MCB06 | 106 | cerere oferta | N | 1 | 0 | 1 | 1.4 | KG | 0 001X0 001X0 001 | 4015081739325 |  | 336 | PDC | 1
177118 | XPN4MC-3P | 177118 | XPN4MC-3P | 106 | cerere oferta | N | 1 | 0 | 1 | 170 | G | 0 001X0 001X0 001 | 4015081715619 |  | 336 | PDC | 1
289174 | XPNBCB0402 | 289174 | Part.NZM4 conn./m.busb.area W=425 D=200 | 106 | cerere oferta | N | 1 | 0 | 1 | 2.5 | KG | 430X420X35 | 4015082891749 |  | 336 | PDC | 1
289176 | XPNBCB0404 | 289176 | Part.NZM4 conn./m.busb.area W=425 D=400 | 106 | cerere oferta | N | 1 | 0 | 1 | 3.6 | KG | 630X420X35 | 4015082891763 |  | 336 | PDC | 1
285523 | XPNBCB0406 | 285523 | Part.CB comp./conn.R 2b W=400 D=800 | 106 | cerere oferta | N | 1 | 0 | 1 | 1.5 | KG | 350X360X30 | 4015082855239 |  | 336 | PDC | 1
289175 | XPNBCB0602 | 289175 | Part.NZM4 conn./m.busb.area W=600 D=200 | 106 | cerere oferta | N | 1 | 0 | 1 | 3.4 | KG | 600X430X35 | 4015082891756 |  | 336 | PDC | 1
289177 | XPNBCB0604 | 289177 | Partition for NZM4 section | 106 | cerere oferta | N | 1 | 0 | 1 | 4.4 | KG | 630X590X40 | 4015082891770 |  | 336 | PDC | 1
285522 | XPNBCB0606 | 285522 | XPNBCB0606 | 106 | cerere oferta | N | 1 | 0 | 1 | 1.5 | KG | 350X360X30 | 4015082855222 |  | 336 | PDC | 1
118735 | XPNBCB0802 | 118735 | Part.NZM4 conn./m.busb.area W=800 D=200 | 106 | cerere oferta | N | 1 | 0 | 1 | 4.5 | KG | 800X440X35 | 4015081168774 |  | 336 | PDC | 1
118736 | XPNBCB0804 | 118736 | Partitions | 106 | cerere oferta | N | 1 | 0 | 1 | 6.5 | KG | 800X640X35 | 4015081168781 |  | 336 | PDC | 1
135257 | XPNBCB0806 | 135257 | Partitions | 106 | cerere oferta | N | 1 | 0 | 1 | 3.3 | KG | 760X490X50 | 4015081320509 |  | 336 | PDC | 1
178636 | XPNBCB-2-0608 | 178636 | XPNBCB-2-0608 | 106 | cerere oferta | N | 1 | 0 | 1 | 1.4 | KG | 0 001X0 001X0 001 | 4015081739653 |  | 336 | PDC | 1
121448 | XPNBCB-E-04 | 121448 | Partitions | 106 | cerere oferta | N | 1 | 0 | 1 | 0.8 | KG | 0 001X0 001X0 001 | 4015081192687 |  | 336 | PDC | 1
121449 | XPNBCB-E-06 | 121449 | Partitions | 106 | cerere oferta | N | 1 | 0 | 1 | 1.3 | KG | 0 001X0 001X0 001 | 4015081192694 |  | 336 | PDC | 1
121450 | XPNBCB-E-08 | 121450 | Partitions | 106 | cerere oferta | N | 1 | 0 | 1 | 1.8 | KG | 0 001X0 001X0 001 | 4015081192700 |  | 336 | PDC | 1
285501 | XPNBCT0402 | 285501 | Partitions | 106 | cerere oferta | N | 1 | 0 | 1 | 1.3 | KG | 350X360X30 | 4015082855017 |  | 336 | PDC | 1
285502 | XPNBCT0404 | 285502 | Part.CB comp./conn.R BBT W=600 D=600 | 106 | cerere oferta | N | 1 | 0 | 1 | 1.1 | KG | 0 001X0 001X0 001 | 4015082855024 |  | 336 | PDC | 1
285503 | XPNBCT0602 | 285503 | Partitions | 106 | cerere oferta | N | 1 | 0 | 1 | 1.5 | KG | 520X360X30 | 4015082855031 |  | 336 | PDC | 1
285504 | XPNBCT0604 | 285504 | Part.CB comp./conn.R BBT W=600 D=600 | 106 | cerere oferta | N | 1 | 0 | 1 | 1.6 | KG | 0 001X0 001X0 001 | 4015082855048 |  | 336 | PDC | 1
135258 | XPNBCT0804 | 135258 | Partitions | 106 | cerere oferta | N | 1 | 0 | 1 | 2.1 | KG | 760X290X50 | 4015081320516 |  | 336 | PDC | 1
126009 | XPNCCB | 126009 | Partitions | 106 | cerere oferta | N | 1 | 0 | 1 | 3.4 | KG | 650X500X50 | 4015081235988 |  | 336 | PDC | 1
284174 | XPNMCB04 | 284174 | Part.CB comp./conn.R MBB rear W'425 | 106 | cerere oferta | N | 1 | 0 | 1 | 1.3 | KG | 350X360X30 | 4015082841744 |  | 336 | PDC | 1
284175 | XPNMCB06 | 284175 | Part.CB comp./conn.R MBB rear W'600 | 106 | cerere oferta | N | 1 | 0 | 1 | 2 | KG | 520X360X30 | 4015082841751 |  | 336 | PDC | 1
116455 | XPNMCB08 | 116455 | Part.CB comp./conn.R MBB rear W=600 | 106 | cerere oferta | N | 1 | 0 | 1 | 2.7 | KG | 720X360X30 | 4015081161928 |  | 336 | PDC | 1
166741 | XPPBMV10 | 166741 | Partition: Busbar / ACB | 106 | cerere oferta | N | 1 | 0 | 1 | 2.5 | KG | 0 001X0 001X0 001 | 4015081632503 |  | 336 | PDC | 1
150495 | XPSS2002 | 150495 | Part.sect./sect. H=2000 D=200 | 106 | cerere oferta | N | 1 | 0 | 1 | 16.429 | KG | 2000X130X30 | 4015081468355 |  | 336 | PDC | 1
284781 | XPSS2004 | 284781 | Part.sect./sect.3b H'2000 D'600 | 106 | cerere oferta | N | 1 | 0 | 1 | 8 | KG | 0 001X0 001X0 001 | 4015082847814 |  | 336 | PDC | 1
120860 | XPSS2004-PI-2 | 120860 | Partitions | 106 | cerere oferta | N | 1 | 0 | 1 | 8.5 | KG | 1950X360X25 | 4015081186907 |  | 336 | PDC | 1
284178 | XPSS2006 | 284178 | XPSS | 106 | cerere oferta | N | 1 | 0 | 1 | 12.6 | KG | 0 001X0 001X0 001 | 4015082841782 |  | 336 | PDC | 1
120861 | XPSS2006-PI-2 | 120861 | Partitions | 106 | cerere oferta | N | 1 | 0 | 1 | 13.5 | KG | 1950X560X25 | 4015081186914 |  | 336 | PDC | 1
284179 | XPSS2008 | 284179 | Part.sect./sect.3b H'2000 D'800 | 106 | cerere oferta | N | 1 | 0 | 1 | 17.8 | KG | 0 001X0 001X0 001 | 4015082841799 |  | 336 | PDC | 1
284180 | XPSV06 | 284180 | Mount.kit partitions SSL 3b D'600 | 106 | cerere oferta | N | 1 | 0 | 1 | 10 | KG | 670X520X50 | 4015082841805 |  | 336 | PDC | 1
284181 | XPSV08 | 284181 | Mount.kit partitions SSL 3b D'800 | 106 | cerere oferta | N | 1 | 0 | 1 | 13 | KG | 720X670X50 | 4015082841812 |  | 336 | PDC | 1
285505 | XPSV10 | 285505 | Partitions | 106 | cerere oferta | N | 1 | 0 | 1 | 16 | KG | 920X670X50 | 4015082855055 |  | 336 | PDC | 1
109773 | XQ25TS-*-* | 109773 | SQ25 target plate, customized inscriptio | 64 | cerere oferta | N | 1 | 0 | 1 | 0.001 | KG | 1X20X20 | 1004256 |  | 388 | ICD | 1
150493 | XSAF2000-150-1000 | 150493 | Add-on frame W=150 D=1000 | 106 | cerere oferta | N | 1 | 0 | 1 | 18.131 | KG | 2000X150X100 | 4015081468331 |  | 336 | PDC | 1
289908 | XSAF200106 | 289908 | Add-on frame W=75 D=600 | 106 | cerere oferta | N | 1 | 0 | 1 | 10.8 | KG | 1980X115X90 | 4015082899080 |  | 336 | PDC | 1
289909 | XSAF200108 | 289909 | Rama intermediara 75mm | 106 | cerere oferta | N | 1 | 0 | 1 | 10 | KG | 2000X100X80 | 4015082899097 |  | 336 | PDC | 1
106607 | XSB1023 | 106607 | Xp-Sections | 106 | cerere oferta | N | 1 | 0 | 1 | 159.3 | KG | 2000X800X500 | 4015081063574 |  | 336 | PDC | 1
286388 | XSC200606 | 286388 | Corner section H=2000 W=650 D=650 | 106 | cerere oferta | N | 1 | 0 | 1 | 40 | KG | 2020X660X660 | 4015082863883 |  | 336 | PDC | 1
288867 | XSC200808 | 288867 | Corner Section 2000x850x850 | 106 | cerere oferta | N | 1 | 0 | 1 | 50 | KG | 2020X860X860 | 4015082888671 |  | 336 | PDC | 1
150522 | XSC200808-E10 | 150522 | Corner section expansion set 1050x1050 | 106 | cerere oferta | N | 1 | 0 | 1 | 67 | KG | 2050X1070X450 | 4015081468621 |  | 336 | PDC | 1
284182 | XSDFCC2002 | 284182 | Conn.ar.door F closed IP55 H'2000 W'200 | 106 | cerere oferta | N | 1 | 0 | 1 | 11.6 | KG | 1930X250X65 | 4015082841829 |  | 336 | PDC | 1
284700 | XSDFCC2002-1 | 284700 | Conn.ar.door F closed IP55 H'2000 W'200 | 106 | cerere oferta | N | 1 | 0 | 1 | 12 | KG | 2000X225X40 | 4015082847005 |  | 336 | PDC | 1
284183 | XSDFCC2004 | 284183 | Conn.ar.door F closed IP55 H=2000 W=400 | 106 | cerere oferta | N | 1 | 0 | 1 | 17 | KG | 2000X410X40 | 4015082841836 |  | 336 | PDC | 1
102052 | XSDFCC2006 | 102052 | Doors | 106 | cerere oferta | N | 1 | 0 | 1 | 24 | KG | 2000X610X40 | 4015081022007 |  | 336 | PDC | 1
151670 | XSDFCRV2004 | 151670 | Conn. area door vent. H=2000 W=400 | 106 | cerere oferta | N | 1 | 0 | 1 | 17 | KG | 25X425X1980 | 4015081484607 |  | 336 | PDC | 1
109240 | XSDFMC0204 | 109240 | Doors | 106 | cerere oferta | N | 1 | 0 | 1 | 4.4 | KG | 50X425X220 | 4015081088508 |  | 336 | PDC | 1
109246 | XSDFMC0206 | 109246 | Doors | 106 | cerere oferta | N | 1 | 0 | 1 | 4.4 | KG | 50X600X220 | 4015081088560 |  | 336 | PDC | 1
109241 | XSDFMC0304 | 109241 | Doors | 106 | cerere oferta | N | 1 | 0 | 1 | 5.5 | KG | 50X425X320 | 4015081088515 |  | 336 | PDC | 1
109242 | XSDFMC0304-1 | 109242 | Doors | 106 | cerere oferta | N | 1 | 0 | 1 | 6 | KG | 50X425X370 | 4015081088522 |  | 336 | PDC | 1
109247 | XSDFMC0306 | 109247 | Doors | 106 | cerere oferta | N | 1 | 0 | 1 | 5.31 | KG | 290X570X70 | 4015081088577 |  | 336 | PDC | 1
109248 | XSDFMC0306-1 | 109248 | Doors | 106 | cerere oferta | N | 1 | 0 | 1 | 6 | KG | 50X600X370 | 4015081088584 |  | 336 | PDC | 1
109243 | XSDFMC0404 | 109243 | Doors | 106 | cerere oferta | N | 1 | 0 | 1 | 6.5 | KG | 50X425X420 | 4015081088539 |  | 336 | PDC | 1
109249 | XSDFMC0406 | 109249 | Doors | 106 | cerere oferta | N | 1 | 0 | 1 | 6.4 | KG | 390X570X50 | 4015081088591 |  | 336 | PDC | 1
109244 | XSDFMC0504 | 109244 | Doors | 106 | cerere oferta | N | 1 | 0 | 1 | 7.5 | KG | 50X425X520 | 4015081088546 |  | 336 | PDC | 1
109250 | XSDFMC0506 | 109250 | Doors | 106 | cerere oferta | N | 1 | 0 | 1 | 7.5 | KG | 50X600X520 | 4015081088607 |  | 336 | PDC | 1
109245 | XSDFMC0604 | 109245 | Doors | 106 | cerere oferta | N | 1 | 0 | 1 | 8.8 | KG | 50X425X620 | 4015081088553 |  | 336 | PDC | 1
109251 | XSDFMC0606 | 109251 | Doors | 106 | cerere oferta | N | 1 | 0 | 1 | 8.8 | KG | 50X600X620 | 4015081088614 |  | 336 | PDC | 1
284184 | XSDFMC2004 | 284184 | Comp.ar.door F closed IP55 H'2000 W'425 | 106 | cerere oferta | N | 1 | 0 | 1 | 18.2 | KG | 1950X400X45 | 4015082841843 |  | 336 | PDC | 1
284185 | XSDFMC2006 | 284185 | Comp.ar.door F closed IP55 H'2000 W'600 | 106 | cerere oferta | N | 1 | 0 | 1 | 24.4 | KG | 1960X580X35 | 4015082841850 |  | 336 | PDC | 1
284186 | XSDFMD2004 | 284186 | Comp.ar.door F tr.vers.IP55 H'2000 W'400 | 106 | cerere oferta | N | 1 | 0 | 1 | 18 | KG | 2000X435X40 | 4015082841867 |  | 336 | PDC | 1
284187 | XSDFMD2006 | 284187 | Comp.ar.door F tr.vers.IP55 H'2000 W'600 | 106 | cerere oferta | N | 1 | 0 | 1 | 26 | KG | 2000X610X40 | 4015082841874 |  | 336 | PDC | 1
284188 | XSDFMLV2004 | 284188 | Comp.ar.door F vent.L IP30 H'2000 W'425 | 106 | cerere oferta | N | 1 | 0 | 1 | 18 | KG | 2000X430X40 | 4015082841881 |  | 336 | PDC | 1
284189 | XSDFMLV2006 | 284189 | Comp.ar.door F vent.L IP30 H=2000 W=600 | 106 | cerere oferta | N | 1 | 0 | 1 | 26 | KG | 2000X600X40 | 4015082841898 |  | 336 | PDC | 1
284190 | XSDFMRV2004 | 284190 | Comp.ar.door F vent.R IP30 H'2000 W'425 | 106 | cerere oferta | N | 1 | 0 | 1 | 18 | KG | 2000X430X40 | 4015082841904 |  | 336 | PDC | 1
284191 | XSDFMRV2006 | 284191 | Comp.ar.door F vent.R IP30 H'2000 W'600 | 106 | cerere oferta | N | 1 | 0 | 1 | 26 | KG | 2000X600X40 | 4015082841911 |  | 336 | PDC | 1
132916 | XSDMC0308 | 132916 | Doors | 106 | cerere oferta | N | 1 | 0 | 1 | 12.2 | KG | 50X820X320 | 4015081298303 |  | 336 | PDC | 1
132917 | XSDMC03508 | 132917 | Doors | 106 | cerere oferta | N | 1 | 0 | 1 | 13 | KG | 50X820X370 | 4015081298310 |  | 336 | PDC | 1
132918 | XSDMC03508-S | 132918 | Doors | 106 | cerere oferta | N | 1 | 0 | 1 | 9.7 | KG | 80X450X370 | 4015081298327 |  | 336 | PDC | 1
284194 | XSDMC0604 | 284194 | XSDMC | 106 | cerere oferta | N | 1 | 0 | 1 | 7.2 | KG | 650X425X40 | 4015082841942 |  | 336 | PDC | 1
112327 | XSDMC0604-1-144 | 112327 | Outgoers Blind | 106 | cerere oferta | N | 1 | 0 | 1 | 6 | KG | 650X460X50 | 4015081118755 |  | 336 | PDC | 1
112317 | XSDMC0604-1-96 | 112317 | Outgoers Blind | 106 | cerere oferta | N | 1 | 0 | 1 | 6 | KG | 650X460X50 | 4015081118656 |  | 336 | PDC | 1
284195 | XSDMC0606 | 284195 | XSDMC | 106 | cerere oferta | N | 1 | 0 | 1 | 9.4 | KG | 650X650X45 | 4015082841959 |  | 336 | PDC | 1
112328 | XSDMC0606-1-144 | 112328 | Outgoers Blind | 106 | cerere oferta | N | 1 | 0 | 1 | 8.5 | KG | 650X610X50 | 4015081118762 |  | 336 | PDC | 1
112318 | XSDMC0606-1-96 | 112318 | Outgoers Blind | 106 | cerere oferta | N | 1 | 0 | 1 | 8.5 | KG | 650X610X50 | 4015081118663 |  | 336 | PDC | 1
284196 | XSDMC0608 | 284196 | Comp.area door closed IP55 H'600 W'800 | 106 | cerere oferta | N | 1 | 0 | 1 | 11.4 | KG | 790X650X40 | 4015082841966 |  | 336 | PDC | 1
112329 | XSDMC0608-1-144 | 112329 | Outgoers Blind | 106 | cerere oferta | N | 1 | 0 | 1 | 11 | KG | 650X810X50 | 4015081118779 |  | 336 | PDC | 1
112319 | XSDMC0608-1-96 | 112319 | Outgoers Blind | 106 | cerere oferta | N | 1 | 0 | 1 | 11 | KG | 650X810X50 | 4015081118670 |  | 336 | PDC | 1
285506 | XSDMC0610 | 285506 | Comp.area door closed IP55 H=600 W=1000 | 106 | cerere oferta | N | 1 | 0 | 1 | 12.5 | KG | 650X1010X50 | 4015082855062 |  | 336 | PDC | 1
112330 | XSDMC0610-1-144 | 112330 | Outgoers Blind | 106 | cerere oferta | N | 1 | 0 | 1 | 12.5 | KG | 650X1010X50 | 4015081118786 |  | 336 | PDC | 1
112320 | XSDMC0610-1-96 | 112320 | Outgoers Blind | 106 | cerere oferta | N | 1 | 0 | 1 | 12.5 | KG | 650X1010X50 | 4015081118687 |  | 336 | PDC | 1
132995 | XSDMC0611 | 132995 | Doors | 106 | cerere oferta | N | 1 | 0 | 1 | 13.1 | KG | 650X1110X50 | 4015081299065 |  | 336 | PDC | 1
284197 | XSDMC0612 | 284197 | Comp.area door closed IP55 H'600 W'1200 | 106 | cerere oferta | N | 1 | 0 | 1 | 14 | KG | 650X1210X50 | 4015082841973 |  | 336 | PDC | 1
112331 | XSDMC0612-1-144 | 112331 | Outgoers Blind | 106 | cerere oferta | N | 1 | 0 | 1 | 14 | KG | 650X1210X50 | 4015081118793 |  | 336 | PDC | 1
112321 | XSDMC0612-1-96 | 112321 | Outgoers Blind | 106 | cerere oferta | N | 1 | 0 | 1 | 14 | KG | 650X1210X50 | 4015081118694 |  | 336 | PDC | 1
132996 | XSDMC06135-S | 132996 | Doors | 106 | cerere oferta | N | 1 | 0 | 1 | 16.3 | KG | 650X580X100 | 4015081299072 |  | 336 | PDC | 1
171644 | XSDMC097506 | 171644 | XSDMC097506 | 106 | cerere oferta | N | 1 | 0 | 1 | 13.9 | KG | 0 001X0 001X0 001 | 4015081680047 |  | 336 | PDC | 1
132940 | XSDMC1406 | 132940 | Doors | 106 | cerere oferta | N | 1 | 0 | 1 | 3.2 | KG | 1340X592,7X40 | 4015081298518 |  | 336 | PDC | 1
132941 | XSDMC1604 | 132941 | Doors | 106 | cerere oferta | N | 1 | 0 | 1 | 3.9 | KG | 1540X492,7X40 | 4015081298525 |  | 336 | PDC | 1
132942 | XSDMC1606 | 132942 | Doors | 106 | cerere oferta | N | 1 | 0 | 1 | 4.3 | KG | 1540X592,7X40 | 4015081298532 |  | 336 | PDC | 1
132943 | XSDMC1608 | 132943 | Doors | 106 | cerere oferta | N | 1 | 0 | 1 | 5.7 | KG | 1540X792,7X40 | 4015081298549 |  | 336 | PDC | 1
132944 | XSDMC1610 | 132944 | Doors | 106 | cerere oferta | N | 1 | 0 | 1 | 34.4 | KG | 1540X1010X40 | 4015081298556 |  | 336 | PDC | 1
132945 | XSDMC1610-S | 132945 | Doors | 106 | cerere oferta | N | 1 | 0 | 1 | 10.9 | KG | 1540X522,5X80 | 4015081298563 |  | 336 | PDC | 1
132946 | XSDMC1612-S | 132946 | Doors | 106 | cerere oferta | N | 1 | 0 | 1 | 13.4 | KG | 1540X622,5X80 | 4015081298570 |  | 336 | PDC | 1
132947 | XSDMC1806 | 132947 | Doors | 106 | cerere oferta | N | 1 | 0 | 1 | 6.75 | KG | 1740X592,7X40 | 4015081298587 |  | 336 | PDC | 1
132948 | XSDMC1808 | 132948 | Doors | 106 | cerere oferta | N | 1 | 0 | 1 | 9 | KG | 1740X792,7X40 | 4015081298594 |  | 336 | PDC | 1
132949 | XSDMC1810 | 132949 | Doors | 106 | cerere oferta | N | 1 | 0 | 1 | 38.7 | KG | 1740X1010X40 | 4015081298600 |  | 336 | PDC | 1
132950 | XSDMC1810-S | 132950 | Doors | 106 | cerere oferta | N | 1 | 0 | 1 | 17.35 | KG | 1740X522,5X80 | 4015081298617 |  | 336 | PDC | 1
132951 | XSDMC1812-S | 132951 | Doors | 106 | cerere oferta | N | 1 | 0 | 1 | 20.8 | KG | 1740X622,5X80 | 4015081298624 |  | 336 | PDC | 1
284198 | XSDMC2004 | 284198 | Comp.area door closed IP55 H'2000 W'425 | 106 | cerere oferta | N | 1 | 0 | 1 | 18 | KG | 2000X435X40 | 4015082841980 |  | 336 | PDC | 1
284199 | XSDMC2006 | 284199 | XSDMC | 106 | cerere oferta | N | 1 | 0 | 1 | 25.4 | KG | 1950X600X45 | 4015082841997 |  | 336 | PDC | 1
284200 | XSDMC2008 | 284200 | Comp.area door closed IP55 H'2000 W'800 | 106 | cerere oferta | N | 1 | 0 | 1 | 32.4 | KG | 1955X820X40 | 4015082842000 |  | 336 | PDC | 1
284201 | XSDMC2010 | 284201 | Comp.area door closed IP55 H'2000 W'1000 | 106 | cerere oferta | N | 1 | 0 | 1 | 43 | KG | 2000X1010X40 | 4015082842017 |  | 336 | PDC | 1
132952 | XSDMC2010-S | 132952 | Doors | 106 | cerere oferta | N | 1 | 0 | 1 | 43.9 | KG | 1940X522,5X80 | 4015081298631 |  | 336 | PDC | 1
284202 | XSDMC2012-S | 284202 | Comp.area door closed IP55 H'2000 W'1200 | 106 | cerere oferta | N | 1 | 0 | 1 | 52 | KG | 2000X610X60 | 4015082842024 |  | 336 | PDC | 1
284203 | XSDMD2004 | 284203 | Comp.area door tr.vers.IP55 H'2000 W'400 | 106 | cerere oferta | N | 1 | 0 | 1 | 18 | KG | 2000X435X40 | 4015082842031 |  | 336 | PDC | 1
284204 | XSDMD2006 | 284204 | Comp.area door tr.vers.IP55 H'2000 W'600 | 106 | cerere oferta | N | 1 | 0 | 1 | 26 | KG | 2000X610X40 | 4015082842048 |  | 336 | PDC | 1
284701 | XSDMD2008 | 284701 | Comp.area door tr.vers.IP55 H'2000 W'600 | 106 | cerere oferta | N | 1 | 0 | 1 | 34 | KG | 2000X810X40 | 4015082847012 |  | 336 | PDC | 1
143336 | XSDMD2012-S | 143336 | Comp.area door tr. IP55 H=2000 W=1200 | 106 | cerere oferta | N | 1 | 0 | 1 | 49 | KG | 1940X580X50 | 4015081400003 |  | 336 | PDC | 1
284205 | XSDMLV0604 | 284205 | Comp.area door vent.L IP30 H=600 W=425 | 106 | cerere oferta | N | 1 | 0 | 1 | 7 | KG | 650X430X40 | 4015082842055 |  | 336 | PDC | 1
284206 | XSDMLV0606 | 284206 | Comp.area door vent.L IP30 H=600 W=600 | 106 | cerere oferta | N | 1 | 0 | 1 | 9.4 | KG | 650X604X45 | 4015082842062 |  | 336 | PDC | 1
284207 | XSDMLV0608 | 284207 | Comp.area door vent.L IP30 H'600 W'800 | 106 | cerere oferta | N | 1 | 0 | 1 | 11.6 | KG | 800X650X40 | 4015082842079 |  | 336 | PDC | 1
285507 | XSDMLV0610 | 285507 | Comp.area door vent.L IP30 H=600 W=1000 | 106 | cerere oferta | N | 1 | 0 | 1 | 14.6 | KG | 1010X650X55 | 4015082855079 |  | 336 | PDC | 1
132999 | XSDMLV0611 | 132999 | Doors | 106 | cerere oferta | N | 1 | 0 | 1 | 15.2 | KG | 1100X650X40 | 4015081299102 |  | 336 | PDC | 1
284208 | XSDMLV0612 | 284208 | Comp.area door vent.L IP30 H'600 W'1200 | 106 | cerere oferta | N | 1 | 0 | 1 | 14 | KG | 650X1210X50 | 4015082842086 |  | 336 | PDC | 1
284209 | XSDMLV2004 | 284209 | Comp.area door vent.L IP30 H'2000 W'425 | 106 | cerere oferta | N | 1 | 0 | 1 | 18.8 | KG | 1960X425X45 | 4015082842093 |  | 336 | PDC | 1
284210 | XSDMLV2006 | 284210 | Comp.area door vent.L IP30 H'2000 W'600 | 106 | cerere oferta | N | 1 | 0 | 1 | 24 | KG | 1950X615X45 | 4015082842109 |  | 336 | PDC | 1
284211 | XSDMLV2008 | 284211 | Comp.area door vent.L IP30 H=2000 W=800 | 106 | cerere oferta | N | 1 | 0 | 1 | 31.6 | KG | 1950X805X50 | 4015082842116 |  | 336 | PDC | 1
284212 | XSDMLV2010 | 284212 | Comp.area door vent.L IP30 H=2000 W=1000 | 106 | cerere oferta | N | 1 | 0 | 1 | 43 | KG | 2000X1010X40 | 4015082842123 |  | 336 | PDC | 1
284214 | XSDMRV0604 | 284214 | Comp.area door vent.R IP30 H'600 W'425 | 106 | cerere oferta | N | 1 | 0 | 1 | 7 | KG | 650X425X40 | 4015082842147 |  | 336 | PDC | 1
284215 | XSDMRV0606 | 284215 | Comp.area door vent.R IP30 H'600 W'600 | 106 | cerere oferta | N | 1 | 0 | 1 | 8.8 | KG | 650X610X40 | 4015082842154 |  | 336 | PDC | 1
284216 | XSDMRV0608 | 284216 | Comp.area door vent.R IP30 H'600 W'800 | 106 | cerere oferta | N | 1 | 0 | 1 | 11 | KG | 650X810X50 | 4015082842161 |  | 336 | PDC | 1
285508 | XSDMRV0610 | 285508 | Doors | 106 | cerere oferta | N | 1 | 0 | 1 | 14.2 | KG | 1000X650X40 | 4015082855086 |  | 336 | PDC | 1
132997 | XSDMRV0611 | 132997 | Doors | 106 | cerere oferta | N | 1 | 0 | 1 | 14.8 | KG | 1100X650X40 | 4015081299089 |  | 336 | PDC | 1
284217 | XSDMRV0612 | 284217 | Comp.area door vent.R IP30 H'600 W'1200 | 106 | cerere oferta | N | 1 | 0 | 1 | 17.2 | KG | 1190X650X45 | 4015082842178 |  | 336 | PDC | 1
284218 | XSDMRV2004 | 284218 | Comp.area door vent.R IP30 H'2000 W'425 | 106 | cerere oferta | N | 1 | 0 | 1 | 19 | KG | 1965X435X45 | 4015082842185 |  | 336 | PDC | 1
284219 | XSDMRV2006 | 284219 | Comp.area door vent.R IP30 H'2000 W'600 | 106 | cerere oferta | N | 1 | 0 | 1 | 26 | KG | 2000X610X40 | 4015082842192 |  | 336 | PDC | 1
284220 | XSDMRV2008 | 284220 | Comp.area door vent.R IP30 H'2000 W'800 | 106 | cerere oferta | N | 1 | 0 | 1 | 34 | KG | 2000X810X40 | 4015082842208 |  | 336 | PDC | 1
284221 | XSDMRV2010 | 284221 | Comp.area door vent.R IP30 H'2000 W'1000 | 106 | cerere oferta | N | 1 | 0 | 1 | 43 | KG | 2000X1010X40 | 4015082842215 |  | 336 | PDC | 1
132998 | XSDMV06135-S | 132998 | Doors | 106 | cerere oferta | N | 1 | 0 | 1 | 19.7 | KG | 1350X680X100 | 4015081299096 |  | 336 | PDC | 1
284213 | XSDMV2012-S | 284213 | Comp.area door vent.L IP30 H'2000 W'1200 | 106 | cerere oferta | N | 1 | 0 | 1 | 52 | KG | 2000X610X60 | 4015082842130 |  | 336 | PDC | 1
284226 | XSDSCRV2003 | 284226 | Conn.door SSL vent.R IP30 H'2000 W'300 | 106 | cerere oferta | N | 1 | 0 | 1 | 15 | KG | 0 001X0 001X0 001 | 4015082842260 |  | 336 | PDC | 1
284227 | XSDSCRV2004 | 284227 | Conn.door SSL vent.R IP30 H'2000 W'425 | 106 | cerere oferta | N | 1 | 0 | 1 | 17.4 | KG | 0 001X0 001X0 001 | 4015082842277 |  | 336 | PDC | 1
284228 | XSDSCRV2005 | 284228 | Conn.door SSL vent.R IP30 H'2000 W'500 | 106 | cerere oferta | N | 1 | 0 | 1 | 21 | KG | 0 001X0 001X0 001 | 4015082842284 |  | 336 | PDC | 1
284229 | XSDSCRV2006 | 284229 | Conn.door SSL vent.R IP30 H'2000 W'600 | 106 | cerere oferta | N | 1 | 0 | 1 | 24.2 | KG | 0 001X0 001X0 001 | 4015082842291 |  | 336 | PDC | 1
284230 | XSDSMLV2007 | 284230 | Comp.door SSL vent.L IP30 H'2000 W'600 | 106 | cerere oferta | N | 1 | 0 | 1 | 29.2 | KG | 0 001X0 001X0 001 | 4015082842307 |  | 336 | PDC | 1
132926 | XSFB0403 | 132926 | Frame And Plinth | 106 | cerere oferta | N | 1 | 0 | 1 | 11.2 | KG | 440X280X245 | 4015081298372 |  | 336 | PDC | 1
284231 | XSFB0404 | 284231 | Frame W'425 D'400 | 106 | cerere oferta | N | 1 | 0 | 1 | 9.8 | KG | 440X380X245 | 4015082842314 |  | 336 | PDC | 1
132927 | XSFB0405 | 132927 | Frame And Plinth | 106 | cerere oferta | N | 1 | 0 | 1 | 16.6 | KG | 440X480X245 | 4015081298389 |  | 336 | PDC | 1
284232 | XSFB0406 | 284232 | XSFB | 106 | cerere oferta | N | 1 | 0 | 1 | 12 | KG | 435X580X245 | 4015082842321 |  | 336 | PDC | 1
284233 | XSFB0408 | 284233 | Frame W'425 D'800 | 106 | cerere oferta | N | 1 | 0 | 1 | 14 | KG | 425X800X250 | 4015082842338 |  | 336 | PDC | 1
150465 | XSFB0602 | 150465 | Frame W=600 D=1000 | 106 | cerere oferta | N | 1 | 0 | 1 | 8.996 | KG | 600X400X250 | 4015081468058 |  | 336 | PDC | 1
132928 | XSFB0603 | 132928 | Frame And Plinth | 106 | cerere oferta | N | 1 | 0 | 1 | 13.2 | KG | 615X280X250 | 4015081298396 |  | 336 | PDC | 1
284234 | XSFB0604 | 284234 | Frame W'600 D'400 | 106 | cerere oferta | N | 1 | 0 | 1 | 11.8 | KG | 615X385X250 | 4015082842345 |  | 336 | PDC | 1
132929 | XSFB0605 | 132929 | Frame And Plinth | 106 | cerere oferta | N | 1 | 0 | 1 | 15.8 | KG | 615X480X250 | 4015081298402 |  | 336 | PDC | 1
284235 | XSFB0606 | 284235 | XSFB | 106 | cerere oferta | N | 1 | 0 | 1 | 14.2 | KG | 615X580X250 | 4015082842352 |  | 336 | PDC | 1
284236 | XSFB0608 | 284236 | Frame W'600 D'800 | 106 | cerere oferta | N | 1 | 0 | 1 | 17 | KG | 600X800X250 | 4015082842369 |  | 336 | PDC | 1
150466 | XSFB0802 | 150466 | Frame W=800 D=200 | 106 | cerere oferta | N | 1 | 0 | 1 | 11.148 | KG | 800X400X250 | 4015081468065 |  | 336 | PDC | 1
284237 | XSFB0804 | 284237 | Frame W'800 D'400 | 106 | cerere oferta | N | 1 | 0 | 1 | 14 | KG | 800X400X250 | 4015082842376 |  | 336 | PDC | 1
132931 | XSFB0805 | 132931 | Frame And Plinth | 106 | cerere oferta | N | 1 | 0 | 1 | 18.3 | KG | 815X480X250 | 4015081298426 |  | 336 | PDC | 1
284238 | XSFB0806 | 284238 | XSFB | 106 | cerere oferta | N | 1 | 0 | 1 | 16.6 | KG | 805X583X250 | 4015082842383 |  | 336 | PDC | 1
284239 | XSFB0808 | 284239 | Frame W'800 D'800 | 106 | cerere oferta | N | 1 | 0 | 1 | 19.4 | KG | 810X785X250 | 4015082842390 |  | 336 | PDC | 1
150468 | XSFB1002 | 150468 | Frame W=1000 D=200 | 106 | cerere oferta | N | 1 | 0 | 1 | 13.069 | KG | 1000X400X250 | 4015081468089 |  | 336 | PDC | 1
132932 | XSFB1003 | 132932 | Frame And Plinth | 106 | cerere oferta | N | 1 | 0 | 1 | 18.2 | KG | 1010X280X250 | 4015081298433 |  | 336 | PDC | 1
284240 | XSFB1004 | 284240 | Frame W'1000 D'400 | 106 | cerere oferta | N | 1 | 0 | 1 | 17 | KG | 1010X380X250 | 4015082842406 |  | 336 | PDC | 1
132933 | XSFB1005 | 132933 | Frame And Plinth | 106 | cerere oferta | N | 1 | 0 | 1 | 20.8 | KG | 1010X480X250 | 4015081298440 |  | 336 | PDC | 1
284241 | XSFB1006 | 284241 | XSFB | 106 | cerere oferta | N | 1 | 0 | 1 | 19.2 | KG | 1020X590X255 | 4015082842413 |  | 336 | PDC | 1
284242 | XSFB1008 | 284242 | Frame W'1000 D'800 | 106 | cerere oferta | N | 1 | 0 | 1 | 21 | KG | 1000X800X250 | 4015082842420 |  | 336 | PDC | 1
150469 | XSFB1102 | 150469 | Frame W=1100 D=200 | 106 | cerere oferta | N | 1 | 0 | 1 | 14.021 | KG | 1200X400X250 | 4015081468096 |  | 336 | PDC | 1
132991 | XSFB1108 | 132991 | Frame And Plinth | 106 | cerere oferta | N | 1 | 0 | 1 | 21 | KG | 1100X800X250 | 4015081299027 |  | 336 | PDC | 1
150480 | XSFB1202 | 150480 | Frame W=1200 D=200 | 106 | cerere oferta | N | 1 | 0 | 1 | 14.975 | KG | 1200X400X250 | 4015081468201 |  | 336 | PDC | 1
132934 | XSFB1203 | 132934 | Frame And Plinth | 106 | cerere oferta | N | 1 | 0 | 1 | 20.6 | KG | 1210X280X250 | 4015081298457 |  | 336 | PDC | 1
132935 | XSFB1204 | 132935 | Frame W=1200 D=400 | 106 | cerere oferta | N | 1 | 0 | 1 | 22 | KG | 1210X380X250 | 4015081298464 |  | 336 | PDC | 1
132936 | XSFB1205 | 132936 | Frame And Plinth | 106 | cerere oferta | N | 1 | 0 | 1 | 23.3 | KG | 1210X480X250 | 4015081298471 |  | 336 | PDC | 1
284243 | XSFB1206 | 284243 | Frame W'1200 D'600 | 106 | cerere oferta | N | 1 | 0 | 1 | 21.4 | KG | 1220X580X245 | 4015082842437 |  | 336 | PDC | 1
284244 | XSFB1208 | 284244 | Frame W'1200 D'800 | 106 | cerere oferta | N | 1 | 0 | 1 | 21 | KG | 1200X800X250 | 4015082842444 |  | 336 | PDC | 1
132992 | XSFB13508 | 132992 | Frame And Plinth | 106 | cerere oferta | N | 1 | 0 | 1 | 24.1 | KG | 1350X800X250 | 4015081299034 |  | 336 | PDC | 1
113991 | XSFD0604 | 113991 | Doors | 106 | cerere oferta | N | 1 | 0 | 1 | 0.6 | KG | 345X70X50 | 4015081135004 |  | 336 | PDC | 1
113992 | XSFD0606 | 113992 | Doors | 106 | cerere oferta | N | 1 | 0 | 1 | 0.847 | KG | 520X70X50 | 4015081135011 |  | 336 | PDC | 1
113993 | XSFD0608 | 113993 | Doors | 106 | cerere oferta | N | 1 | 0 | 1 | 1.13 | KG | 720X70X50 | 4015081135028 |  | 336 | PDC | 1
113994 | XSFD0610 | 113994 | Doors | 106 | cerere oferta | N | 1 | 0 | 1 | 1.412 | KG | 920X70X50 | 4015081135035 |  | 336 | PDC | 1
113995 | XSFD0612 | 113995 | Doors | 106 | cerere oferta | N | 1 | 0 | 1 | 1.695 | KG | 1120X70X50 | 4015081135042 |  | 336 | PDC | 1
134483 | XSFDC | 134483 | Frame And Plinth | 106 | cerere oferta | N | 1 | 0 | 1 | 0.4 | KG | 250X150X70 | 4015081313327 |  | 336 | PDC | 1
143200 | XSFDC-B | 143200 | Branding Strip Cornerpiece | 106 | cerere oferta | N | 1 | 0 | 1 | 0.4 | KG | 170X170X50 | 4015081398645 |  | 336 | PDC | 1
101667 | XSFDR04 | 101667 | Green branding strip W = 425 | 106 | cerere oferta | N | 1 | 0 | 1 | 0.68 | KG | 0 001X0 001X0 001 | 4015081015597 |  | 336 | PDC | 1
101668 | XSFDR06 | 101668 | Green branding strip W = 600 | 106 | cerere oferta | N | 1 | 0 | 1 | 0.96 | KG | 0 001X0 001X0 001 | 4015081015603 |  | 336 | PDC | 1
101669 | XSFDR08 | 101669 | Green branding strip W = 800 | 106 | cerere oferta | N | 1 | 0 | 1 | 1.3 | KG | 800X80X50 | 4015081015610 |  | 336 | PDC | 1
101670 | XSFDR10 | 101670 | Green branding strip W = 1000 | 106 | cerere oferta | N | 1 | 0 | 1 | 1.6 | KG | 0 001X0 001X0 001 | 4015081015627 |  | 336 | PDC | 1
101671 | XSFDR12 | 101671 | Green branding strip W = 1200 | 106 | cerere oferta | N | 1 | 0 | 1 | 1.9 | KG | 1200X80X50 | 4015081015634 |  | 336 | PDC | 1
132937 | XSFH14 | 132937 | Frame And Plinth | 106 | cerere oferta | N | 1 | 0 | 1 | 14.7 | KG | 0 001X0 001X0 001 | 4015081298488 |  | 336 | PDC | 1
132938 | XSFH16 | 132938 | Frame And Plinth | 106 | cerere oferta | N | 1 | 0 | 1 | 16.8 | KG | 0 001X0 001X0 001 | 4015081298495 |  | 336 | PDC | 1
132939 | XSFH18 | 132939 | Frame And Plinth | 106 | cerere oferta | N | 1 | 0 | 1 | 18.9 | KG | 0 001X0 001X0 001 | 4015081298501 |  | 336 | PDC | 1
284245 | XSFH20 | 284245 | XSFH | 106 | cerere oferta | N | 1 | 0 | 1 | 21 | KG | 0 001X0 001X0 001 | 4015082842451 |  | 336 | PDC | 1
109254 | XSFH20-1 | 109254 | Frame And Plinth | 106 | cerere oferta | N | 1 | 0 | 1 | 4.06 | KG | 0 001X0 001X0 001 | 4015081088645 |  | 336 | PDC | 1
150482 | XSFH20-I-D | 150482 | Height p. section interconnection H=2000 | 106 | cerere oferta | N | 1 | 0 | 1 | 17.138 | KG | 0 001X0 001X0 001 | 4015081468225 |  | 336 | PDC | 1
294920 | XSFL1904 | 294920 | Insulating surround H=2000 W=425 | 106 | cerere oferta | N | 1 | 0 | 1 | 4.6 | KG | 0 001X0 001X0 001 | 4015082949204 |  | 336 | PDC | 1
294921 | XSFL1906 | 294921 | Insulating surround H=2000 W=600 | 106 | cerere oferta | N | 1 | 0 | 1 | 4.8 | KG | 0 001X0 001X0 001 | 4015082949211 |  | 336 | PDC | 1
294922 | XSFL1908 | 294922 | Insulating surround H=2000 W=800 | 106 | cerere oferta | N | 1 | 0 | 1 | 5.2 | KG | 0 001X0 001X0 001 | 4015082949228 |  | 336 | PDC | 1
284854 | XSFS04 | 284854 | Height section H'2000 | 106 | cerere oferta | N | 1 | 0 | 1 | 0.9 | KG | 320X45X30 | 4015082848545 |  | 336 | PDC | 1
284775 | XSFS06 | 284775 | Busbar support MBB top 125mm 2500A 3/4C | 106 | cerere oferta | N | 1 | 0 | 1 | 1 | KG | 0 001X0 001X0 001 | 4015082847753 |  | 336 | PDC | 1
284776 | XSFS08 | 284776 | Height section H'2000 | 106 | cerere oferta | N | 1 | 0 | 1 | 1.7 | KG | 700X45X30 | 4015082847760 |  | 336 | PDC | 1
106617 | XSL08 | 106617 | Xp-Sections | 106 | cerere oferta | N | 1 | 0 | 1 | 130.1 | KG | 2000X800X500 | 4015081063673 |  | 336 | PDC | 1
106618 | XSL10 | 106618 | Xp-Sections | 106 | cerere oferta | N | 1 | 0 | 1 | 147.1 | KG | 2000X800X500 | 4015081063680 |  | 336 | PDC | 1
106556 | XSMEX0604 | 106556 | Fixed Mounting Frames For Xenergy | 106 | cerere oferta | N | 1 | 0 | 1 | 2 | KG | 650X120X70 | 4015081063062 |  | 336 | PDC | 1
106557 | XSMEX0606 | 106557 | Fixed Mounting Frames For Xenergy | 106 | cerere oferta | N | 1 | 0 | 1 | 2.5 | KG | 650X120X70 | 4015081063079 |  | 336 | PDC | 1
106558 | XSMEX0608 | 106558 | Fixed Mounting Frames For Xenergy | 106 | cerere oferta | N | 1 | 0 | 1 | 3 | KG | 800X120X70 | 4015081063086 |  | 336 | PDC | 1
106559 | XSMEX0610 | 106559 | Fixed Mounting Frames For Xenergy | 106 | cerere oferta | N | 1 | 0 | 1 | 3.5 | KG | 1000X120X70 | 4015081063093 |  | 336 | PDC | 1
106560 | XSMEX2004 | 106560 | Fixed Mounting Frames For Xenergy | 106 | cerere oferta | N | 1 | 0 | 1 | 5.4 | KG | 1950X70X70 | 4015081063109 |  | 336 | PDC | 1
106561 | XSMEX2006 | 106561 | Fixed Mounting Frames For Xenergy | 106 | cerere oferta | N | 1 | 0 | 1 | 5.6 | KG | 1945X70X50 | 4015081063116 |  | 336 | PDC | 1
106562 | XSMEX2008 | 106562 | Fixed Mounting Frames For Xenergy | 106 | cerere oferta | N | 1 | 0 | 1 | 6.2 | KG | 1945X70X50 | 4015081063123 |  | 336 | PDC | 1
106563 | XSMEX2010 | 106563 | Fixed Mounting Frames For Xenergy | 106 | cerere oferta | N | 1 | 0 | 1 | 6.5 | KG | 1950X100X70 | 4015081063130 |  | 336 | PDC | 1
284246 | XSMFDB0406 | 284246 | Mnt.k.sct.CB to 1600A4MBB rear MB425D600 | 106 | cerere oferta | N | 1 | 0 | 1 | 38 | KG | 2000X300X100 | 4015082842468 |  | 336 | PDC | 1
125991 | XSMFDB0406-2 | 125991 | Mnt.k.sct.cb to 1600a4mbb rear mb425d600 | 106 | cerere oferta | N | 1 | 0 | 1 | 25.5 | KG | 2000X300X100 | 4015081235858 |  | 336 | PDC | 1
284247 | XSMFDB0408 | 284247 | Mnt.k.sct.CB to 1600A4MBB rear MB425D800 | 106 | cerere oferta | N | 1 | 0 | 1 | 38.5 | KG | 2000X300X100 | 4015082842475 |  | 336 | PDC | 1
284248 | XSMFDB0606 | 284248 | XSMFIB | 106 | cerere oferta | N | 1 | 0 | 1 | 31.6 | KG | 1960X345X65 | 4015082842482 |  | 336 | PDC | 1
110252 | XSMFDB0606-2 | 110252 | Xsmfb | 106 | cerere oferta | N | 1 | 0 | 1 | 27.2 | KG | 1950X220X110 | 4015081097920 |  | 336 | PDC | 1
125829 | XSMFDB0606-BS | 125829 | Fitting Kits | 106 | cerere oferta | N | 1 | 0 | 1 | 31 | KG | 2000X300X100 | 4015081234295 |  | 336 | PDC | 1
151211 | XSMFDB0606-MC | 151211 | XSMFDB0606-MC | 106 | cerere oferta | N | 1 | 0 | 1 | 35 | KG | 2000X450X80 | 4015081480067 |  | 336 | PDC | 1
284249 | XSMFDB0608 | 284249 | Mnt.k.sct.CB to 1600A4MBB rear MB600D800 | 106 | cerere oferta | N | 1 | 0 | 1 | 33.4 | KG | 1960X345X65 | 4015082842499 |  | 336 | PDC | 1
125970 | XSMFDB0608-BS | 125970 | Fitting Kits | 106 | cerere oferta | N | 1 | 0 | 1 | 33 | KG | 2000X300X100 | 4015081235704 |  | 336 | PDC | 1
284753 | XSMFDT0406 | 284753 | Mnt.k.sct.CB to 630A 4 MBB top D600 | 106 | cerere oferta | N | 1 | 0 | 1 | 35 | KG | 2000X300X100 | 4015082847531 |  | 336 | PDC | 1
284754 | XSMFDT0606 | 284754 | Mnt.k.sct.CB to 630A 4 MBB top D600 | 106 | cerere oferta | N | 1 | 0 | 1 | 35 | KG | 2000X300X100 | 4015082847548 |  | 336 | PDC | 1
284253 | XSMFIB0606 | 284253 | XSMFIB | 106 | cerere oferta | N | 1 | 0 | 1 | 10 | KG | 0 001X0 001X0 001 | 4015082842536 |  | 336 | PDC | 1
284254 | XSMFIB0608 | 284254 | Mnt.k.sct.CB to 1600A2MBB rear MB600D800 | 106 | cerere oferta | N | 1 | 0 | 1 | 10.6 | KG | 0 001X0 001X0 001 | 4015082842543 |  | 336 | PDC | 1
109255 | XSMFIB06-1 | 109255 | Fitting Kits | 106 | cerere oferta | N | 1 | 0 | 1 | 30.4 | KG | 2000X380X70 | 4015081088652 |  | 336 | PDC | 1
284255 | XSMFIT06 | 284255 | Mnt.k.sct.CB to 630 A 2 BB top D600 | 106 | cerere oferta | N | 1 | 0 | 1 | 19 | KG | 2000X30X60 | 4015082842550 |  | 336 | PDC | 1
109256 | XSMFIT06-1 | 109256 | Fitting Kits | 106 | cerere oferta | N | 1 | 0 | 1 | 35 | KG | 300X100X2000 | 4015081088669 |  | 336 | PDC | 1
284756 | XSMFRDT0406 | 284756 | Mnt.k.sct.CB b 630A 4 AH MBB top D600 | 106 | cerere oferta | N | 1 | 0 | 1 | 16 | KG | 1700X300X50 | 4015082847562 |  | 336 | PDC | 1
284757 | XSMFRDT0606 | 284757 | Mnt.k.sct.CB b 630A 4 AH MBB top D600 | 106 | cerere oferta | N | 1 | 0 | 1 | 16 | KG | 1700X300X50 | 4015082847579 |  | 336 | PDC | 1
284257 | XSMIB20 | 284257 | XSMIB20 | 106 | cerere oferta | N | 1 | 0 | 1 | 12 | KG | 0 001X0 001X0 001 | 4015082842574 |  | 336 | PDC | 1
107292 | XSMIB20-1 | 107292 | Fitting Kits | 106 | cerere oferta | N | 1 | 0 | 1 | 15 | KG | 1950X250X65 | 4015081070503 |  | 336 | PDC | 1
284258 | XSMIT20 | 284258 | Mnt.k.sct.circ.br.to4000A MBB top H2000 | 106 | cerere oferta | N | 1 | 0 | 1 | 21 | KG | 0 001X0 001X0 001 | 4015082842581 |  | 336 | PDC | 1
284751 | XSMIT20-1 | 284751 | Mnt.k.sct.circ.br.to4000A MBB top H2000 | 106 | cerere oferta | N | 1 | 0 | 1 | 18 | KG | 1650X250X60 | 4015082847517 |  | 336 | PDC | 1
106732 | XSMLO0604 | 106732 | Outgoers Sl | 106 | cerere oferta | N | 1 | 0 | 1 | 10.5 | KG | 200X350X650 | 4015081065028 |  | 336 | PDC | 1
106733 | XSMLO0606 | 106733 | Outgoers Sl | 106 | cerere oferta | N | 1 | 0 | 1 | 12.5 | KG | 200X550X650 | 4015081065035 |  | 336 | PDC | 1
106734 | XSMLO0608 | 106734 | Outgoers Sl | 106 | cerere oferta | N | 1 | 0 | 1 | 14.5 | KG | 200X750X650 | 4015081065042 |  | 336 | PDC | 1
106735 | XSMLO0610 | 106735 | Outgoers Sl | 106 | cerere oferta | N | 1 | 0 | 1 | 16.5 | KG | 200X950X650 | 4015081065059 |  | 336 | PDC | 1
144583 | XSMLV | 144583 | Mounting Kit SL vertical up to 1600A | 106 | cerere oferta | N | 1 | 0 | 1 | 21 | KG | 1912X218X70 | 4015081410927 |  | 336 | PDC | 1
143419 | XSMLV-I-CH06 | 143419 | Coverset SL-Interconnectable W=600 | 106 | cerere oferta | N | 1 | 0 | 1 | 1.2 | KG | 60X500X10 | 4015081400836 |  | 336 | PDC | 1
143420 | XSMLV-I-CH08 | 143420 | Coverset SL-Interconnectable W=800 | 106 | cerere oferta | N | 1 | 0 | 1 | 1.4 | KG | 60X700X10 | 4015081400843 |  | 336 | PDC | 1
143421 | XSMLV-I-CH10 | 143421 | Coverset SL-Interconnectable W=1000 | 106 | cerere oferta | N | 1 | 0 | 1 | 1.6 | KG | 60X900X10 | 4015081400850 |  | 336 | PDC | 1
284263 | XSMMFB2004 | 284263 | M.kit sct.mnt.pl.fix.MBB rear H2000 W425 | 106 | cerere oferta | N | 1 | 0 | 1 | 19.5 | KG | 1900X335X40 | 4015082842635 |  | 336 | PDC | 1
284264 | XSMMFB2006 | 284264 | M.kit sct.mnt.pl.fix.MBB rear H2000 W600 | 106 | cerere oferta | N | 1 | 0 | 1 | 27 | KG | 1900X500X40 | 4015082842642 |  | 336 | PDC | 1
284265 | XSMMFB2008 | 284265 | M.kit sct.mnt.pl.fix.MBB rear H2000 W800 | 106 | cerere oferta | N | 1 | 0 | 1 | 36.5 | KG | 1900X700X40 | 4015082842659 |  | 336 | PDC | 1
284266 | XSMMFB2010 | 284266 | M.kit sct.mnt.p.fix.MBB rear H2000 W1000 | 106 | cerere oferta | N | 1 | 0 | 1 | 45.5 | KG | 1900X920X40 | 4015082842666 |  | 336 | PDC | 1
284267 | XSMMFB2012 | 284267 | M.kit sct.mnt.p.fix.MBB rear H2000 W1200 | 106 | cerere oferta | N | 1 | 0 | 1 | 54.5 | KG | 1900X1120X40 | 4015082842673 |  | 336 | PDC | 1
284268 | XSMMFT2004 | 284268 | M.kit sect.mnt.pl.fix.MBB top H2000 W425 | 106 | cerere oferta | N | 1 | 0 | 1 | 17.5 | KG | 1600X335X40 | 4015082842680 |  | 336 | PDC | 1
284269 | XSMMFT2006 | 284269 | M.kit sect.mnt.pl.fix.MBB top H2000 W600 | 106 | cerere oferta | N | 1 | 0 | 1 | 24.5 | KG | 1600X520X40 | 4015082842697 |  | 336 | PDC | 1
284270 | XSMMFT2008 | 284270 | M.kit sect.mnt.pl.fix.MBB top H2000 W800 | 106 | cerere oferta | N | 1 | 0 | 1 | 29.6 | KG | 0 001X0 001X0 001 | 4015082842703 |  | 336 | PDC | 1
284271 | XSMMFT2010 | 284271 | M.kit sect.mnt.p.fix.MBB top H2000 W1000 | 106 | cerere oferta | N | 1 | 0 | 1 | 38.8 | KG | 0 001X0 001X0 001 | 4015082842710 |  | 336 | PDC | 1
285511 | XSMNB20 | 285511 | Mnt.k.sct.circ.br.to1600A BBT T2b H=2000 | 106 | cerere oferta | N | 1 | 0 | 1 | 8.5 | KG | 0 001X0 001X0 001 | 4015082855116 |  | 336 | PDC | 1
285513 | XSMNB20-1 | 285513 | Fitting Kits | 106 | cerere oferta | N | 1 | 0 | 1 | 10 | KG | 1700X60X60 | 4015082855130 |  | 336 | PDC | 1
285512 | XSMNT20 | 285512 | Mnt.k.sct.circ.br.to1600A BBT T2b H=2000 | 106 | cerere oferta | N | 1 | 0 | 1 | 11 | KG | 1700X60X60 | 4015082855123 |  | 336 | PDC | 1
288997 | XSMPB20 | 288997 | Profile for install.power factor compens | 106 | cerere oferta | N | 1 | 0 | 1 | 2 | KG | 1900X50X30 | 4015082889975 |  | 336 | PDC | 1
108781 | XSMS06 | 108781 | Outgoers Sasil | 106 | cerere oferta | N | 1 | 0 | 1 | 3.5 | KG | 620X250X70 | 4015081084012 |  | 336 | PDC | 1
110278 | XSMSH-ABB | 110278 | Outgoers Sasil | 106 | cerere oferta | N | 1 | 0 | 1 | 0.7 | KG | 650X50X50 | 4015081098187 |  | 336 | PDC | 1
284274 | XSMSHD06 | 284274 | Mnt.kit sect.SSL hor ext.MBB rear D600 | 106 | cerere oferta | N | 1 | 0 | 1 | 24.6 | KG | 1960X550X60 | 4015082842741 |  | 336 | PDC | 1
284275 | XSMSHD08 | 284275 | Mnt.kit sect.SSL hor ext.MBB rear D800 | 106 | cerere oferta | N | 1 | 0 | 1 | 20.5 | KG | 1950X550X60 | 4015082842758 |  | 336 | PDC | 1
284276 | XSMSHI06 | 284276 | Mnt.kit sect.SSL hor int.MBB rear D600 | 106 | cerere oferta | N | 1 | 0 | 1 | 22 | KG | 1950X350X60 | 4015082842765 |  | 336 | PDC | 1
284277 | XSMSHI08 | 284277 | Mnt.kit sect.SSL hor int.MBB rear D800 | 106 | cerere oferta | N | 1 | 0 | 1 | 23 | KG | 1950X550X60 | 4015082842772 |  | 336 | PDC | 1
284279 | XSMSV0608 | 284279 | Mnt.kit sect.SSL MBB rear W=600 D=800 | 106 | cerere oferta | N | 1 | 0 | 1 | 20 | KG | 2000X230X60 | 4015082842796 |  | 336 | PDC | 1
284281 | XSMSV0808 | 284281 | Fitting Kits | 106 | cerere oferta | N | 1 | 0 | 1 | 20 | KG | 2000X230X60 | 4015082842819 |  | 336 | PDC | 1
285510 | XSMSV1008 | 285510 | Fitting Kits | 106 | cerere oferta | N | 1 | 0 | 1 | 22 | KG | 2000X230X60 | 4015082855109 |  | 336 | PDC | 1
106606 | XSNW0643 | 106606 | Power section NZM4 withdr. 600mm F4 IP31 | 106 | cerere oferta | N | 1 | 0 | 1 | 124.35 | KG | 2000X800X500 | 4015081063567 |  | 336 | PDC | 1
107684 | XSPBA0104 | 107684 | Sistem cutii metalice tta tip xenergy | 106 | cerere oferta | N | 1 | 1 | 1 | 0.5 | KG | 300X80X30 | 4015081073498 |  | 336 | PDC | 1
107685 | XSPBA0106 | 107685 | XE-bottom-plate with foam T600 | 106 | cerere oferta | N | 1 | 0 | 1 | 0.339 | KG | 475X75X20 | 4015081073504 |  | 336 | PDC | 1
107686 | XSPBA0108 | 107686 | XE-bottom-plate with foam T800 | 106 | cerere oferta | N | 1 | 0 | 1 | 0.7 | KG | 700X80X30 | 4015081073511 |  | 336 | PDC | 1
107679 | XSPBA0401 | 107679 | XE-bottom-plate with foam B400 | 106 | cerere oferta | N | 1 | 0 | 1 | 0.5 | KG | 350X80X30 | 4015081073443 |  | 336 | PDC | 1
107680 | XSPBA0601 | 107680 | XE-bottom-plate with foam B600 | 106 | cerere oferta | N | 1 | 0 | 1 | 0.35 | KG | 500X75X20 | 4015081073450 |  | 336 | PDC | 1
107681 | XSPBA0801 | 107681 | XE-bottom-plate with foam B800 | 106 | cerere oferta | N | 1 | 0 | 1 | 0.4 | KG | 700X75X20 | 4015081073467 |  | 336 | PDC | 1
107682 | XSPBA1001 | 107682 | XE-bottom-plate with foam B1000 | 106 | cerere oferta | N | 1 | 0 | 1 | 0.8 | KG | 920X80X30 | 4015081073474 |  | 336 | PDC | 1
143356 | XSPBA1101 | 143356 | XE-bottom-plate with foam B1100 | 106 | cerere oferta | N | 1 | 0 | 1 | 0.9 | KG | 1010X60X30 | 4015081400201 |  | 336 | PDC | 1
107683 | XSPBA1201 | 107683 | Sistem cutii metalice tta tip xenergy | 106 | cerere oferta | N | 1 | 0 | 1 | 1 | KG | 110X75X40 | 4015081073481 |  | 336 | PDC | 1
107697 | XSPBAC0104 | 107697 | Sistem cutii metalice tta tip xenergy | 106 | cerere oferta | N | 1 | 1 | 1 | 0.4 | KG | 0 001X0 001X0 001 | 4015081073627 |  | 336 | PDC | 1
107698 | XSPBAC0106 | 107698 | Sistem cutii metalice tta tip xenergy | 106 | cerere oferta | N | 1 | 1 | 1 | 0.5 | KG | 0 001X0 001X0 001 | 4015081073634 |  | 336 | PDC | 1
107699 | XSPBAC0108 | 107699 | Sistem cutii metalice tta tip xenergy | 106 | cerere oferta | N | 1 | 1 | 1 | 0.6 | KG | 0 001X0 001X0 001 | 4015081073641 |  | 336 | PDC | 1
107700 | XSPBAC0204 | 107700 | Sistem cutii metalice tta tip xenergy | 106 | cerere oferta | N | 1 | 1 | 1 | 0.6 | KG | 0 001X0 001X0 001 | 4015081073658 |  | 336 | PDC | 1
107701 | XSPBAC0206 | 107701 | XE-bottom-plate B110 T600 | 106 | cerere oferta | N | 1 | 0 | 1 | 0.7 | KG | 0 001X0 001X0 001 | 4015081073665 |  | 336 | PDC | 1
107702 | XSPBAC0208 | 107702 | XE-bottom-plate B110 T800 | 106 | cerere oferta | N | 1 | 0 | 1 | 1 | KG | 0 001X0 001X0 001 | 4015081073672 |  | 336 | PDC | 1
107687 | XSPBAC0401 | 107687 | Sistem cutii metalice tta tip xenergy | 106 | cerere oferta | N | 1 | 1 | 1 | 4 | KG | 0 001X0 001X0 001 | 4015081073528 |  | 336 | PDC | 1
107692 | XSPBAC0402 | 107692 | XE-bottom-plate B400 T110 | 106 | cerere oferta | N | 1 | 1 | 1 | 0.4 | KG | 0 001X0 001X0 001 | 4015081073573 |  | 336 | PDC | 1
107688 | XSPBAC0601 | 107688 | Sistem cutii metalice tta tip xenergy | 106 | cerere oferta | N | 1 | 1 | 1 | 0.5 | KG | 0 001X0 001X0 001 | 4015081073535 |  | 336 | PDC | 1
107693 | XSPBAC0602 | 107693 | XE-bottom-plate B600 T110 | 106 | cerere oferta | N | 1 | 0 | 1 | 0.6 | KG | 0 001X0 001X0 001 | 4015081073580 |  | 336 | PDC | 1
107981 | XSPBAC0702 | 107981 | Top And Bottom Plate | 106 | cerere oferta | N | 1 | 1 | 1 | 0.7 | KG | 0 001X0 001X0 001 | 4015081076239 |  | 336 | PDC | 1
107689 | XSPBAC0801 | 107689 | Sistem cutii metalice tta tip xenergy | 106 | cerere oferta | N | 1 | 1 | 1 | 0.6 | KG | 0 001X0 001X0 001 | 4015081073542 |  | 336 | PDC | 1
107694 | XSPBAC0802 | 107694 | XE-bottom-plate B800 T110 | 106 | cerere oferta | N | 1 | 0 | 1 | 1.09 | KG | 0 001X0 001X0 001 | 4015081073597 |  | 336 | PDC | 1
107690 | XSPBAC1001 | 107690 | Sistem cutii metalice tta tip xenergy | 106 | cerere oferta | N | 1 | 1 | 1 | 0.7 | KG | 0 001X0 001X0 001 | 4015081073559 |  | 336 | PDC | 1
107695 | XSPBAC1002 | 107695 | XE-bottom-plate B1000 T110 | 106 | cerere oferta | N | 1 | 0 | 1 | 1.4 | KG | 0 001X0 001X0 001 | 4015081073603 |  | 336 | PDC | 1
143361 | XSPBAC1102 | 143361 | XE-bottom-plate B1100 T110 | 106 | cerere oferta | N | 1 | 0 | 1 | 1.6 | KG | 1010X110X40 | 4015081400256 |  | 336 | PDC | 1
107691 | XSPBAC1201 | 107691 | Sistem cutii metalice tta tip xenergy | 106 | cerere oferta | N | 1 | 0 | 1 | 0.8 | KG | 0 001X0 001X0 001 | 4015081073566 |  | 336 | PDC | 1
107696 | XSPBAC1202 | 107696 | Sistem cutii metalice tta tip xenergy | 106 | cerere oferta | N | 1 | 0 | 1 | 1 | KG | 0 001X0 001X0 001 | 4015081073610 |  | 336 | PDC | 1
288995 | XSPBC0606C | 288995 | Base plate closed IP55 W=650 D=650 | 106 | cerere oferta | N | 1 | 0 | 1 | 4.5 | KG | 550X550X30 | 4015082889951 |  | 336 | PDC | 1
288996 | XSPBC0808C | 288996 | Base pl.closed corn.sec.IP55 W=850 D=850 | 106 | cerere oferta | N | 1 | 0 | 1 | 7.5 | KG | 750X750X30 | 4015082889968 |  | 336 | PDC | 1
132953 | XSPBM0403 | 132953 | Top And Bottom Plate | 106 | cerere oferta | N | 1 | 0 | 1 | 1.5 | KG | 350X200X30 | 4015081298648 |  | 336 | PDC | 1
284286 | XSPBM0404 | 284286 | Top/bott.plate split IP30 W'425 D'400 | 106 | cerere oferta | N | 1 | 0 | 1 | 1.5 | KG | 350X300X30 | 4015082842864 |  | 336 | PDC | 1
132954 | XSPBM0405 | 132954 | Top And Bottom Plate | 106 | cerere oferta | N | 1 | 0 | 1 | 1.9 | KG | 350X400X30 | 4015081298655 |  | 336 | PDC | 1
284287 | XSPBM0406 | 284287 | XSPBM | 106 | cerere oferta | N | 1 | 0 | 1 | 2.8 | KG | 495X345X30 | 4015082842871 |  | 336 | PDC | 1
284288 | XSPBM0408 | 284288 | Top/bott.plate split IP30 W'425 D'800 | 106 | cerere oferta | N | 1 | 0 | 1 | 3.3 | KG | 350X700X30 | 4015082842888 |  | 336 | PDC | 1
132955 | XSPBM0603 | 132955 | Top And Bottom Plate | 106 | cerere oferta | N | 1 | 0 | 1 | 2 | KG | 550X200X30 | 4015081298662 |  | 336 | PDC | 1
284289 | XSPBM0604 | 284289 | Top/bott.plate split IP30 W'600 D'400 | 106 | cerere oferta | N | 1 | 0 | 1 | 2.6 | KG | 505X285X20 | 4015082842895 |  | 336 | PDC | 1
132956 | XSPBM0605 | 132956 | Top And Bottom Plate | 106 | cerere oferta | N | 1 | 0 | 1 | 2.3 | KG | 550X400X30 | 4015081298679 |  | 336 | PDC | 1
284290 | XSPBM0606 | 284290 | XSPBM | 106 | cerere oferta | N | 1 | 0 | 1 | 4.6 | KG | 490X525X30 | 4015082842901 |  | 336 | PDC | 1
284291 | XSPBM0608 | 284291 | Top/bott.plate split IP30 W'600 D'800 | 106 | cerere oferta | N | 1 | 0 | 1 | 5.6 | KG | 500X700X30 | 4015082842918 |  | 336 | PDC | 1
132957 | XSPBM0803 | 132957 | Top And Bottom Plate | 106 | cerere oferta | N | 1 | 0 | 1 | 3.6 | KG | 750X200X30 | 4015081298686 |  | 336 | PDC | 1
284292 | XSPBM0804 | 284292 | Top/bott.plate split IP30 W'800 D'400 | 106 | cerere oferta | N | 1 | 0 | 1 | 3.2 | KG | 700X300X30 | 4015082842925 |  | 336 | PDC | 1
132958 | XSPBM0805 | 132958 | Top And Bottom Plate | 106 | cerere oferta | N | 1 | 0 | 1 | 4.1 | KG | 750X400X30 | 4015081298693 |  | 336 | PDC | 1
284293 | XSPBM0806 | 284293 | XSPBM | 106 | cerere oferta | N | 1 | 0 | 1 | 5.6 | KG | 720X500X30 | 4015082842932 |  | 336 | PDC | 1
104533 | XSPBM0806-1 | 104533 | Top/bott.plate split IP30 W=800 D=600 | 106 | cerere oferta | N | 1 | 0 | 1 | 5 | KG | 700X500X30 | 4015081043545 |  | 336 | PDC | 1
284294 | XSPBM0808 | 284294 | Top/bott.plate split IP30 W'800 D'800 | 106 | cerere oferta | N | 1 | 0 | 1 | 6.8 | KG | 700X700X30 | 4015082842949 |  | 336 | PDC | 1
104534 | XSPBM0808-1 | 104534 | Top/bott.plate split IP30 W=800 D=800 | 106 | cerere oferta | N | 1 | 0 | 1 | 7.6 | KG | 10X680X750 | 4015081043552 |  | 336 | PDC | 1
132959 | XSPBM1003 | 132959 | Top And Bottom Plate | 106 | cerere oferta | N | 1 | 0 | 1 | 4.6 | KG | 950X200X30 | 4015081298709 |  | 336 | PDC | 1
284295 | XSPBM1004 | 284295 | Top/bott.plate split IP30 W'1000 D'400 | 106 | cerere oferta | N | 1 | 0 | 1 | 3.9 | KG | 900X300X30 | 4015082842956 |  | 336 | PDC | 1
132960 | XSPBM1005 | 132960 | Top And Bottom Plate | 106 | cerere oferta | N | 1 | 0 | 1 | 5.1 | KG | 950X400X30 | 4015081298716 |  | 336 | PDC | 1
104529 | XSPBM1006 | 104529 | Top/bott.plate split IP30 W=1000 D=600 | 106 | cerere oferta | N | 1 | 0 | 1 | 6.2 | KG | 900X500X30 | 4015081043507 |  | 336 | PDC | 1
284296 | XSPBM1006-1 | 284296 | XSPBM | 106 | cerere oferta | N | 1 | 0 | 1 | 6.2 | KG | 900X500X30 | 4015082842963 |  | 336 | PDC | 1
104530 | XSPBM1008 | 104530 | Top/bott.plate split IP30 W=1000 D=800 | 106 | cerere oferta | N | 1 | 0 | 1 | 8.5 | KG | 900X700X30 | 4015081043514 |  | 336 | PDC | 1
284297 | XSPBM1008-1 | 284297 | Top/bott.plate split IP30 W'1000 D'800 | 106 | cerere oferta | N | 1 | 0 | 1 | 8.5 | KG | 900X700X30 | 4015082842970 |  | 336 | PDC | 1
133008 | XSPBM1108 | 133008 | Top And Bottom Plate | 106 | cerere oferta | N | 1 | 0 | 1 | 9.3 | KG | 1010X700X30 | 4015081299195 |  | 336 | PDC | 1
132961 | XSPBM1203 | 132961 | Top And Bottom Plate | 106 | cerere oferta | N | 1 | 0 | 1 | 3.1 | KG | 1150X200X30 | 4015081298723 |  | 336 | PDC | 1
132962 | XSPBM1204 | 132962 | Top And Bottom Plate | 106 | cerere oferta | N | 1 | 0 | 1 | 4.6 | KG | 1150X300X30 | 4015081298730 |  | 336 | PDC | 1
284298 | XSPBM1204-1 | 284298 | Top/bott.plate split IP30 W'1200 D'400 | 106 | cerere oferta | N | 1 | 0 | 1 | 4.6 | KG | 1100X300X30 | 4015082842987 |  | 336 | PDC | 1
132963 | XSPBM1205 | 132963 | Top And Bottom Plate | 106 | cerere oferta | N | 1 | 0 | 1 | 6.1 | KG | 1150X400X30 | 4015081298747 |  | 336 | PDC | 1
104531 | XSPBM1206 | 104531 | Top/bott.plate split IP30 W=1200 D=600 | 106 | cerere oferta | N | 1 | 0 | 1 | 7.4 | KG | 1100X500X30 | 4015081043521 |  | 336 | PDC | 1
284299 | XSPBM1206-1 | 284299 | Top/bott.plate split IP30 W'1200 D'600 | 106 | cerere oferta | N | 1 | 0 | 1 | 7.4 | KG | 1100X500X30 | 4015082842994 |  | 336 | PDC | 1
284300 | XSPBM1208-1 | 284300 | Top/bott.plate split IP30 W'1200 D'800 | 106 | cerere oferta | N | 1 | 0 | 1 | 10.3 | KG | 1100X700X30 | 4015082843007 |  | 336 | PDC | 1
133009 | XSPBM13508 | 133009 | Top And Bottom Plate | 106 | cerere oferta | N | 1 | 0 | 1 | 11.5 | KG | 1260X700X30 | 4015081299201 |  | 336 | PDC | 1
119910 | XSPBU0404 | 119910 | Top And Bottom Plate | 106 | cerere oferta | N | 1 | 0 | 1 | 2.094 | KG | 275X325X6 | 4015081177509 |  | 336 | PDC | 1
119914 | XSPBU0406 | 119914 | Top And Bottom Plate | 106 | cerere oferta | N | 1 | 0 | 1 | 3.616 | KG | 475X325X6 | 4015081177547 |  | 336 | PDC | 1
119919 | XSPBU0408 | 119919 | Top And Bottom Plate | 106 | cerere oferta | N | 1 | 0 | 1 | 5.139 | KG | 675X325X6 | 4015081177592 |  | 336 | PDC | 1
119911 | XSPBU0604 | 119911 | Top And Bottom Plate | 106 | cerere oferta | N | 1 | 0 | 1 | 3.221 | KG | 275X500X6 | 4015081177516 |  | 336 | PDC | 1
119915 | XSPBU0606 | 119915 | Top And Bottom Plate | 106 | cerere oferta | N | 1 | 0 | 1 | 5.563 | KG | 475X500X6 | 4015081177554 |  | 336 | PDC | 1
119924 | XSPBU0606-42 | 119924 | Top And Bottom Plate | 106 | cerere oferta | N | 1 | 0 | 1 | 5.563 | KG | 475X325X12 | 4015081177646 |  | 336 | PDC | 1
119920 | XSPBU0608 | 119920 | Top And Bottom Plate | 106 | cerere oferta | N | 1 | 0 | 1 | 7.906 | KG | 675X500X6 | 4015081177608 |  | 336 | PDC | 1
119932 | XSPBU0608-42 | 119932 | Top And Bottom Plate | 106 | cerere oferta | N | 1 | 0 | 1 | 7.906 | KG | 675X325X12 | 4015081177721 |  | 336 | PDC | 1
119912 | XSPBU0804 | 119912 | Top And Bottom Plate | 106 | cerere oferta | N | 1 | 0 | 1 | 4.509 | KG | 275X700X6 | 4015081177523 |  | 336 | PDC | 1
119916 | XSPBU0806 | 119916 | Top And Bottom Plate | 106 | cerere oferta | N | 1 | 0 | 1 | 7.788 | KG | 475X700X6 | 4015081177561 |  | 336 | PDC | 1
119926 | XSPBU0806-44 | 119926 | Top And Bottom Plate | 106 | cerere oferta | N | 1 | 0 | 1 | 7.788 | KG | 475X325X12 | 4015081177660 |  | 336 | PDC | 1
119925 | XSPBU0806-62 | 119925 | Top And Bottom Plate | 106 | cerere oferta | N | 1 | 0 | 1 | 7.788 | KG | 475X500X12 | 4015081177653 |  | 336 | PDC | 1
119921 | XSPBU0808 | 119921 | Top And Bottom Plate | 106 | cerere oferta | N | 1 | 0 | 1 | 11.068 | KG | 675X700X6 | 4015081177615 |  | 336 | PDC | 1
119934 | XSPBU0808-44 | 119934 | Top And Bottom Plate | 106 | cerere oferta | N | 1 | 0 | 1 | 11.068 | KG | 675X325X12 | 4015081177745 |  | 336 | PDC | 1
119933 | XSPBU0808-62 | 119933 | Top And Bottom Plate | 106 | cerere oferta | N | 1 | 0 | 1 | 11.068 | KG | 675X500X12 | 4015081177738 |  | 336 | PDC | 1
119913 | XSPBU1004 | 119913 | Top And Bottom Plate | 106 | cerere oferta | N | 1 | 0 | 1 | 5.797 | KG | 275X900X6 | 4015081177530 |  | 336 | PDC | 1
119917 | XSPBU1006 | 119917 | Top And Bottom Plate | 106 | cerere oferta | N | 1 | 0 | 1 | 10.014 | KG | 475X900X6 | 4015081177578 |  | 336 | PDC | 1
119927 | XSPBU1006-64 | 119927 | Top And Bottom Plate | 106 | cerere oferta | N | 1 | 0 | 1 | 10.014 | KG | 475X500X12 | 4015081177677 |  | 336 | PDC | 1
119928 | XSPBU1006-64-S | 119928 | Top And Bottom Plate | 106 | cerere oferta | N | 1 | 0 | 1 | 10.014 | KG | 475X560X12 | 4015081177684 |  | 336 | PDC | 1
119929 | XSPBU1006-73-S | 119929 | Top And Bottom Plate | 106 | cerere oferta | N | 1 | 0 | 1 | 10.014 | KG | 475X600X12 | 4015081177691 |  | 336 | PDC | 1
119922 | XSPBU1008 | 119922 | Top And Bottom Plate | 106 | cerere oferta | N | 1 | 0 | 1 | 14.23 | KG | 675X900X6 | 4015081177622 |  | 336 | PDC | 1
119935 | XSPBU1008-64 | 119935 | Top And Bottom Plate | 106 | cerere oferta | N | 1 | 0 | 1 | 14.23 | KG | 675X500X12 | 4015081177752 |  | 336 | PDC | 1
119936 | XSPBU1008-64-S | 119936 | Top And Bottom Plate | 106 | cerere oferta | N | 1 | 0 | 1 | 14.23 | KG | 675X560X12 | 4015081177769 |  | 336 | PDC | 1
119937 | XSPBU1008-73-S | 119937 | Top And Bottom Plate | 106 | cerere oferta | N | 1 | 0 | 1 | 14.23 | KG | 675X600X12 | 4015081177776 |  | 336 | PDC | 1
119918 | XSPBU1206 | 119918 | Top And Bottom Plate | 106 | cerere oferta | N | 1 | 0 | 1 | 12.239 | KG | 475X1100X6 | 4015081177585 |  | 336 | PDC | 1
119930 | XSPBU1206-66-S | 119930 | Top And Bottom Plate | 106 | cerere oferta | N | 1 | 0 | 1 | 12.239 | KG | 475X560X12 | 4015081177707 |  | 336 | PDC | 1
119931 | XSPBU1206-75-S | 119931 | Top And Bottom Plate | 106 | cerere oferta | N | 1 | 0 | 1 | 5.139 | KG | 475X600X12 | 4015081177714 |  | 336 | PDC | 1
119923 | XSPBU1208 | 119923 | Top And Bottom Plate | 106 | cerere oferta | N | 1 | 0 | 1 | 17.392 | KG | 675X1100X6 | 4015081177639 |  | 336 | PDC | 1
119938 | XSPBU1208-66-S | 119938 | Top And Bottom Plate | 106 | cerere oferta | N | 1 | 0 | 1 | 17.392 | KG | 675X560X12 | 4015081177783 |  | 336 | PDC | 1
119939 | XSPBU1208-75-S | 119939 | Top And Bottom Plate | 106 | cerere oferta | N | 1 | 0 | 1 | 17.392 | KG | 675X600X12 | 4015081177790 |  | 336 | PDC | 1
107256 | XSPTA0404 | 107256 | Top And Bottom Plate | 106 | cerere oferta | N | 1 | 0 | 1 | 1.95 | KG | 350X300X30 | 4015081070145 |  | 336 | PDC | 1
107257 | XSPTA0406 | 107257 | Top And Bottom Plate | 106 | cerere oferta | N | 1 | 0 | 1 | 2.9 | KG | 480X330X20 | 4015081070152 |  | 336 | PDC | 1
107258 | XSPTA0408 | 107258 | Top And Bottom Plate | 106 | cerere oferta | N | 1 | 0 | 1 | 4.29 | KG | 350X700X30 | 4015081070169 |  | 336 | PDC | 1
107259 | XSPTA0604 | 107259 | Top And Bottom Plate | 106 | cerere oferta | N | 1 | 0 | 1 | 3.12 | KG | 500X300X30 | 4015081070176 |  | 336 | PDC | 1
107280 | XSPTA0606 | 107280 | Top And Bottom Plate | 106 | cerere oferta | N | 1 | 0 | 1 | 4.1 | KG | 480X510X30 | 4015081070183 |  | 336 | PDC | 1
107281 | XSPTA0608 | 107281 | Top And Bottom Plate | 106 | cerere oferta | N | 1 | 0 | 1 | 7.28 | KG | 500X700X30 | 4015081070190 |  | 336 | PDC | 1
107282 | XSPTA0804 | 107282 | Top And Bottom Plate | 106 | cerere oferta | N | 1 | 0 | 1 | 4.16 | KG | 700X300X30 | 4015081070404 |  | 336 | PDC | 1
107283 | XSPTA0806 | 107283 | XSPTA | 106 | cerere oferta | N | 1 | 0 | 1 | 5.6 | KG | 750X490X10 | 4015081070411 |  | 336 | PDC | 1
107284 | XSPTA0808 | 107284 | Top And Bottom Plate | 106 | cerere oferta | N | 1 | 0 | 1 | 8.84 | KG | 700X700X30 | 4015081070428 |  | 336 | PDC | 1
107285 | XSPTA1004 | 107285 | Top And Bottom Plate | 106 | cerere oferta | N | 1 | 0 | 1 | 5.07 | KG | 900X300X30 | 4015081070435 |  | 336 | PDC | 1
107286 | XSPTA1006 | 107286 | XSPTA | 106 | cerere oferta | N | 1 | 0 | 1 | 8.06 | KG | 900X500X30 | 4015081070442 |  | 336 | PDC | 1
107287 | XSPTA1008 | 107287 | Top And Bottom Plate | 106 | cerere oferta | N | 1 | 0 | 1 | 11.05 | KG | 900X700X30 | 4015081070459 |  | 336 | PDC | 1
133016 | XSPTA1108 | 133016 | Top And Bottom Plate | 106 | cerere oferta | N | 1 | 0 | 1 | 12.2 | KG | 1000X700X30 | 4015081299270 |  | 336 | PDC | 1
107288 | XSPTA1204 | 107288 | Top And Bottom Plate | 106 | cerere oferta | N | 1 | 0 | 1 | 5.98 | KG | 1100X300X30 | 4015081070466 |  | 336 | PDC | 1
107289 | XSPTA1206 | 107289 | Top And Bottom Plate | 106 | cerere oferta | N | 1 | 0 | 1 | 9.62 | KG | 1100X500X30 | 4015081070473 |  | 336 | PDC | 1
107290 | XSPTA1208 | 107290 | Top And Bottom Plate | 106 | cerere oferta | N | 1 | 0 | 1 | 13.39 | KG | 1100X700X30 | 4015081070480 |  | 336 | PDC | 1
133017 | XSPTA13508 | 133017 | Top And Bottom Plate | 106 | cerere oferta | N | 1 | 0 | 1 | 14.9 | KG | 1250X700X30 | 4015081299287 |  | 336 | PDC | 1
284301 | XSPTC0404 | 284301 | Top plate closed IP55 W'425 D'400 | 106 | cerere oferta | N | 1 | 0 | 1 | 1.5 | KG | 350X300X30 | 4015082843014 |  | 336 | PDC | 1
284302 | XSPTC0406 | 284302 | XSPTC | 106 | cerere oferta | N | 1 | 0 | 1 | 2.2 | KG | 490X350X25 | 4015082843021 |  | 336 | PDC | 1
284303 | XSPTC0408 | 284303 | Top plate closed IP55 W'425 D'800 | 106 | cerere oferta | N | 1 | 0 | 1 | 3 | KG | 690X345X30 | 4015082843038 |  | 336 | PDC | 1
150484 | XSPTC0602 | 150484 | Top plate closed IP55 W=600 D=200 | 106 | cerere oferta | N | 1 | 0 | 1 | 1.252 | KG | 525X120X30 | 4015081468249 |  | 336 | PDC | 1
284304 | XSPTC0604 | 284304 | Top plate closed IP55 W'600 D'400 | 106 | cerere oferta | N | 1 | 0 | 1 | 2.4 | KG | 500X300X30 | 4015082843045 |  | 336 | PDC | 1
284305 | XSPTC0606 | 284305 | XSPTC | 106 | cerere oferta | N | 1 | 0 | 1 | 4 | KG | 500X500X30 | 4015082843052 |  | 336 | PDC | 1
284306 | XSPTC0608 | 284306 | Top plate closed IP55 W'600 D'800 | 106 | cerere oferta | N | 1 | 0 | 1 | 5.6 | KG | 500X700X30 | 4015082843069 |  | 336 | PDC | 1
150485 | XSPTC0802 | 150485 | Top plate closed IP55 W=800 D=200 | 106 | cerere oferta | N | 1 | 0 | 1 | 1.535 | KG | 725X120X30 | 4015081468256 |  | 336 | PDC | 1
284307 | XSPTC0804 | 284307 | Top plate closed IP55 W'800 D'400 | 106 | cerere oferta | N | 1 | 0 | 1 | 3.2 | KG | 700X300X30 | 4015082843076 |  | 336 | PDC | 1
284308 | XSPTC0806 | 284308 | XSPTC | 106 | cerere oferta | N | 1 | 0 | 1 | 5 | KG | 700X500X30 | 4015082843083 |  | 336 | PDC | 1
284309 | XSPTC0808 | 284309 | Top plate closed IP55 W'800 D'800 | 106 | cerere oferta | N | 1 | 0 | 1 | 6.8 | KG | 700X700X30 | 4015082843090 |  | 336 | PDC | 1
150487 | XSPTC1002 | 150487 | Top plate closed IP55 W=1000 D=200 | 106 | cerere oferta | N | 1 | 0 | 1 | 1.818 | KG | 925X120X30 | 4015081468270 |  | 336 | PDC | 1
284310 | XSPTC1004 | 284310 | Top plate closed IP55 W'1000 D'400 | 106 | cerere oferta | N | 1 | 0 | 1 | 3.9 | KG | 900X300X30 | 4015082843106 |  | 336 | PDC | 1
284311 | XSPTC1006 | 284311 | XSPTC | 106 | cerere oferta | N | 1 | 0 | 1 | 5.6 | KG | 915X490X30 | 4015082843113 |  | 336 | PDC | 1
284312 | XSPTC1008 | 284312 | Top plate closed IP55 W'1000 D'800 | 106 | cerere oferta | N | 1 | 0 | 1 | 8.5 | KG | 900X700X30 | 4015082843120 |  | 336 | PDC | 1
150488 | XSPTC1102 | 150488 | Top plate closed IP55 W=1100 D=200 | 106 | cerere oferta | N | 1 | 0 | 1 | 1.96 | KG | 1025X120X30 | 4015081468287 |  | 336 | PDC | 1
133004 | XSPTC1108 | 133004 | Top And Bottom Plate | 106 | cerere oferta | N | 1 | 0 | 1 | 9.3 | KG | 1010X700X30 | 4015081299157 |  | 336 | PDC | 1
150489 | XSPTC1202 | 150489 | Top plate closed IP55 W=1200 D=200 | 106 | cerere oferta | N | 1 | 0 | 1 | 2.101 | KG | 1125X120X30 | 4015081468294 |  | 336 | PDC | 1
284313 | XSPTC1204 | 284313 | Top plate closed IP55 W'1200 D'400 | 106 | cerere oferta | N | 1 | 0 | 1 | 4.6 | KG | 1100X300X30 | 4015082843137 |  | 336 | PDC | 1
284314 | XSPTC1206 | 284314 | Top plate closed IP55 W'1200 D'600 | 106 | cerere oferta | N | 1 | 0 | 1 | 7.4 | KG | 1100X500X30 | 4015082843144 |  | 336 | PDC | 1
284315 | XSPTC1208 | 284315 | Top plate closed IP55 W'1200 D'800 | 106 | cerere oferta | N | 1 | 0 | 1 | 10.3 | KG | 1100X700X30 | 4015082843151 |  | 336 | PDC | 1
133005 | XSPTC13508 | 133005 | Top And Bottom Plate | 106 | cerere oferta | N | 1 | 0 | 1 | 11.5 | KG | 1260X700X30 | 4015081299164 |  | 336 | PDC | 1
284316 | XSPTF0404 | 284316 | Top plate flanges IP55 W'425 D'400 | 106 | cerere oferta | N | 1 | 0 | 1 | 1.5 | KG | 350X300X30 | 4015082843168 |  | 336 | PDC | 1
284317 | XSPTF0406 | 284317 | XSPTF | 106 | cerere oferta | N | 1 | 0 | 1 | 2.4 | KG | 350X500X30 | 4015082843175 |  | 336 | PDC | 1
284318 | XSPTF0408 | 284318 | Top plate flanges IP55 W'425 D'800 | 106 | cerere oferta | N | 1 | 0 | 1 | 3.3 | KG | 350X700X30 | 4015082843182 |  | 336 | PDC | 1
284319 | XSPTF0604 | 284319 | Top plate flanges IP55 W'600 D'400 | 106 | cerere oferta | N | 1 | 0 | 1 | 1.4 | KG | 525X285X20 | 4015082843199 |  | 336 | PDC | 1
284320 | XSPTF0606 | 284320 | Top plate flanges IP55 W'600 D'600 | 106 | cerere oferta | N | 1 | 0 | 1 | 4 | KG | 500X500X30 | 4015082843205 |  | 336 | PDC | 1
121440 | XSPTF0606-XF | 121440 | Top And Bottom Plate | 106 | cerere oferta | N | 1 | 0 | 1 | 4 | KG | 500X500X30 | 4015081192601 |  | 336 | PDC | 1
284321 | XSPTF0608 | 284321 | Top plate flanges IP55 W'600 D'800 | 106 | cerere oferta | N | 1 | 0 | 1 | 5.6 | KG | 500X700X30 | 4015082843212 |  | 336 | PDC | 1
121441 | XSPTF0608-XF | 121441 | Top And Bottom Plate | 106 | cerere oferta | N | 1 | 0 | 1 | 5.6 | KG | 500X700X30 | 4015081192618 |  | 336 | PDC | 1
284322 | XSPTF0804 | 284322 | Top plate flanges IP55 W'800 D'400 | 106 | cerere oferta | N | 1 | 0 | 1 | 3.2 | KG | 700X300X30 | 4015082843229 |  | 336 | PDC | 1
284323 | XSPTF0806 | 284323 | XSPTF | 106 | cerere oferta | N | 1 | 0 | 1 | 5 | KG | 700X500X30 | 4015082843236 |  | 336 | PDC | 1
121442 | XSPTF0806-XF | 121442 | Top And Bottom Plate | 106 | cerere oferta | N | 1 | 0 | 1 | 5 | KG | 700X500X30 | 4015081192625 |  | 336 | PDC | 1
284324 | XSPTF0808 | 284324 | Top plate flanges IP55 W'800 D'800 | 106 | cerere oferta | N | 1 | 0 | 1 | 6.2 | KG | 730X700X250 | 4015082843243 |  | 336 | PDC | 1
121443 | XSPTF0808-XF | 121443 | Top And Bottom Plate | 106 | cerere oferta | N | 1 | 0 | 1 | 6.8 | KG | 700X700X30 | 4015081192632 |  | 336 | PDC | 1
284325 | XSPTF1004 | 284325 | Top plate flanges IP55 W'1000 D'400 | 106 | cerere oferta | N | 1 | 0 | 1 | 3.9 | KG | 900X300X30 | 4015082843250 |  | 336 | PDC | 1
284326 | XSPTF1006 | 284326 | Top plate flanges IP55 W'1000 D'600 | 106 | cerere oferta | N | 1 | 0 | 1 | 6.2 | KG | 900X500X30 | 4015082843267 |  | 336 | PDC | 1
121444 | XSPTF1006-XF | 121444 | Top plate flanges XF IP55 W=1000 D=600 | 106 | cerere oferta | N | 1 | 0 | 1 | 6.2 | KG | 900X500X30 | 4015081192649 |  | 336 | PDC | 1
284327 | XSPTF1008 | 284327 | Top plate flanges IP55 W'1000 D'800 | 106 | cerere oferta | N | 1 | 0 | 1 | 8.5 | KG | 900X700X30 | 4015082843274 |  | 336 | PDC | 1
121445 | XSPTF1008-XF | 121445 | Top And Bottom Plate | 106 | cerere oferta | N | 1 | 0 | 1 | 8.5 | KG | 900X700X30 | 4015081192656 |  | 336 | PDC | 1
133006 | XSPTF1108 | 133006 | Top And Bottom Plate | 106 | cerere oferta | N | 1 | 0 | 1 | 9.3 | KG | 1010X700X30 | 4015081299171 |  | 336 | PDC | 1
284328 | XSPTF1204 | 284328 | Top plate flanges IP55 W'1200 D'400 | 106 | cerere oferta | N | 1 | 0 | 1 | 4.6 | KG | 1100X300X30 | 4015082843281 |  | 336 | PDC | 1
284329 | XSPTF1206 | 284329 | Top plate flanges IP55 W'1200 D'600 | 106 | cerere oferta | N | 1 | 0 | 1 | 7.4 | KG | 1100X500X30 | 4015082843298 |  | 336 | PDC | 1
121446 | XSPTF1206-XF | 121446 | Top And Bottom Plate | 106 | cerere oferta | N | 1 | 0 | 1 | 7.4 | KG | 1100X500X30 | 4015081192663 |  | 336 | PDC | 1
284330 | XSPTF1208 | 284330 | Top plate flanges IP55 W'1200 D'800 | 106 | cerere oferta | N | 1 | 0 | 1 | 7.8 | KG | 1100X680X20 | 4015082843304 |  | 336 | PDC | 1
121447 | XSPTF1208-XF | 121447 | Top And Bottom Plate | 106 | cerere oferta | N | 1 | 0 | 1 | 10.3 | KG | 1100X700X30 | 4015081192670 |  | 336 | PDC | 1
133007 | XSPTF13508 | 133007 | Top And Bottom Plate | 106 | cerere oferta | N | 1 | 0 | 1 | 11.5 | KG | 1260X700X30 | 4015081299188 |  | 336 | PDC | 1
284355 | XSWC2004 | 284355 | XSWC | 106 | cerere oferta | N | 1 | 0 | 1 | 9 | KG | 1950X345X25 | 4015082843557 |  | 336 | PDC | 1
284356 | XSWC2006 | 284356 | XSWC | 106 | cerere oferta | N | 1 | 0 | 1 | 15 | KG | 1920X520X30 | 4015082843564 |  | 336 | PDC | 1
284357 | XSWC2008 | 284357 | Back plate closed IP55 H'2000 W'800 | 106 | cerere oferta | N | 1 | 0 | 1 | 19.4 | KG | 1915X723X30 | 4015082843571 |  | 336 | PDC | 1
284358 | XSWC2010 | 284358 | Back plate closed IP55 H'2000 W'1000 | 106 | cerere oferta | N | 1 | 0 | 1 | 32 | KG | 1950X920X25 | 4015082843588 |  | 336 | PDC | 1
133000 | XSWC2011 | 133000 | Side And Backplates | 106 | cerere oferta | N | 1 | 0 | 1 | 35 | KG | 1950X1020X25 | 4015081299119 |  | 336 | PDC | 1
284359 | XSWC2012 | 284359 | Back plate closed IP55 H'2000 W'1200 | 106 | cerere oferta | N | 1 | 0 | 1 | 40 | KG | 1950X1120X25 | 4015082843595 |  | 336 | PDC | 1
133001 | XSWC20135 | 133001 | Side And Backplates | 106 | cerere oferta | N | 1 | 0 | 1 | 43.2 | KG | 1950X1270X25 | 4015081299126 |  | 336 | PDC | 1
284360 | XSWV2004 | 284360 | XSWV | 106 | cerere oferta | N | 1 | 0 | 1 | 9 | KG | 1950X345X25 | 4015082843601 |  | 336 | PDC | 1
284361 | XSWV2006 | 284361 | XSWV | 106 | cerere oferta | N | 1 | 0 | 1 | 14.3 | KG | 1930X520X30 | 4015082843618 |  | 336 | PDC | 1
284362 | XSWV2008 | 284362 | XSWV | 106 | cerere oferta | N | 1 | 0 | 1 | 24 | KG | 1950X720X25 | 4015082843625 |  | 336 | PDC | 1
284363 | XSWV2010 | 284363 | XSWV | 106 | cerere oferta | N | 1 | 0 | 1 | 32 | KG | 1950X920X25 | 4015082843632 |  | 336 | PDC | 1
133002 | XSWV2011 | 133002 | Side And Backplates | 106 | cerere oferta | N | 1 | 0 | 1 | 35 | KG | 1950X1020X25 | 4015081299133 |  | 336 | PDC | 1
284364 | XSWV2012 | 284364 | Side And Backplates | 106 | cerere oferta | N | 1 | 0 | 1 | 40 | KG | 1950X1120X25 | 4015082843649 |  | 336 | PDC | 1
133003 | XSWV20135 | 133003 | Side And Backplates | 106 | cerere oferta | N | 1 | 0 | 1 | 43.2 | KG | 1950X1270X25 | 4015081299140 |  | 336 | PDC | 1
139814 | XT-232-PT-10-01 | 139814 | Cable, serial, for DVI monitor 10m | 2 | cerere oferta | N | 1 | 0 | 1 | 1.156 | KG | 330X250X75 | 7640130110625 |  | 201 | IAB | 1
139815 | XT-232-PT-5-01 | 139815 | Cable, serial, for DVI monitor 5m | 2 | cerere oferta | N | 1 | 0 | 1 | 0.743 | KG | 330X250X75 | 7640130110656 |  | 201 | IAB | 1
139857 | XT-BCB-TP | 139857 | Com card CAN EPROM state type | 2 | cerere oferta | N | 1 | 0 | 1 | 0.166 | KG | 160X140X25 | 7640130110076 |  | 201 | IAB | 1
140365 | XT-BCB-TP-EPROM-CANOPEN | 140365 | EPROM for XT-BCB-TP card CanOpen | 2 | cerere oferta | N | 1 | 0 | 1 | 0.013 | KG | 60X50X45 | 7640130110946 |  | 201 | IAB | 1
140361 | XT-BCB-TP-EPROM-DNET | 140361 | EPROM for XT-BCB-TP card DeviceNet | 2 | cerere oferta | N | 1 | 0 | 1 | 0.013 | KG | 60X50X45 | 7640130110939 |  | 201 | IAB | 1
256487 | XT-CAT5-X-2 | 256487 | Ethernet cross cable 2m+RJ45 connector | 1 | cerere oferta | N | 1 | 0 | 1 | 0.074 | KG | 2000X5X5 | 4015082564872 |  | 202 | IAB | 1
256488 | XT-CAT5-X-5 | 256488 | Ethernet cross cable 5m+RJ45 connector | 1 | cerere oferta | N | 1 | 0 | 1 | 0.163 | KG | 5000X5X5 | 4015082564889 |  | 202 | IAB | 1
256209 | XT-CPU-BAT1 | 256209 | Battery for real-time clock XC600/400 | 1 | cerere oferta | N | 1 | 0 | 1 | 0.01 | KG | 25X14X14 | 4015082562090 |  | 202 | IAB | 1
139816 | XT-DVI-D-10-01 | 139816 | Cable for DVI monitor 10m video DVI | 2 | cerere oferta | N | 1 | 0 | 1 | 0.981 | KG | 330X250X75 | 7640130110663 |  | 201 | IAB | 1
139817 | XT-DVI-D-5-01 | 139817 | Cable for DVI monitor 5m video DVI | 2 | cerere oferta | N | 1 | 0 | 1 | 0.633 | KG | 330X250X75 | 7640130110694 |  | 201 | IAB | 1
285316 | XT-FIL-1 | 285316 | Multi-Media-Memory-Card 16MB | 1 | cerere oferta | N | 1 | 0 | 1 | 0.09 | KG | 30X35X90 | 4015082853167 |  | 202 | IAB | 1
262731 | XT-MEM-MM32M | 262731 | Memory-Card | 1 | cerere oferta | N | 1 | 0 | 1 | 0.005 | KG | 2 1X24X32 | 7640130097537 |  | 202 | IAB | 1
138257 | XT-MEM-MM512M | 138257 | Memory Card | 1 | cerere oferta | N | 1 | 0 | 1 | 0.005 | KG | 32X24X2 1 | 4015081350377 |  | 202 | IAB | 1
289170 | XT-RJ45-ETH-RS232 | 289170 | teu ethernet-rs232 | 1 | cerere oferta | N | 1 | 0 | 1 | 0.11 | KG | 30X35X90 | 4015082891701 |  | 202 | IAB | 1
262186 | XT-SUB-D/RJ45 | 262186 | Prog.cable, XC-100, SUB-D/RJ45, 3m | 1 | cerere oferta | N | 1 | 0 | 1 | 0.13 | KG | 3000X4X4 | 4015082621865 |  | 202 | IAB | 1
139812 | XT-SUB-D-SUB-D | 139812 | Programming cable RS232 null modem cable | 2 | cerere oferta | N | 1 | 0 | 1 | 0.205 | KG | 225X140X25 | 7640130110922 |  | 201 | IAB | 1
167828 | XV100SWDDPM-START57 | 167828 | Starter kit 5.7", SWD, DPM | 2 | cerere oferta | N | 1 | 0 | 1 | 1.425 | KG | 305X220X200 | 4015081644056 |  | 201 | IAB | 1
141823 | XV-102-A5-35MQR-10 | 141823 | 3.5",Mono,Res,RS232,CAN,CE50C . | 2 | cerere oferta | N | 1 | 0 | 1 | 0.275 | KG | 136X100X30 | 7640130095465 |  | 201 | IAB | 1
140012 | XV-102-B0-35MQR-10-PLC | 140012 | 3.5",Mono,Res,CE50C,PLC . | 2 | cerere oferta | N | 1 | 0 | 1 | 0.245 | KG | 136X100X30 | 7640130095595 |  | 201 | IAB | 1
140007 | XV-102-B0-35TQR-10 | 140007 | 3.5",Col,Res,CE50C . | 2 | cerere oferta | N | 1 | 0 | 1 | 0.245 | KG | 136X100X30 | 7640130095441 |  | 201 | IAB | 1
140018 | XV-102-B0-35TQR-10-PLC | 140018 | 3.5",Col,Res,CE50C,PLC . | 2 | cerere oferta | N | 1 | 0 | 1 | 0.245 | KG | 136X100X30 | 7640130095656 |  | 201 | IAB | 1
140008 | XV-102-B2-35TQR-10 | 140008 | 3.5",Col,Res,Profib,CE50C . | 2 | cerere oferta | N | 1 | 0 | 1 | 0.265 | KG | 136X100X30 | 7640130095526 |  | 201 | IAB | 1
140013 | XV-102-B3-35MQR-10-PLC | 140013 | 3.5",Mono,Res,RS232,CE50C,PLC . | 2 | cerere oferta | N | 1 | 0 | 1 | 0.265 | KG | 136X100X30 | 7640130095618 |  | 201 | IAB | 1
140009 | XV-102-B3-35TQR-10 | 140009 | 3.5",Col,Res,RS232,CE50C . | 2 | cerere oferta | N | 1 | 0 | 1 | 0.265 | KG | 136X100X30 | 7640130095533 |  | 201 | IAB | 1
140019 | XV-102-B3-35TQR-10-PLC | 140019 | 3.5",Col,Res,RS232,CE50C,PLC . | 2 | cerere oferta | N | 1 | 0 | 1 | 0.265 | KG | 136X100X30 | 7640130095663 |  | 201 | IAB | 1
140010 | XV-102-B4-35TQR-10 | 140010 | 3.5",Col,Res,RS485,CE50C . | 2 | cerere oferta | N | 1 | 0 | 1 | 0.265 | KG | 136X100X30 | 7640130095540 |  | 201 | IAB | 1
140020 | XV-102-B4-35TQR-10-PLC | 140020 | 3.5",Col,Res,RS485,CE50C,PLC . | 2 | cerere oferta | N | 1 | 0 | 1 | 0.265 | KG | 136X100X30 | 7640130095670 |  | 201 | IAB | 1
140015 | XV-102-B5-35MQR-10-PLC | 140015 | 3.5",Mono,Res,RS232,CAN,CE50C,PLC . | 2 | cerere oferta | N | 1 | 0 | 1 | 0.275 | KG | 136X100X30 | 7640130095717 |  | 201 | IAB | 1
140011 | XV-102-B5-35TQR-10 | 140011 | 3.5",Col,Res,RS232,CAN,CE50C . | 2 | cerere oferta | N | 1 | 0 | 1 | 0.275 | KG | 136X100X30 | 7640130095458 |  | 201 | IAB | 1
140021 | XV-102-B5-35TQR-10-PLC | 140021 | 3.5",Col,Res,RS232,CAN,CE50C,PLC . | 2 | cerere oferta | N | 1 | 0 | 1 | 0.275 | KG | 136X100X30 | 7640130095700 |  | 201 | IAB | 1
140016 | XV-102-B6-35MQR-10-PLC | 140016 | 3.5",Mono,Res,RS485,CAN,CE50C,PLC . | 2 | cerere oferta | N | 1 | 0 | 1 | 0.275 | KG | 136X100X30 | 7640130095632 |  | 201 | IAB | 1
140022 | XV-102-B6-35TQR-10-PLC | 140022 | 3.5",Col,Res,RS485,CAN,CE50C,PLC . | 2 | cerere oferta | N | 1 | 0 | 1 | 0.275 | KG | 136X100X30 | 7640130095687 |  | 201 | IAB | 1
140017 | XV-102-B8-35MQR-10-PLC | 140017 | 3.5",Mono,Res,RS485,Profib,CE50C,PLC . | 2 | cerere oferta | N | 1 | 0 | 1 | 0.275 | KG | 136X100X30 | 7640130095649 |  | 201 | IAB | 1
140023 | XV-102-B8-35TQR-10-PLC | 140023 | 3.5",Col,Res,RS485,Profib,CE50C,PLC . | 2 | cerere oferta | N | 1 | 0 | 1 | 0.275 | KG | 136X100X30 | 7640130095694 |  | 201 | IAB | 1
153524 | XV-102-BE-35TQRC-10 | 153524 | 3.5",Col,Res,SWDT,CE50C,PLC . | 2 | cerere oferta | N | 1 | 0 | 1 | 0.275 | KG | 136X100X30 | 7640130097599 |  | 201 | IAB | 1
142530 | XV-102-D0-57TVR-10 | 142530 | 5.7",Res,USB,RS232,CE50C . | 2 | cerere oferta | N | 1 | 0 | 1 | 0.52 | KG | 170X130X39 | 7640130096721 |  | 201 | IAB | 1
142535 | XV-102-D0-70TWR-10 | 142535 | 7",Res,USB,RS232,CE50C . | 2 | cerere oferta | N | 1 | 0 | 1 | 0.62 | KG | 210X135X38 | 7640130096776 |  | 201 | IAB | 1
150620 | XV-102-D4-57TVR-10 | 150620 | 5.7",Res,USB,RS232+485,CE50C . | 2 | cerere oferta | N | 1 | 0 | 1 | 0.54 | KG | 170X130X39 | 7640130097063 |  | 201 | IAB | 1
142531 | XV-102-D6-57TVR-10 | 142531 | 5.7",Res,USB,RS232+485,CAN,CE50C . | 2 | cerere oferta | N | 1 | 0 | 1 | 0.54 | KG | 170X130X39 | 7640130096738 |  | 201 | IAB | 1
142533 | XV-102-D6-57TVRC-10 | 142533 | 5.7",Res,USB,RS232+485,CAN,CE50C,PLC . | 2 | cerere oferta | N | 1 | 0 | 1 | 0.54 | KG | 170X130X39 | 7640130096752 |  | 201 | IAB | 1
142536 | XV-102-D6-70TWR-10 | 142536 | 7",Res,USB,RS232+485,CAN,CE50C . | 2 | cerere oferta | N | 1 | 0 | 1 | 0.64 | KG | 210X135X38 | 7640130096783 |  | 201 | IAB | 1
142538 | XV-102-D6-70TWRC-10 | 142538 | 7",Res,USB,RS232+485,CAN,CE50C,PLC . | 2 | cerere oferta | N | 1 | 0 | 1 | 0.64 | KG | 210X135X38 | 7640130096806 |  | 201 | IAB | 1
142532 | XV-102-D8-57TVR-10 | 142532 | 5.7",Res,USB,RS232+485,Profib,CE50C . | 2 | cerere oferta | N | 1 | 0 | 1 | 0.54 | KG | 170X130X39 | 7640130096745 |  | 201 | IAB | 1
142534 | XV-102-D8-57TVRC-10 | 142534 | 5.7",Res,USB,RS232+485,Profib,CE50C,PLC. | 2 | cerere oferta | N | 1 | 0 | 1 | 0.54 | KG | 170X130X39 | 7640130096769 |  | 201 | IAB | 1
142539 | XV-102-D8-70TWRC-10 | 142539 | 7",Res,USB,RS232+485,Profib,CE50C,PLC . | 2 | cerere oferta | N | 1 | 0 | 1 | 0.64 | KG | 210X135X38 | 7640130096813 |  | 201 | IAB | 1
153525 | XV-102-E6-57TVRC-10 | 153525 | 5.7",Res,USB,RS485,CAN,SWDT,CE50C,PLC . | 2 | cerere oferta | N | 1 | 0 | 1 | 0.56 | KG | 170X130X39 | 7640130097605 |  | 201 | IAB | 1
153527 | XV-102-E6-70TWRC-10 | 153527 | 7",Res,USB,RS485,CAN,SWDT,CE50C,PLC . | 2 | cerere oferta | N | 1 | 0 | 1 | 0.66 | KG | 210X135X38 | 7640130097629 |  | 201 | IAB | 1
153528 | XV-102-E8-70TWRC-10 | 153528 | 7",Res,USB,RS485,Profib,SWDT,CE50C,PLC . | 2 | cerere oferta | N | 1 | 0 | 1 | 0.66 | KG | 210X135X38 | 7640130097636 |  | 201 | IAB | 1
150602 | XV-152-D4-84TVR-10 | 150602 | 8.4",Res,USB,RS232+485,CE50C . | 2 | cerere oferta | N | 1 | 0 | 1 | 2.15 | KG | 275X208X52 5 | 7640130097148 |  | 201 | IAB | 1
150609 | XV-152-D6-10TVR-10 | 150609 | 10",Res,USB,RS232+485,CAN,CE50C . | 2 | cerere oferta | N | 1 | 0 | 1 | 2.95 | KG | 345X260X54 | 7640130097193 |  | 201 | IAB | 1
150611 | XV-152-D6-10TVRC-10 | 150611 | 10",Res,USB,RS232+485,CAN,CE50C,PLC . | 2 | cerere oferta | N | 1 | 0 | 1 | 2.95 | KG | 345X260X54 | 7640130097254 |  | 201 | IAB | 1
150527 | XV-152-D6-57TVR-10 | 150527 | 5.7",Res,USB,RS232+485,CAN,CE50C . | 2 | cerere oferta | N | 1 | 0 | 1 | 1.3 | KG | 212X156X52 5 | 7640130097117 |  | 201 | IAB | 1
150603 | XV-152-D6-84TVR-10 | 150603 | 8.4",Res,USB,RS232+485,CAN,CE50C . | 2 | cerere oferta | N | 1 | 0 | 1 | 2.15 | KG | 275X208X52 5 | 7640130097155 |  | 201 | IAB | 1
166704 | XV-152-E6-10TVRC-10 | 166704 | 10",Res,USB,RS485,CAN,SWDT,CE50C,PLC . | 2 | cerere oferta | N | 1 | 0 | 1 | 2.95 | KG | 345X260X54 | 7640130097742 |  | 201 | IAB | 1
139902 | XV-430-10TVB-1-10 | 139902 | 10",Res,ETH,2USB,RS232,CAN . | 2 | cerere oferta | N | 1 | 0 | 1 | 4 | KG | 345X260X93 | 7640130090835 |  | 201 | IAB | 1
139890 | XV-432-57CQB-1-10 | 139890 | 5.7",Res,ETH,USB,RS232,CAN . | 2 | cerere oferta | N | 1 | 0 | 1 | 1.7 | KG | 212X156X81 | 7640130090781 |  | 201 | IAB | 1
139904 | XV-440-10TVB-1-10 | 139904 | 10",IR,STD,ETH,2USB,RS232,CAN . | 2 | cerere oferta | N | 1 | 0 | 1 | 4.3 | KG | 345X260X93 | 7640130090842 |  | 201 | IAB | 1
139911 | XV-440-12TSB-1-10 | 139911 | 12",IR,STD,ETH,2USB,RS232,CAN . | 2 | cerere oferta | N | 1 | 0 | 1 | 4.6 | KG | 361X279X93 | 7640130090897 |  | 201 | IAB | 1
139892 | XV-442-57CQB-1-10 | 139892 | 5.7",IR,STD,ETH,USB,RS232,CAN . | 2 | cerere oferta | N | 1 | 0 | 1 | 1.95 | KG | 212X156X81 | 7640130090798 |  | 201 | IAB | 1
139916 | XV-460-15TXB-1-10 | 139916 | 15",IR,STD,ETH,2USB,RS232,CAN . | 4 | cerere oferta | N | 1 | 0 | 1 | 6.36 | KG | 427X332X99 | 7640130094482 |  | 201 | IAB | 1
139917 | XV-460-15TXB-1-20 | 139917 | 15",IR,4HL,ETH,2USB,RS232,CAN . | 2 | cerere oferta | N | 1 | 0 | 1 | 6.36 | KG | 460X350X99 | 7640130094499 |  | 201 | IAB | 1
139900 | XV-460-84TVB-1-10 | 139900 | 8.4",IR,STD,ETH,USB,RS232,CAN . | 2 | cerere oferta | N | 1 | 0 | 1 | 2.6 | KG | 275X208X95 | 7640130095083 |  | 201 | IAB | 1
139866 | XVH-330-57BAS-1-10 | 139866 | 5.7",Res,ETH . | 2 | cerere oferta | N | 1 | 0 | 1 | 1.53 | KG | 212X156X60 | 7640130090941 |  | 201 | IAB | 1
139867 | XVH-330-57CAN-1-10 | 139867 | 5.7",Res,ETH,CAN . | 2 | cerere oferta | N | 1 | 0 | 1 | 1.6 | KG | 212X156X60 | 7640130090958 |  | 201 | IAB | 1
139868 | XVH-330-57MPI-1-10 | 139868 | 5.7",Res,ETH,Profib . | 2 | cerere oferta | N | 1 | 0 | 1 | 1.53 | KG | 212X156X60 | 7640130090965 |  | 201 | IAB | 1
139869 | XVH-340-57BAS-1-10 | 139869 | 5.7",IR,STD,ETH . | 2 | cerere oferta | N | 1 | 0 | 1 | 1.7 | KG | 212X156X60 | 7640130090972 |  | 201 | IAB | 1
139870 | XVH-340-57CAN-1-10 | 139870 | 5.7",IR,STD,ETH,CAN . | 2 | cerere oferta | N | 1 | 0 | 1 | 1.7 | KG | 212X156X60 | 7640130090989 |  | 201 | IAB | 1
139872 | XVH-340-57CAN-1-50 | 139872 | 5.7",IR,EST,ETH,CAN . | 2 | cerere oferta | N | 1 | 0 | 1 | 1.95 | KG | 212X156X60 | 7640130091009 |  | 201 | IAB | 1
139871 | XVH-340-57MPI-1-10 | 139871 | 5.7",IR,STD,ETH,Profib . | 2 | cerere oferta | N | 1 | 0 | 1 | 1.7 | KG | 212X156X60 | 7640130090996 |  | 201 | IAB | 1
139873 | XVH-342-57SKS-1-10 | 139873 | 5.7",IR,STD,ETH,RS232,SuconetK . | 2 | cerere oferta | N | 1 | 0 | 1 | 1.95 | KG | 212X156X81 | 7640130091016 |  | 201 | IAB | 1
139972 | XVS-430-10MPI-1-10 | 139972 | 10",Res,ETH,2USB,RS232,Profib . | 2 | cerere oferta | N | 1 | 0 | 1 | 3.5 | KG | 345X260X93 | 7640130091115 |  | 201 | IAB | 1
139974 | XVS-430-12MPI-1-10 | 139974 | 12",Res,ETH,2USB,RS232,Profib . | 2 | cerere oferta | N | 1 | 0 | 1 | 3.85 | KG | 361X279X67 | 7640130091139 |  | 201 | IAB | 1
139967 | XVS-430-57MPI-1-10 | 139967 | 5.7",Res,ETH,USB,RS232,Profib . | 2 | cerere oferta | N | 1 | 0 | 1 | 1.55 | KG | 212X156X60 | 7640130091092 |  | 201 | IAB | 1
139973 | XVS-440-10MPI-1-10 | 139973 | 10",IR,STD,ETH,2USB,RS232,Profib . | 2 | cerere oferta | N | 1 | 0 | 1 | 4.2 | KG | 345X260X93 | 7640130091122 |  | 201 | IAB | 1
139975 | XVS-440-12MPI-1-10 | 139975 | 12",IR,STD,ETH,2USB,RS232,Profib . | 2 | cerere oferta | N | 1 | 0 | 1 | 4.2 | KG | 361X279X67 | 7640130091146 |  | 201 | IAB | 1
139968 | XVS-440-57MPI-1-10 | 139968 | 5.7",IR,STD,ETH,USB,RS232,Profib . | 2 | cerere oferta | N | 1 | 0 | 1 | 1.8 | KG | 212X156X60 | 7640130091108 |  | 201 | IAB | 1
115245 | XVTL-AB-10 | 115245 | Anchoring Bracket | 85 | cerere oferta | S | 1 | 0 | 1 | 1 | KG | 830X30X30 | 4015081146451 |  | 336 | PDC | 1
115246 | XVTL-AB-12 | 115246 | Anchoring Bracket | 85 | cerere oferta | S | 1 | 0 | 1 | 1.3 | KG | 1180X30X30 | 4015081146468 |  | 336 | PDC | 1
115242 | XVTL-AB-4 | 115242 | Anchoring Bracket | 85 | cerere oferta | S | 1 | 1 | 1 | 0.4 | KG | 330X30X30 | 4015081146420 |  | 336 | PDC | 1
115243 | XVTL-AB-6 | 115243 | Anchoring Bracket | 85 | cerere oferta | S | 1 | 0 | 1 | 0.5 | KG | 530X30X30 | 4015081146437 |  | 336 | PDC | 1
115244 | XVTL-AB-8 | 115244 | Anchoring Bracket | 85 | cerere oferta | S | 1 | 0 | 1 | 0.7 | KG | 730X30X30 | 4015081146444 |  | 336 | PDC | 1
114393 | XVTL-BF-10/3/16 | 114393 | Fragmentary Add-On DistributionBox IP40 | 85 | cerere oferta | S | 1 | 0 | 1 | 83 | KG | 1000X308,5X1600 | 4015081137930 |  | 336 | PDC | 1
114407 | XVTL-BF-10/3/18 | 114407 | Fragmentary Add-On DistributionBox IP40 | 85 | cerere oferta | S | 1 | 0 | 1 | 89 | KG | 1000X308,5X1800 | 4015081138074 |  | 336 | PDC | 1
114430 | XVTL-BF-10/3/20 | 114430 | Fragmentary Add-On DistributionBox IP40 | 85 | cerere oferta | S | 1 | 0 | 1 | 95 | KG | 1000X308,5X2000 | 4015081138302 |  | 336 | PDC | 1
114394 | XVTL-BF-10/4/16 | 114394 | Fragmentary Add-On DistributionBox IP40 | 85 | cerere oferta | S | 1 | 0 | 1 | 85 | KG | 1000X408,5X1600 | 4015081137947 |  | 336 | PDC | 1
114408 | XVTL-BF-10/4/18 | 114408 | Fragmentary Add-On DistributionBox IP40 | 85 | cerere oferta | S | 1 | 0 | 1 | 91 | KG | 1000X408,5X1800 | 4015081138081 |  | 336 | PDC | 1
114431 | XVTL-BF-10/4/20 | 114431 | Fragmentary Add-On DistributionBox IP40 | 85 | cerere oferta | S | 1 | 0 | 1 | 97 | KG | 1000X408,5X2000 | 4015081138319 |  | 336 | PDC | 1
114409 | XVTL-BF-10/5/18 | 114409 | Fragmentary Add-On DistributionBox IP40 | 85 | cerere oferta | S | 1 | 0 | 1 | 93 | KG | 1000X508,5X1800 | 4015081138098 |  | 336 | PDC | 1
114432 | XVTL-BF-10/5/20 | 114432 | Fragmentary Add-On DistributionBox IP40 | 85 | cerere oferta | S | 1 | 0 | 1 | 99 | KG | 1000X508,5X2000 | 4015081138326 |  | 336 | PDC | 1
114395 | XVTL-BF-10/6/16 | 114395 | Fragmentary Add-On DistributionBox IP40 | 85 | cerere oferta | S | 1 | 0 | 1 | 88 | KG | 1000X608,5X1600 | 4015081137954 |  | 336 | PDC | 1
114410 | XVTL-BF-10/6/18 | 114410 | Fragmentary Add-On DistributionBox IP40 | 85 | cerere oferta | S | 1 | 0 | 1 | 94 | KG | 1000X608,5X1800 | 4015081138104 |  | 336 | PDC | 1
114433 | XVTL-BF-10/6/20 | 114433 | Fragmentary Add-On DistributionBox IP40 | 85 | cerere oferta | S | 1 | 0 | 1 | 100 | KG | 1000X608,5X2000 | 4015081138333 |  | 336 | PDC | 1
114434 | XVTL-BF-10/8/20 | 114434 | Fragmentary Add-On DistributionBox IP40 | 85 | cerere oferta | S | 1 | 0 | 1 | 105 | KG | 1000X808,5X2000 | 4015081138340 |  | 336 | PDC | 1
114396 | XVTL-BF-12/3/16 | 114396 | Fragmentary Add-On DistributionBox IP40 | 85 | cerere oferta | S | 1 | 0 | 1 | 98 | KG | 1200X308,5X1600 | 4015081137961 |  | 336 | PDC | 1
114411 | XVTL-BF-12/3/18 | 114411 | Fragmentary Add-On DistributionBox IP40 | 85 | cerere oferta | S | 1 | 0 | 1 | 104 | KG | 1200X308,5X1800 | 4015081138111 |  | 336 | PDC | 1
114435 | XVTL-BF-12/3/20 | 114435 | Fragmentary Add-On DistributionBox IP40 | 85 | cerere oferta | S | 1 | 0 | 1 | 110 | KG | 1200X308,5X2000 | 4015081138357 |  | 336 | PDC | 1
114397 | XVTL-BF-12/4/16 | 114397 | Fragmentary Add-On DistributionBox IP40 | 85 | cerere oferta | S | 1 | 0 | 1 | 102 | KG | 1200X408,5X1600 | 4015081137978 |  | 336 | PDC | 1
114412 | XVTL-BF-12/4/18 | 114412 | Fragmentary Add-On DistributionBox IP40 | 85 | cerere oferta | S | 1 | 0 | 1 | 108 | KG | 1200X408,5X1800 | 4015081138128 |  | 336 | PDC | 1
114436 | XVTL-BF-12/4/20 | 114436 | Fragmentary Add-On DistributionBox IP40 | 85 | cerere oferta | S | 1 | 0 | 1 | 114 | KG | 1200X408,5X2000 | 4015081138364 |  | 336 | PDC | 1
114413 | XVTL-BF-12/5/18 | 114413 | Fragmentary Add-On DistributionBox IP40 | 85 | cerere oferta | S | 1 | 0 | 1 | 112 | KG | 1200X508,5X1800 | 4015081138135 |  | 336 | PDC | 1
114437 | XVTL-BF-12/5/20 | 114437 | Fragmentary Add-On DistributionBox IP40 | 85 | cerere oferta | S | 1 | 0 | 1 | 118 | KG | 1200X508,5X2000 | 4015081138371 |  | 336 | PDC | 1
114398 | XVTL-BF-12/6/16 | 114398 | Fragmentary Add-On DistributionBox IP40 | 85 | cerere oferta | S | 1 | 0 | 1 | 111 | KG | 1200X608,5X1600 | 4015081137985 |  | 336 | PDC | 1
114414 | XVTL-BF-12/6/18 | 114414 | Fragmentary Add-On DistributionBox IP40 | 85 | cerere oferta | S | 1 | 0 | 1 | 117 | KG | 1200X608,5X1800 | 4015081138142 |  | 336 | PDC | 1
114438 | XVTL-BF-12/6/20 | 114438 | Fragmentary Add-On DistributionBox IP40 | 85 | cerere oferta | S | 1 | 0 | 1 | 123 | KG | 1200X608,5X2000 | 4015081138388 |  | 336 | PDC | 1
114439 | XVTL-BF-12/8/20 | 114439 | Fragmentary Add-On DistributionBox IP40 | 85 | cerere oferta | S | 1 | 0 | 1 | 127 | KG | 1200X808,5X2000 | 4015081138395 |  | 336 | PDC | 1
114386 | XVTL-BF-4/3/16 | 114386 | Fragmentary Add-On DistributionBox IP40 | 85 | cerere oferta | S | 1 | 0 | 1 | 50 | KG | 425X308,5X1600 | 4015081137862 |  | 336 | PDC | 1
114415 | XVTL-BF-4/3/20 | 114415 | Fragmentary Add-On DistributionBox IP40 | 85 | cerere oferta | S | 100 | 0 | 1 | 55 | KG | 425X308,5X2000 | 4015081138159 |  | 336 | PDC | 1
114416 | XVTL-BF-4/4/20 | 114416 | Fragmentary Add-On DistributionBox IP40 | 85 | cerere oferta | S | 1 | 0 | 1 | 56 | KG | 425X408,5X2000 | 4015081138166 |  | 336 | PDC | 1
114417 | XVTL-BF-4/5/20 | 114417 | Fragmentary Add-On DistributionBox IP40 | 85 | cerere oferta | S | 1 | 0 | 1 | 57 | KG | 425X508,5X2000 | 4015081138173 |  | 336 | PDC | 1
114418 | XVTL-BF-4/6/20 | 114418 | Fragmentary Add-On DistributionBox IP40 | 85 | cerere oferta | S | 1 | 0 | 1 | 59 | KG | 425X608,5X2000 | 4015081138180 |  | 336 | PDC | 1
114419 | XVTL-BF-4/8/20 | 114419 | Fragmentary Add-On DistributionBox IP40 | 85 | cerere oferta | S | 1 | 0 | 1 | 62 | KG | 425X708,5X2000 | 4015081138197 |  | 336 | PDC | 1
114385 | XVTL-BF-6/3/14 | 114385 | Fragmentary Add-On DistributionBox IP40 | 85 | cerere oferta | S | 1 | 0 | 1 | 47 | KG | 600X308,5X1400 | 4015081137855 |  | 336 | PDC | 1
114387 | XVTL-BF-6/3/16 | 114387 | Fragmentary Add-On DistributionBox IP40 | 85 | cerere oferta | S | 1 | 0 | 1 | 53 | KG | 600X308,5X1600 | 4015081137879 |  | 336 | PDC | 1
114399 | XVTL-BF-6/3/18 | 114399 | Fragmentary Add-On DistributionBox IP40 | 85 | cerere oferta | S | 1 | 0 | 1 | 59 | KG | 600X308,5X1800 | 4015081137992 |  | 336 | PDC | 1
114420 | XVTL-BF-6/3/20 | 114420 | Fragmentary Add-On DistributionBox IP40 | 85 | cerere oferta | S | 1 | 0 | 1 | 65 | KG | 600X308,5X2000 | 4015081138203 |  | 336 | PDC | 1
114388 | XVTL-BF-6/4/16 | 114388 | Fragmentary Add-On DistributionBox IP40 | 85 | cerere oferta | S | 1 | 0 | 1 | 55 | KG | 600X408,5X1600 | 4015081137886 |  | 336 | PDC | 1
114400 | XVTL-BF-6/4/18 | 114400 | Fragmentary Add-On DistributionBox IP40 | 85 | cerere oferta | S | 1 | 0 | 1 | 61 | KG | 600X408,5X1800 | 4015081138005 |  | 336 | PDC | 1
114421 | XVTL-BF-6/4/20 | 114421 | Fragmentary Add-On DistributionBox IP40 | 85 | cerere oferta | S | 1 | 0 | 1 | 67 | KG | 600X408,5X2000 | 4015081138210 |  | 336 | PDC | 1
114401 | XVTL-BF-6/5/18 | 114401 | Fragmentary Add-On DistributionBox IP40 | 85 | cerere oferta | S | 1 | 0 | 1 | 62 | KG | 600X508,5X1800 | 4015081138012 |  | 336 | PDC | 1
114422 | XVTL-BF-6/5/20 | 114422 | Fragmentary Add-On DistributionBox IP40 | 85 | cerere oferta | S | 1 | 0 | 1 | 65.2 | KG | 0 001X0 001X0 001 | 4015081138227 |  | 336 | PDC | 1
114389 | XVTL-BF-6/6/16 | 114389 | Fragmentary Add-On DistributionBox IP40 | 85 | cerere oferta | S | 1 | 0 | 1 | 58 | KG | 600X608,5X1600 | 4015081137893 |  | 336 | PDC | 1
114402 | XVTL-BF-6/6/18 | 114402 | Fragmentary Add-On DistributionBox IP40 | 85 | cerere oferta | S | 1 | 0 | 1 | 64 | KG | 600X608,5X1800 | 4015081138029 |  | 336 | PDC | 1
114423 | XVTL-BF-6/6/20 | 114423 | Fragmentary Add-On DistributionBox IP40 | 85 | cerere oferta | S | 1 | 0 | 1 | 70 | KG | 600X608,5X2000 | 4015081138234 |  | 336 | PDC | 1
114424 | XVTL-BF-6/8/20 | 114424 | Fragmentary Add-On DistributionBox IP40 | 85 | cerere oferta | S | 1 | 0 | 1 | 69.8 | KG | 0 001X0 001X0 001 | 4015081138241 |  | 336 | PDC | 1
114390 | XVTL-BF-8/3/16 | 114390 | Fragmentary Add-On DistributionBox IP40 | 85 | cerere oferta | S | 1 | 0 | 1 | 68 | KG | 800X308,5X1600 | 4015081137909 |  | 336 | PDC | 1
114403 | XVTL-BF-8/3/18 | 114403 | Fragmentary Add-On DistributionBox IP40 | 85 | cerere oferta | S | 1 | 0 | 1 | 74 | KG | 800X308,5X1800 | 4015081138036 |  | 336 | PDC | 1
114425 | XVTL-BF-8/3/20 | 114425 | Fragmentary Add-On DistributionBox IP40 | 85 | cerere oferta | S | 1 | 0 | 1 | 80 | KG | 800X308,5X2000 | 4015081138258 |  | 336 | PDC | 1
114391 | XVTL-BF-8/4/16 | 114391 | Fragmentary Add-On DistributionBox IP40 | 85 | cerere oferta | S | 1 | 0 | 1 | 70 | KG | 800X408,5X1600 | 4015081137916 |  | 336 | PDC | 1
114404 | XVTL-BF-8/4/18 | 114404 | Fragmentary Add-On DistributionBox IP40 | 85 | cerere oferta | S | 1 | 0 | 1 | 76 | KG | 800X408,5X1800 | 4015081138043 |  | 336 | PDC | 1
114426 | XVTL-BF-8/4/20 | 114426 | Fragmentary Add-On DistributionBox IP40 | 85 | cerere oferta | S | 1 | 0 | 1 | 82 | KG | 800X408,5X2000 | 4015081138265 |  | 336 | PDC | 1
114405 | XVTL-BF-8/5/18 | 114405 | Fragmentary Add-On DistributionBox IP40 | 85 | cerere oferta | S | 1 | 0 | 1 | 77 | KG | 800X508,5X1800 | 4015081138050 |  | 336 | PDC | 1
114427 | XVTL-BF-8/5/20 | 114427 | Fragmentary Add-On DistributionBox IP40 | 85 | cerere oferta | S | 1 | 0 | 1 | 83 | KG | 800X508,5X2000 | 4015081138272 |  | 336 | PDC | 1
114392 | XVTL-BF-8/6/16 | 114392 | Fragmentary Add-On DistributionBox IP40 | 85 | cerere oferta | S | 1 | 0 | 1 | 74 | KG | 800X608,5X1600 | 4015081137923 |  | 336 | PDC | 1
114406 | XVTL-BF-8/6/18 | 114406 | Fragmentary Add-On DistributionBox IP40 | 85 | cerere oferta | S | 1 | 0 | 1 | 80 | KG | 800X608,5X1800 | 4015081138067 |  | 336 | PDC | 1
114428 | XVTL-BF-8/6/20 | 114428 | Fragmentary Add-On DistributionBox IP40 | 85 | cerere oferta | S | 1 | 0 | 1 | 86 | KG | 800X608,5X2000 | 4015081138289 |  | 336 | PDC | 1
114429 | XVTL-BF-8/8/20 | 114429 | Fragmentary Add-On DistributionBox IP40 | 85 | cerere oferta | S | 1 | 0 | 1 | 89 | KG | 800X808,5X2000 | 4015081138296 |  | 336 | PDC | 1
115240 | XVTL-BP/JL-10 | 115240 | Bottom Panel, jagged - with foam rubber | 85 | cerere oferta | S | 1 | 0 | 1 | 1.2 | KG | 870X105X40 | 4015081146406 |  | 336 | PDC | 1
115241 | XVTL-BP/JL-12 | 115241 | Bottom Panel, jagged - with foam rubber | 85 | cerere oferta | S | 1 | 0 | 1 | 1.6 | KG | 1120X105X40 | 4015081146413 |  | 336 | PDC | 1
115237 | XVTL-BP/JL-4 | 115237 | Bottom Panel, jagged - with foam rubber | 85 | cerere oferta | S | 1 | 0 | 1 | 0.4 | KG | 270X105X40 | 4015081146376 |  | 336 | PDC | 1
115238 | XVTL-BP/JL-6 | 115238 | Bottom Panel, jagged - with foam rubber | 85 | cerere oferta | S | 1 | 0 | 1 | 0.7 | KG | 470X105X40 | 4015081146383 |  | 336 | PDC | 1
115239 | XVTL-BP/JL-8 | 115239 | Bottom Panel, jagged - with foam rubber | 85 | cerere oferta | S | 1 | 0 | 1 | 0.9 | KG | 670X105X40 | 4015081146390 |  | 336 | PDC | 1
115190 | XVTL-BP-F-10/16 | 115190 | Xboard Profi+ fix Adapter Set | 85 | cerere oferta | S | 1 | 0 | 1 | 12 | KG | 1550X250X120 | 4015081145904 |  | 336 | PDC | 1
115191 | XVTL-BP-F-10/18 | 115191 | Xboard Profi+ fix Adapter Set | 85 | cerere oferta | S | 1 | 0 | 1 | 13.5 | KG | 1750X250X120 | 4015081145911 |  | 336 | PDC | 1
115192 | XVTL-BP-F-10/20 | 115192 | Xboard Profi+ fix Adapter Set | 85 | cerere oferta | S | 1 | 0 | 1 | 15 | KG | 1950X250X120 | 4015081145928 |  | 336 | PDC | 1
115196 | XVTL-BP-F-12/16 | 115196 | Xboard Profi+ fix Adapter Set | 85 | cerere oferta | S | 1 | 0 | 1 | 12.4 | KG | 1550X250X120 | 4015081145966 |  | 336 | PDC | 1
115197 | XVTL-BP-F-12/18 | 115197 | Xboard Profi+ fix Adapter Set | 85 | cerere oferta | S | 1 | 0 | 1 | 14 | KG | 1750X250X120 | 4015081145973 |  | 336 | PDC | 1
115198 | XVTL-BP-F-12/20 | 115198 | Xboard Profi+ fix Adapter Set | 85 | cerere oferta | S | 1 | 0 | 1 | 15.5 | KG | 1950X250X120 | 4015081145980 |  | 336 | PDC | 1
115172 | XVTL-BP-F-4/16 | 115172 | Xboard Profi+ fix Adapter Set | 85 | cerere oferta | S | 1 | 0 | 1 | 10.8 | KG | 1550X250X120 | 4015081145720 |  | 336 | PDC | 1
115173 | XVTL-BP-F-4/20 | 115173 | Xboard Profi+ fix Adapter Set | 85 | cerere oferta | S | 1 | 0 | 1 | 13.5 | KG | 1950X250X120 | 4015081145737 |  | 336 | PDC | 1
115177 | XVTL-BP-F-6/14 | 115177 | Xboard Profi+ fix Adapter Set | 85 | cerere oferta | S | 1 | 0 | 1 | 11.3 | KG | 1350X250X120 | 4015081145775 |  | 336 | PDC | 1
115178 | XVTL-BP-F-6/16 | 115178 | Xboard Profi+ fix Adapter Set | 85 | cerere oferta | S | 1 | 0 | 1 | 11.2 | KG | 1550X250X120 | 4015081145782 |  | 336 | PDC | 1
115179 | XVTL-BP-F-6/18 | 115179 | Xboard Profi+ fix Adapter Set | 85 | cerere oferta | S | 1 | 0 | 1 | 12.6 | KG | 1750X250X120 | 4015081145799 |  | 336 | PDC | 1
115180 | XVTL-BP-F-6/20 | 115180 | Xboard Profi+ fix Adapter Set | 85 | cerere oferta | S | 1 | 0 | 1 | 14 | KG | 1950X250X120 | 4015081145805 |  | 336 | PDC | 1
115184 | XVTL-BP-F-8/16 | 115184 | Xboard Profi+ fix Adapter Set | 85 | cerere oferta | S | 1 | 0 | 1 | 11.6 | KG | 1550X250X120 | 4015081145843 |  | 336 | PDC | 1
115185 | XVTL-BP-F-8/18 | 115185 | Xboard Profi+ fix Adapter Set | 85 | cerere oferta | S | 1 | 0 | 1 | 13 | KG | 1750X250X120 | 4015081145850 |  | 336 | PDC | 1
115186 | XVTL-BP-F-8/20 | 115186 | Xboard Profi+ fix Adapter Set | 85 | cerere oferta | S | 1 | 0 | 1 | 14.5 | KG | 1950X250X120 | 4015081145867 |  | 336 | PDC | 1
115220 | XVTL-BP-W-10/16 | 115220 | Xboard Profi+ fix Adapter Set | 85 | cerere oferta | S | 1 | 0 | 1 | 11.6 | KG | 1550X150X90 | 4015081146208 |  | 336 | PDC | 1
115221 | XVTL-BP-W-10/18 | 115221 | Xboard Profi+ fix Adapter Set | 85 | cerere oferta | S | 1 | 0 | 1 | 13 | KG | 1750X150X90 | 4015081146215 |  | 336 | PDC | 1
115222 | XVTL-BP-W-10/20 | 115222 | Xboard Profi+ fix Adapter Set | 85 | cerere oferta | S | 1 | 0 | 1 | 14.5 | KG | 1950X150X90 | 4015081146222 |  | 336 | PDC | 1
115226 | XVTL-BP-W-12/16 | 115226 | Xboard Profi+ fix Adapter Set | 85 | cerere oferta | S | 1 | 0 | 1 | 12 | KG | 1550X150X90 | 4015081146260 |  | 336 | PDC | 1
115227 | XVTL-BP-W-12/18 | 115227 | Xboard Profi+ fix Adapter Set | 85 | cerere oferta | S | 1 | 0 | 1 | 13.5 | KG | 1750X150X90 | 4015081146277 |  | 336 | PDC | 1
115228 | XVTL-BP-W-12/20 | 115228 | Xboard Profi+ fix Adapter Set | 85 | cerere oferta | S | 1 | 0 | 1 | 15 | KG | 1950X150X90 | 4015081146284 |  | 336 | PDC | 1
115202 | XVTL-BP-W-4/16 | 115202 | Xboard Profi+ fix Adapter Set | 85 | cerere oferta | S | 1 | 0 | 1 | 12.8 | KG | 1550X150X90 | 4015081146024 |  | 336 | PDC | 1
115203 | XVTL-BP-W-4/20 | 115203 | Xboard Profi+ fix Adapter Set | 85 | cerere oferta | S | 1 | 0 | 1 | 13.5 | KG | 1950X150X90 | 4015081146031 |  | 336 | PDC | 1
120624 | XVTL-BP-W-4/20-185 | 120624 | Xboard Profi+ fix Adapter Set 185mm ID | 85 | cerere oferta | N | 1 | 0 | 1 | 18.495 | KG | 1950X200X90 | 4015081184545 |  | 336 | PDC | 1
115207 | XVTL-BP-W-6/14 | 115207 | Xboard Profi+ fix Adapter Set | 85 | cerere oferta | S | 1 | 0 | 1 | 12.5 | KG | 1350X150X90 | 4015081146079 |  | 336 | PDC | 1
115208 | XVTL-BP-W-6/16 | 115208 | Xboard Profi+ fix Adapter Set | 85 | cerere oferta | S | 1 | 0 | 1 | 11.2 | KG | 1550X150X90 | 4015081146086 |  | 336 | PDC | 1
115209 | XVTL-BP-W-6/18 | 115209 | Xboard Profi+ fix Adapter Set | 85 | cerere oferta | S | 1 | 0 | 1 | 12.6 | KG | 1750X150X90 | 4015081146093 |  | 336 | PDC | 1
115210 | XVTL-BP-W-6/20 | 115210 | Xboard Profi+ fix Adapter Set | 85 | cerere oferta | S | 1 | 0 | 1 | 14 | KG | 1950X150X90 | 4015081146109 |  | 336 | PDC | 1
115214 | XVTL-BP-W-8/16 | 115214 | Xboard Profi+ fix Adapter Set | 85 | cerere oferta | S | 1 | 0 | 1 | 11.2 | KG | 1550X150X90 | 4015081146147 |  | 336 | PDC | 1
115215 | XVTL-BP-W-8/18 | 115215 | Xboard Profi+ fix Adapter Set | 85 | cerere oferta | S | 1 | 0 | 1 | 12.6 | KG | 1750X150X90 | 4015081146154 |  | 336 | PDC | 1
115216 | XVTL-BP-W-8/20 | 115216 | Xboard Profi+ fix Adapter Set | 85 | cerere oferta | S | 1 | 0 | 1 | 14 | KG | 1950X150X90 | 4015081146161 |  | 336 | PDC | 1
120631 | XVTL-BP-W-8/20-185 | 120631 | Adaptor frontal 1850 mm XVTL | 85 | cerere oferta | N | 1 | 0 | 1 | 19.18 | KG | 1950X200X90 | 4015081184613 |  | 336 | PDC | 1
115132 | XVTL-BRA | 115132 | Mounting bracket upper/lower, set 1pair | 85 | cerere oferta | S | 1 | 0 | 1 | 0.6 | KG | 151X140X75 | 4015081145324 |  | 336 | PDC | 1
116215 | XVTL-BRA/DIN | 116215 | Brackets - for DIN rails | 85 | cerere oferta | S | 1 | 0 | 1 | 0.2 | KG | 200X30X65 | 4015081159543 |  | 336 | PDC | 1
115133 | XVTL-BRA/IC250 | 115133 | Bracket (250mm) | 85 | cerere oferta | S | 1 | 0 | 1 | 0.643 | KG | 315X51X40 | 4015081145331 |  | 336 | PDC | 1
116214 | XVTL-BRA/L | 116214 | Brackets - Light | 85 | cerere oferta | S | 1 | 0 | 1 | 0.3 | KG | 50X50X50 | 4015081159536 |  | 336 | PDC | 1
115134 | XVTL-BRA/M | 115134 | Bracket | 85 | cerere oferta | S | 1 | 1 | 1 | 0.3 | KG | 70X58X78 | 4015081145348 |  | 336 | PDC | 1
116890 | XVTL-BSB | 116890 | Busbar holder - rear | 85 | cerere oferta | S | 1 | 0 | 1 | 1.6 | KG | 40X40X700 | 4015081166305 |  | 336 | PDC | 1
116891 | XVTL-BSB/M | 116891 | Busbar holder - rear /middle | 85 | cerere oferta | S | 1 | 0 | 1 | 0.8 | KG | 40X40X700 | 4015081166312 |  | 336 | PDC | 1
114795 | XVTL-CF/S-4/4-20 | 114795 | Corner Frame | 85 | cerere oferta | S | 1 | 0 | 1 | 29 | KG | 2025X475X475 | 4015081141951 |  | 336 | PDC | 1
114796 | XVTL-CF/S-5/5-20 | 114796 | Corner Frame | 85 | cerere oferta | S | 1 | 0 | 1 | 30 | KG | 2025X575X575 | 4015081141968 |  | 336 | PDC | 1
115250 | XVTL-CLIPSNUT-M8 | 115250 | Cage Nuts M8 | 85 | cerere oferta | S | 10 | 2 | 1 | 0.09 | KG | 75X50X20 | 4015081146505 |  | 336 | PDC | 1
114640 | XVTL-D-10-16-L | 114640 | Door left | 85 | cerere oferta | S | 1 | 0 | 1 | 7.1 | KG | 1540X522,5X40 | 4015081140404 |  | 336 | PDC | 1
114639 | XVTL-D-10-16-R | 114639 | Door right | 85 | cerere oferta | S | 1 | 0 | 1 | 3.8 | KG | 1540X492,7X40 | 4015081140398 |  | 336 | PDC | 1
114646 | XVTL-D-10-18-L | 114646 | Door left | 85 | cerere oferta | S | 1 | 0 | 1 | 11.25 | KG | 1740X522,5X40 | 4015081140466 |  | 336 | PDC | 1
114645 | XVTL-D-10-18-R | 114645 | Door right | 85 | cerere oferta | S | 1 | 0 | 1 | 6.1 | KG | 1740X492,7X40 | 4015081140459 |  | 336 | PDC | 1
114653 | XVTL-D-10-20-L | 114653 | Door left | 85 | cerere oferta | S | 1 | 0 | 1 | 20.9 | KG | 1940X522,5X40 | 4015081140534 |  | 336 | PDC | 1
114652 | XVTL-D-10-20-R | 114652 | Door right | 85 | cerere oferta | S | 1 | 0 | 1 | 23 | KG | 1940X492,7X40 | 4015081140527 |  | 336 | PDC | 1
114642 | XVTL-D-12-16-L | 114642 | Door left | 85 | cerere oferta | S | 1 | 0 | 1 | 8.6 | KG | 1540X622,5X40 | 4015081140428 |  | 336 | PDC | 1
114641 | XVTL-D-12-16-R | 114641 | Door right | 85 | cerere oferta | S | 1 | 0 | 1 | 4.8 | KG | 1540X592,7X40 | 4015081140411 |  | 336 | PDC | 1
114648 | XVTL-D-12-18-L | 114648 | Door left | 85 | cerere oferta | S | 1 | 0 | 1 | 13.5 | KG | 1740X622,5X40 | 4015081140480 |  | 336 | PDC | 1
114647 | XVTL-D-12-18-R | 114647 | Door right | 85 | cerere oferta | S | 1 | 0 | 1 | 7.3 | KG | 1740X592,7X40 | 4015081140473 |  | 336 | PDC | 1
114655 | XVTL-D-12-20-L | 114655 | Door left | 85 | cerere oferta | S | 1 | 0 | 1 | 24.2 | KG | 1940X622,5X40 | 4015081140558 |  | 336 | PDC | 1
114654 | XVTL-D-12-20-R | 114654 | Door right | 85 | cerere oferta | S | 1 | 0 | 1 | 23.4 | KG | 1940X592,7X40 | 4015081140541 |  | 336 | PDC | 1
114636 | XVTL-D-4-16 | 114636 | Door IP55 | 85 | cerere oferta | S | 1 | 0 | 1 | 3.9 | KG | 1540X492,7X40 | 4015081140367 |  | 336 | PDC | 1
114649 | XVTL-D-4-20 | 114649 | Door IP55 | 85 | cerere oferta | S | 1 | 0 | 1 | 17.6 | KG | 1940X417,7X40 | 4015081140497 |  | 336 | PDC | 1
114635 | XVTL-D-6-14 | 114635 | Door IP55 | 85 | cerere oferta | S | 1 | 0 | 1 | 3.2 | KG | 1340X592,7X40 | 4015081140350 |  | 336 | PDC | 1
114637 | XVTL-D-6-16 | 114637 | Door IP55 | 85 | cerere oferta | S | 1 | 0 | 1 | 4.3 | KG | 1540X592,7X40 | 4015081140374 |  | 336 | PDC | 1
114643 | XVTL-D-6-18 | 114643 | Door IP55 | 85 | cerere oferta | S | 1 | 0 | 1 | 6.75 | KG | 1740X592,7X40 | 4015081140435 |  | 336 | PDC | 1
114650 | XVTL-D-6-20 | 114650 | Door IP55 | 85 | cerere oferta | S | 1 | 0 | 1 | 23.4 | KG | 1940X592,7X40 | 4015081140503 |  | 336 | PDC | 1
114638 | XVTL-D-8-16 | 114638 | Door IP55 | 85 | cerere oferta | S | 1 | 0 | 1 | 5.7 | KG | 1540X792,7X40 | 4015081140381 |  | 336 | PDC | 1
114644 | XVTL-D-8-18 | 114644 | Door IP55 | 85 | cerere oferta | S | 1 | 0 | 1 | 9 | KG | 1740X792,7X40 | 4015081140442 |  | 336 | PDC | 1
114651 | XVTL-D-8-20 | 114651 | Door IP55 | 85 | cerere oferta | S | 1 | 0 | 1 | 29.3 | KG | 1940X792,7X40 | 4015081140510 |  | 336 | PDC | 1
116216 | XVTL-DA | 116216 | Door Arrest | 85 | cerere oferta | S | 1 | 0 | 1 | 0.9 | KG | 250X125X60 | 4015081159550 |  | 336 | PDC | 1
114661 | XVTL-DG-10-16-L | 114661 | Glasdoor left | 85 | cerere oferta | S | 1 | 0 | 1 | 7.1 | KG | 1540X522,5X40 | 4015081140619 |  | 336 | PDC | 1
114660 | XVTL-DG-10-16-R | 114660 | Glasdoor right | 85 | cerere oferta | S | 1 | 0 | 1 | 3.8 | KG | 1540X492,7X40 | 4015081140602 |  | 336 | PDC | 1
114667 | XVTL-DG-10-18-L | 114667 | Glasdoor left | 85 | cerere oferta | S | 1 | 0 | 1 | 11.25 | KG | 1740X522,5X40 | 4015081140671 |  | 336 | PDC | 1
114666 | XVTL-DG-10-18-R | 114666 | Glasdoor right | 85 | cerere oferta | S | 1 | 0 | 1 | 6.1 | KG | 1740X492,7X40 | 4015081140664 |  | 336 | PDC | 1
114674 | XVTL-DG-10-20-L | 114674 | Glasdoor left | 85 | cerere oferta | S | 1 | 0 | 1 | 20.9 | KG | 1940X522,5X40 | 4015081140749 |  | 336 | PDC | 1
114673 | XVTL-DG-10-20-R | 114673 | Glasdoor right | 85 | cerere oferta | S | 1 | 0 | 1 | 23 | KG | 1940X492,7X40 | 4015081140732 |  | 336 | PDC | 1
114663 | XVTL-DG-12-16-L | 114663 | Glasdoor left | 85 | cerere oferta | S | 1 | 0 | 1 | 8.6 | KG | 1540X622,5X40 | 4015081140633 |  | 336 | PDC | 1
114662 | XVTL-DG-12-16-R | 114662 | Glasdoor right | 85 | cerere oferta | S | 1 | 0 | 1 | 4.8 | KG | 1540X592,7X40 | 4015081140626 |  | 336 | PDC | 1
114669 | XVTL-DG-12-18-L | 114669 | Glasdoor left | 85 | cerere oferta | S | 1 | 0 | 1 | 13.5 | KG | 1740X622,5X40 | 4015081140695 |  | 336 | PDC | 1
114668 | XVTL-DG-12-18-R | 114668 | Glasdoor right | 85 | cerere oferta | S | 1 | 0 | 1 | 7.3 | KG | 1740X592,7X40 | 4015081140688 |  | 336 | PDC | 1
114676 | XVTL-DG-12-20-L | 114676 | Glasdoor left | 85 | cerere oferta | S | 1 | 0 | 1 | 24.2 | KG | 1940X622,5X40 | 4015081140763 |  | 336 | PDC | 1
114675 | XVTL-DG-12-20-R | 114675 | Glasdoor right | 85 | cerere oferta | S | 1 | 0 | 1 | 23.4 | KG | 1940X592,7X40 | 4015081140756 |  | 336 | PDC | 1
114657 | XVTL-DG-4-16 | 114657 | Glasdoor | 85 | cerere oferta | S | 1 | 0 | 1 | 4.3 | KG | 1540X592,7X40 | 4015081140572 |  | 336 | PDC | 1
114670 | XVTL-DG-4-20 | 114670 | Glasdoor | 85 | cerere oferta | S | 1 | 0 | 1 | 17.6 | KG | 1940X417,7X40 | 4015081140701 |  | 336 | PDC | 1
114656 | XVTL-DG-6-14 | 114656 | Glasdoor | 85 | cerere oferta | S | 1 | 0 | 1 | 3.2 | KG | 1340X592,7X40 | 4015081140565 |  | 336 | PDC | 1
114658 | XVTL-DG-6-16 | 114658 | Glasdoor | 85 | cerere oferta | S | 1 | 0 | 1 | 4.3 | KG | 1540X592,7X40 | 4015081140589 |  | 336 | PDC | 1
114664 | XVTL-DG-6-18 | 114664 | Glasdoor | 85 | cerere oferta | S | 1 | 0 | 1 | 6.75 | KG | 1740X592,7X40 | 4015081140640 |  | 336 | PDC | 1
114671 | XVTL-DG-6-20 | 114671 | Glasdoor | 85 | cerere oferta | S | 1 | 0 | 1 | 23.4 | KG | 1940X592,7X40 | 4015081140718 |  | 336 | PDC | 1
114659 | XVTL-DG-8-16 | 114659 | Glasdoor | 85 | cerere oferta | S | 1 | 0 | 1 | 5.7 | KG | 1540X792,7X40 | 4015081140596 |  | 336 | PDC | 1
114665 | XVTL-DG-8-18 | 114665 | Glasdoor | 85 | cerere oferta | S | 1 | 0 | 1 | 9 | KG | 1740X792,7X40 | 4015081140657 |  | 336 | PDC | 1
114672 | XVTL-DG-8-20 | 114672 | Glasdoor | 85 | cerere oferta | S | 1 | 0 | 1 | 29.3 | KG | 1940X792,7X40 | 4015081140725 |  | 336 | PDC | 1
115249 | XVTL-DRG | 115249 | Door Rod Guide | 85 | cerere oferta | S | 1 | 1 | 1 | 0.9 | KG | 250X125X60 | 4015081146499 |  | 336 | PDC | 1
116209 | XVTL-FITUP-3 | 116209 | Help for Mounting XVTL-IC | 85 | cerere oferta | S | 1 | 0 | 1 | 1.5 | KG | 300X120X100 | 4015081159482 |  | 336 | PDC | 1
116210 | XVTL-FITUP-4 | 116210 | Help for Mounting XVTL-IC | 85 | cerere oferta | S | 1 | 0 | 1 | 2 | KG | 400X120X100 | 4015081159499 |  | 336 | PDC | 1
116211 | XVTL-FITUP-5 | 116211 | Help for Mounting XVTL-IC | 85 | cerere oferta | S | 1 | 0 | 1 | 2.5 | KG | 500X120X100 | 4015081159505 |  | 336 | PDC | 1
116212 | XVTL-FITUP-6 | 116212 | Help for Mounting XVTL-IC | 85 | cerere oferta | S | 1 | 0 | 1 | 3 | KG | 600X120X100 | 4015081159512 |  | 336 | PDC | 1
116213 | XVTL-FITUP-8 | 116213 | Help for Mounting XVTL-IC | 85 | cerere oferta | S | 1 | 0 | 1 | 4 | KG | 800X120X100 | 4015081159529 |  | 336 | PDC | 1
115144 | XVTL-HP/L-3 | 115144 | Horizontal Profile | 85 | cerere oferta | S | 1 | 0 | 1 | 0.6 | KG | 166X50X75 | 4015081145447 |  | 336 | PDC | 1
115145 | XVTL-HP/L-4 | 115145 | Horizontal Profile | 85 | cerere oferta | S | 1 | 0 | 1 | 0.9 | KG | 266X50X75 | 4015081145454 |  | 336 | PDC | 1
115146 | XVTL-HP/L-5 | 115146 | Horizontal Profile | 85 | cerere oferta | S | 1 | 0 | 1 | 1.2 | KG | 366X50X75 | 4015081145461 |  | 336 | PDC | 1
115147 | XVTL-HP/L-6 | 115147 | Horizontal beam, light, case D'600 | 85 | cerere oferta | S | 1 | 0 | 1 | 1.5 | KG | 466X50X75 | 4015081145478 |  | 336 | PDC | 1
115148 | XVTL-HP/L-8 | 115148 | Horizontal Profile | 85 | cerere oferta | S | 1 | 0 | 1 | 2.2 | KG | 666X50X75 | 4015081145485 |  | 336 | PDC | 1
115137 | XVTL-HP-3 | 115137 | Horizontal Profile | 85 | cerere oferta | S | 1 | 0 | 1 | 0.6 | KG | 166X50X75 | 4015081145379 |  | 336 | PDC | 1
115138 | XVTL-HP-4 | 115138 | Horizontal Profile | 85 | cerere oferta | S | 1 | 0 | 1 | 0.9 | KG | 266X50X75 | 4015081145386 |  | 336 | PDC | 1
115139 | XVTL-HP-5 | 115139 | Horizontal Profile | 85 | cerere oferta | S | 1 | 0 | 1 | 1.2 | KG | 366X50X75 | 4015081145393 |  | 336 | PDC | 1
115140 | XVTL-HP-6 | 115140 | Horizontal Profile | 85 | cerere oferta | S | 1 | 0 | 1 | 1.5 | KG | 466X50X75 | 4015081145409 |  | 336 | PDC | 1
115142 | XVTL-HP-6-MIB | 115142 | Horizontal beam, heavy, case D'600 | 85 | cerere oferta | S | 1 | 0 | 1 | 1.5 | KG | 530X50X75 | 4015081145423 |  | 336 | PDC | 1
115141 | XVTL-HP-8 | 115141 | Horizontal Profile | 85 | cerere oferta | S | 1 | 0 | 1 | 2.2 | KG | 666X50X75 | 4015081145416 |  | 336 | PDC | 1
115143 | XVTL-HP-8-MIB | 115143 | Horizontal Profile | 85 | cerere oferta | S | 1 | 0 | 1 | 2.2 | KG | 730X50X75 | 4015081145430 |  | 336 | PDC | 1
116893 | XVTL-IC/BRA/SET | 116893 | Set of brackets | 85 | cerere oferta | S | 1 | 0 | 1 | 2 | KG | 200X100X80 | 4015081166336 |  | 336 | PDC | 1
114785 | XVTL-IC/S-10/16 | 114785 | Mounting Plate 1600mm - strong | 85 | cerere oferta | S | 1 | 0 | 1 | 37.5 | KG | 1450X933X28 | 4015081141852 |  | 336 | PDC | 1
114786 | XVTL-IC/S-10/18 | 114786 | Mounting Plate 1800mm - strong | 85 | cerere oferta | S | 1 | 0 | 1 | 42.5 | KG | 1650X933X28 | 4015081141869 |  | 336 | PDC | 1
114787 | XVTL-IC/S-10/20 | 114787 | Mounting Plate 2000mm - strong | 85 | cerere oferta | S | 1 | 0 | 1 | 47.5 | KG | 1850X933X28 | 4015081141876 |  | 336 | PDC | 1
114788 | XVTL-IC/S-12/16 | 114788 | Mounting Plate 1600mm - strong | 85 | cerere oferta | S | 1 | 0 | 1 | 46.7 | KG | 1450X1133X28 | 4015081141883 |  | 336 | PDC | 1
114789 | XVTL-IC/S-12/18 | 114789 | Mounting Plate 1800mm - strong | 85 | cerere oferta | S | 1 | 0 | 1 | 52.9 | KG | 1650X1133X28 | 4015081141890 |  | 336 | PDC | 1
114790 | XVTL-IC/S-12/20 | 114790 | Mounting Plate 2000mm - strong | 85 | cerere oferta | S | 1 | 0 | 1 | 59.1 | KG | 1850X1133X28 | 4015081141906 |  | 336 | PDC | 1
114776 | XVTL-IC/S-4/16 | 114776 | Mounting Plate 1600mm - strong | 85 | cerere oferta | S | 1 | 0 | 1 | 16.5 | KG | 1450X358X28 | 4015081141760 |  | 336 | PDC | 1
114777 | XVTL-IC/S-4/20 | 114777 | Mounting Plate 2000mm - strong | 85 | cerere oferta | S | 1 | 0 | 1 | 20.5 | KG | 1850X358X28 | 4015081141777 |  | 336 | PDC | 1
114778 | XVTL-IC/S-6/14 | 114778 | Mounting Plate 1400mm - strong | 85 | cerere oferta | S | 1 | 0 | 1 | 20.5 | KG | 1250X533X28 | 4015081141784 |  | 336 | PDC | 1
114779 | XVTL-IC/S-6/16 | 114779 | Mounting Plate 1600mm - strong | 85 | cerere oferta | S | 1 | 0 | 1 | 23.5 | KG | 1450X533X28 | 4015081141791 |  | 336 | PDC | 1
114780 | XVTL-IC/S-6/18 | 114780 | Mounting Plate 1800mm - strong | 85 | cerere oferta | S | 1 | 0 | 1 | 26.5 | KG | 1650X533X28 | 4015081141807 |  | 336 | PDC | 1
114781 | XVTL-IC/S-6/20 | 114781 | Mounting Plate 2000mm - strong | 85 | cerere oferta | S | 1 | 0 | 1 | 29.5 | KG | 1850X533X28 | 4015081141814 |  | 336 | PDC | 1
114782 | XVTL-IC/S-8/16 | 114782 | Mounting Plate 1600mm - strong | 85 | cerere oferta | S | 1 | 0 | 1 | 32.5 | KG | 1450X733X28 | 4015081141821 |  | 336 | PDC | 1
114783 | XVTL-IC/S-8/18 | 114783 | Mounting Plate 1800mm - strong | 85 | cerere oferta | S | 1 | 0 | 1 | 35.5 | KG | 1650X733X28 | 4015081141838 |  | 336 | PDC | 1
114784 | XVTL-IC/S-8/20 | 114784 | Mounting Plate 2000mm - strong | 85 | cerere oferta | S | 1 | 0 | 1 | 38.5 | KG | 1850X733X28 | 4015081141845 |  | 336 | PDC | 1
114770 | XVTL-IC-10/16 | 114770 | Mounting Plate 1600mm | 85 | cerere oferta | S | 1 | 0 | 1 | 18.5 | KG | 1450X933X28 | 4015081141708 |  | 336 | PDC | 1
114771 | XVTL-IC-10/18 | 114771 | Mounting Plate 1800mm | 85 | cerere oferta | S | 1 | 0 | 1 | 21.3 | KG | 1650X933X28 | 4015081141715 |  | 336 | PDC | 1
114772 | XVTL-IC-10/20 | 114772 | Mounting Plate 2000mm | 85 | cerere oferta | S | 1 | 0 | 1 | 24.1 | KG | 1850X933X28 | 4015081141722 |  | 336 | PDC | 1
114773 | XVTL-IC-12/16 | 114773 | Mounting Plate 1600mm | 85 | cerere oferta | S | 1 | 0 | 1 | 23.4 | KG | 1450X1133X28 | 4015081141739 |  | 336 | PDC | 1
114774 | XVTL-IC-12/18 | 114774 | Mounting Plate 1800mm | 85 | cerere oferta | S | 1 | 0 | 1 | 27 | KG | 1650X1133X28 | 4015081141746 |  | 336 | PDC | 1
114775 | XVTL-IC-12/20 | 114775 | Mounting Plate 2000mm | 85 | cerere oferta | S | 1 | 0 | 1 | 30.6 | KG | 1850X1133X28 | 4015081141753 |  | 336 | PDC | 1
114761 | XVTL-IC-4/16 | 114761 | Mounting Plate 1600mm | 85 | cerere oferta | S | 1 | 0 | 1 | 4.5 | KG | 1450X358X28 | 4015081141616 |  | 336 | PDC | 1
114762 | XVTL-IC-4/20 | 114762 | Mounting Plate 2000mm | 85 | cerere oferta | S | 1 | 0 | 1 | 8.5 | KG | 1850X358X28 | 4015081141623 |  | 336 | PDC | 1
114763 | XVTL-IC-6/14 | 114763 | Mounting Plate 1400mm | 85 | cerere oferta | S | 1 | 0 | 1 | 8.9 | KG | 1250X533X28 | 4015081141630 |  | 336 | PDC | 1
114764 | XVTL-IC-6/16 | 114764 | Mounting Plate 1600mm | 85 | cerere oferta | S | 1 | 0 | 1 | 10.5 | KG | 1450X533X28 | 4015081141647 |  | 336 | PDC | 1
114765 | XVTL-IC-6/18 | 114765 | Mounting Plate 1800mm | 85 | cerere oferta | S | 1 | 0 | 1 | 12.1 | KG | 1650X533X28 | 4015081141654 |  | 336 | PDC | 1
114766 | XVTL-IC-6/20 | 114766 | Mounting Plate 2000mm | 85 | cerere oferta | S | 1 | 0 | 1 | 13.7 | KG | 1850X533X28 | 4015081141661 |  | 336 | PDC | 1
114767 | XVTL-IC-8/16 | 114767 | Mounting Plate 1600mm | 85 | cerere oferta | S | 1 | 0 | 1 | 14.5 | KG | 1450X733X28 | 4015081141678 |  | 336 | PDC | 1
114768 | XVTL-IC-8/18 | 114768 | Mounting Plate 1800mm | 85 | cerere oferta | S | 1 | 0 | 1 | 16.7 | KG | 1650X733X28 | 4015081141685 |  | 336 | PDC | 1
114769 | XVTL-IC-8/20 | 114769 | Mounting Plate 2000mm | 85 | cerere oferta | S | 1 | 0 | 1 | 18.9 | KG | 1850X733X28 | 4015081141692 |  | 336 | PDC | 1
114791 | XVTL-IC-Z-14 | 114791 | Spacer for IC1400mm | 85 | cerere oferta | S | 1 | 0 | 1 | 4.5 | KG | 1250X88X25 | 4015081141913 |  | 336 | PDC | 1
114792 | XVTL-IC-Z-16 | 114792 | Spacer for IC1600mm | 85 | cerere oferta | S | 1 | 0 | 1 | 5 | KG | 1450X88X25 | 4015081141920 |  | 336 | PDC | 1
114793 | XVTL-IC-Z-18 | 114793 | Spacer for IC1800mm | 85 | cerere oferta | S | 1 | 0 | 1 | 5.5 | KG | 1650X88X25 | 4015081141937 |  | 336 | PDC | 1
114794 | XVTL-IC-Z-20 | 114794 | Spacer for IC2000mm | 85 | cerere oferta | S | 1 | 0 | 1 | 6 | KG | 1850X88X25 | 4015081141944 |  | 336 | PDC | 1
115236 | XVTL-IVS-12/20 | 115236 | Installed Equipment | 85 | cerere oferta | N | 1 | 0 | 1 | 8.4 | KG | 150X150X1895 | 4015081146369 |  | 273 | PDC | 1
115230 | XVTL-IVS-4/20 | 115230 | Installed Equipment | 85 | cerere oferta | N | 1 | 0 | 1 | 6.2 | KG | 150X150X1895 | 4015081146307 |  | 273 | PDC | 1
115232 | XVTL-IVS-6/20 | 115232 | Installed Equipment | 85 | cerere oferta | N | 1 | 0 | 1 | 5.3 | KG | 150X150X1895 | 4015081146321 |  | 273 | PDC | 1
115234 | XVTL-IVS-8/20 | 115234 | Installed Equipment | 85 | cerere oferta | N | 1 | 0 | 1 | 5 | KG | 150X150X1895 | 4015081146345 |  | 273 | PDC | 1
115151 | XVTL-IZM-10 | 115151 | Mounting Plate for IZM | 85 | cerere oferta | S | 1 | 0 | 1 | 14.2 | KG | 930X370X115 | 4015081145515 |  | 336 | PDC | 1
115152 | XVTL-IZM-12 | 115152 | Mounting Plate for IZM | 85 | cerere oferta | S | 1 | 0 | 1 | 16.2 | KG | 1130X370X115 | 4015081145522 |  | 336 | PDC | 1
132967 | XVTL-IZM26-10 | 132967 | Mounting plate for IZMX16,IZM26 W=1000 | 85 | cerere oferta | N | 1 | 0 | 1 | 14.2 | KG | 930X370X115 | 4015081298785 |  | 336 | PDC | 1
132968 | XVTL-IZM26-12 | 132968 | Mounting plate for IZMX16,IZM26 W=1200 | 85 | cerere oferta | N | 1 | 0 | 1 | 16.2 | KG | 1130X370X115 | 4015081298792 |  | 336 | PDC | 1
132964 | XVTL-IZM26-4 | 132964 | Mounting plate for IZMX16,IZM26 W=425 | 85 | cerere oferta | N | 1 | 0 | 1 | 9 | KG | 355X370X115 | 4015081298754 |  | 336 | PDC | 1
132965 | XVTL-IZM26-6 | 132965 | Mounting plate for IZMX16,IZM26 W=600 | 85 | cerere oferta | N | 1 | 0 | 1 | 10.5 | KG | 530X370X115 | 4015081298761 |  | 336 | PDC | 1
132966 | XVTL-IZM26-8 | 132966 | Mounting plate for IZMX16,IZM26 W=800 | 85 | cerere oferta | N | 1 | 0 | 1 | 12.2 | KG | 730X370X115 | 4015081298778 |  | 336 | PDC | 1
115155 | XVTL-IZM58-10 | 115155 | Mounting Plate for IZM58 | 85 | cerere oferta | S | 1 | 0 | 1 | 14.2 | KG | 930X370X115 | 4015081145553 |  | 336 | PDC | 1
115156 | XVTL-IZM58-12 | 115156 | Mounting Plate for IZM58 | 85 | cerere oferta | S | 1 | 0 | 1 | 16.2 | KG | 1130X370X115 | 4015081145560 |  | 336 | PDC | 1
115153 | XVTL-IZM58-6 | 115153 | Mounting Plate for IZM58 | 85 | cerere oferta | S | 1 | 0 | 1 | 10.5 | KG | 530X370X115 | 4015081145539 |  | 336 | PDC | 1
115154 | XVTL-IZM58-8 | 115154 | Mounting Plate for IZM58 | 85 | cerere oferta | S | 1 | 0 | 1 | 12.2 | KG | 730X370X115 | 4015081145546 |  | 336 | PDC | 1
115149 | XVTL-IZM-6 | 115149 | Set for mounting c.breakers IZM1-3, case | 85 | cerere oferta | S | 1 | 0 | 1 | 10.5 | KG | 530X370X115 | 4015081145492 |  | 336 | PDC | 1
115150 | XVTL-IZM-8 | 115150 | Mounting Plate for IZM | 85 | cerere oferta | S | 1 | 0 | 1 | 12.2 | KG | 730X370X115 | 4015081145508 |  | 336 | PDC | 1
114503 | XVTL-MP/BF-10/3/16 | 114503 | Fragmentary Add-On Distribution Box IP55 | 85 | cerere oferta | S | 1 | 0 | 1 | 84 | KG | 1000X308,5X1600 | 4015081139033 |  | 336 | PDC | 1
114517 | XVTL-MP/BF-10/3/18 | 114517 | Fragmentary Add-On Distribution Box IP55 | 85 | cerere oferta | S | 1 | 0 | 1 | 90 | KG | 1000X308,5X1800 | 4015081139170 |  | 336 | PDC | 1
114540 | XVTL-MP/BF-10/3/20 | 114540 | Fragmentary Add-On Distribution Box IP55 | 85 | cerere oferta | S | 1 | 0 | 1 | 96 | KG | 1000X308,5X2000 | 4015081139408 |  | 336 | PDC | 1
114504 | XVTL-MP/BF-10/4/16 | 114504 | Fragmentary Add-On Distribution Box IP55 | 85 | cerere oferta | S | 1 | 0 | 1 | 86 | KG | 1000X408,5X1600 | 4015081139040 |  | 336 | PDC | 1
114518 | XVTL-MP/BF-10/4/18 | 114518 | Fragmentary Add-On Distribution Box IP55 | 85 | cerere oferta | S | 1 | 0 | 1 | 92 | KG | 1000X408,5X1800 | 4015081139187 |  | 336 | PDC | 1
114541 | XVTL-MP/BF-10/4/20 | 114541 | Fragmentary Add-On Distribution Box IP55 | 85 | cerere oferta | S | 1 | 0 | 1 | 98 | KG | 1000X408,5X2000 | 4015081139415 |  | 336 | PDC | 1
114519 | XVTL-MP/BF-10/5/18 | 114519 | Fragmentary Add-On Distribution Box IP55 | 85 | cerere oferta | S | 1 | 0 | 1 | 94 | KG | 1000X508,5X1800 | 4015081139194 |  | 336 | PDC | 1
114542 | XVTL-MP/BF-10/5/20 | 114542 | Fragmentary Add-On Distribution Box IP55 | 85 | cerere oferta | S | 1 | 0 | 1 | 100 | KG | 1000X508,5X2000 | 4015081139422 |  | 336 | PDC | 1
114505 | XVTL-MP/BF-10/6/16 | 114505 | Fragmentary Add-On Distribution Box IP55 | 85 | cerere oferta | S | 1 | 0 | 1 | 89 | KG | 1000X608,5X1600 | 4015081139057 |  | 336 | PDC | 1
114520 | XVTL-MP/BF-10/6/18 | 114520 | Fragmentary Add-On Distribution Box IP55 | 85 | cerere oferta | S | 1 | 0 | 1 | 95 | KG | 1000X608,5X1800 | 4015081139200 |  | 336 | PDC | 1
114543 | XVTL-MP/BF-10/6/20 | 114543 | Fragmentary Add-On Distribution Box IP55 | 85 | cerere oferta | S | 1 | 0 | 1 | 101 | KG | 1000X608,5X2000 | 4015081139439 |  | 336 | PDC | 1
114544 | XVTL-MP/BF-10/8/20 | 114544 | Fragmentary Add-On Distribution Box IP55 | 85 | cerere oferta | S | 1 | 0 | 1 | 106 | KG | 1000X808,5X2000 | 4015081139446 |  | 336 | PDC | 1
114506 | XVTL-MP/BF-12/3/16 | 114506 | Fragmentary Add-On Distribution Box IP55 | 85 | cerere oferta | S | 1 | 0 | 1 | 99 | KG | 1200X308,5X1600 | 4015081139064 |  | 336 | PDC | 1
114521 | XVTL-MP/BF-12/3/18 | 114521 | Fragmentary Add-On Distribution Box IP55 | 85 | cerere oferta | S | 1 | 0 | 1 | 105 | KG | 1200X308,5X1800 | 4015081139217 |  | 336 | PDC | 1
114545 | XVTL-MP/BF-12/3/20 | 114545 | Fragmentary Add-On Distribution Box IP55 | 85 | cerere oferta | S | 1 | 0 | 1 | 111 | KG | 1200X308,5X2000 | 4015081139453 |  | 336 | PDC | 1
114507 | XVTL-MP/BF-12/4/16 | 114507 | Fragmentary Add-On Distribution Box IP55 | 85 | cerere oferta | S | 1 | 0 | 1 | 103 | KG | 1200X408,5X1600 | 4015081139071 |  | 336 | PDC | 1
114522 | XVTL-MP/BF-12/4/18 | 114522 | Fragmentary Add-On Distribution Box IP55 | 85 | cerere oferta | S | 1 | 0 | 1 | 109 | KG | 1200X408,5X1800 | 4015081139224 |  | 336 | PDC | 1
114546 | XVTL-MP/BF-12/4/20 | 114546 | Fragmentary Add-On Distribution Box IP55 | 85 | cerere oferta | S | 1 | 0 | 1 | 115 | KG | 1200X408,5X2000 | 4015081139460 |  | 336 | PDC | 1
114523 | XVTL-MP/BF-12/5/18 | 114523 | Fragmentary Add-On Distribution Box IP55 | 85 | cerere oferta | S | 1 | 0 | 1 | 113 | KG | 1200X508,5X1800 | 4015081139231 |  | 336 | PDC | 1
114547 | XVTL-MP/BF-12/5/20 | 114547 | Fragmentary Add-On Distribution Box IP55 | 85 | cerere oferta | S | 1 | 0 | 1 | 119 | KG | 1200X508,5X2000 | 4015081139477 |  | 336 | PDC | 1
114508 | XVTL-MP/BF-12/6/16 | 114508 | Fragmentary Add-On Distribution Box IP55 | 85 | cerere oferta | S | 1 | 0 | 1 | 112 | KG | 1200X608,5X1600 | 4015081139088 |  | 336 | PDC | 1
114524 | XVTL-MP/BF-12/6/18 | 114524 | Fragmentary Add-On Distribution Box IP55 | 85 | cerere oferta | S | 1 | 0 | 1 | 118 | KG | 1200X608,5X1800 | 4015081139248 |  | 336 | PDC | 1
114548 | XVTL-MP/BF-12/6/20 | 114548 | Fragmentary Add-On Distribution Box IP55 | 85 | cerere oferta | S | 1 | 0 | 1 | 124 | KG | 1200X608,5X2000 | 4015081139484 |  | 336 | PDC | 1
114549 | XVTL-MP/BF-12/8/20 | 114549 | Fragmentary Add-On Distribution Box IP55 | 85 | cerere oferta | N | 1 | 0 | 1 | 128 | KG | 1200X808,5X2000 | 4015081139491 |  | 336 | PDC | 1
114496 | XVTL-MP/BF-4/3/16 | 114496 | Fragmentary Add-On Distribution Box IP55 | 85 | cerere oferta | S | 1 | 0 | 1 | 52 | KG | 425X308,5X1600 | 4015081138968 |  | 336 | PDC | 1
114525 | XVTL-MP/BF-4/3/20 | 114525 | Fragmentary Add-On Distribution Box IP55 | 85 | cerere oferta | S | 1 | 0 | 1 | 56 | KG | 425X308,5X2000 | 4015081139255 |  | 336 | PDC | 1
114526 | XVTL-MP/BF-4/4/20 | 114526 | Fragmentary Add-On Distribution Box IP55 | 85 | cerere oferta | S | 1 | 0 | 1 | 57 | KG | 425X408,5X2000 | 4015081139262 |  | 336 | PDC | 1
114527 | XVTL-MP/BF-4/5/20 | 114527 | Fragmentary Add-On Distribution Box IP55 | 85 | cerere oferta | S | 1 | 0 | 1 | 58 | KG | 425X508,5X2000 | 4015081139279 |  | 336 | PDC | 1
114528 | XVTL-MP/BF-4/6/20 | 114528 | Fragmentary Add-On Distribution Box IP55 | 85 | cerere oferta | S | 1 | 0 | 1 | 60 | KG | 425X608,5X2000 | 4015081139286 |  | 336 | PDC | 1
114529 | XVTL-MP/BF-4/8/20 | 114529 | Fragmentary Add-On Distribution Box IP55 | 85 | cerere oferta | S | 1 | 0 | 1 | 63 | KG | 425X808,5X2000 | 4015081139293 |  | 336 | PDC | 1
114495 | XVTL-MP/BF-6/3/14 | 114495 | Fragmentary Add-On Distribution Box IP55 | 85 | cerere oferta | S | 1 | 0 | 1 | 49 | KG | 600X308,5X1400 | 4015081138951 |  | 336 | PDC | 1
114497 | XVTL-MP/BF-6/3/16 | 114497 | Fragmentary Add-On Distribution Box IP55 | 85 | cerere oferta | S | 1 | 0 | 1 | 55 | KG | 600X308,5X1600 | 4015081138975 |  | 336 | PDC | 1
114509 | XVTL-MP/BF-6/3/18 | 114509 | Fragmentary Add-On Distribution Box IP55 | 85 | cerere oferta | S | 1 | 0 | 1 | 61 | KG | 600X308,5X1800 | 4015081139095 |  | 336 | PDC | 1
114530 | XVTL-MP/BF-6/3/20 | 114530 | Fragmentary Add-On Distribution Box IP55 | 85 | cerere oferta | S | 1 | 0 | 1 | 67 | KG | 600X308,5X2000 | 4015081139309 |  | 336 | PDC | 1
114498 | XVTL-MP/BF-6/4/16 | 114498 | Fragmentary Add-On Distribution Box IP55 | 85 | cerere oferta | S | 1 | 0 | 1 | 56 | KG | 600X408,5X1600 | 4015081138982 |  | 336 | PDC | 1
114510 | XVTL-MP/BF-6/4/18 | 114510 | Fragmentary Add-On Distribution Box IP55 | 85 | cerere oferta | S | 1 | 0 | 1 | 62 | KG | 600X408,5X1800 | 4015081139101 |  | 336 | PDC | 1
114531 | XVTL-MP/BF-6/4/20 | 114531 | Fragmentary Add-On Distribution Box IP55 | 85 | cerere oferta | S | 1 | 0 | 1 | 68 | KG | 600X408,5X2000 | 4015081139316 |  | 336 | PDC | 1
114511 | XVTL-MP/BF-6/5/18 | 114511 | Fragmentary Add-On Distribution Box IP55 | 85 | cerere oferta | S | 1 | 0 | 1 | 63 | KG | 600X508,5X1800 | 4015081139118 |  | 336 | PDC | 1
114532 | XVTL-MP/BF-6/5/20 | 114532 | Fragmentary Add-On Distribution Box IP55 | 85 | cerere oferta | S | 1 | 0 | 1 | 69.5 | KG | 600X508,5X2000 | 4015081139323 |  | 336 | PDC | 1
114499 | XVTL-MP/BF-6/6/16 | 114499 | Fragmentary Add-On Distribution Box IP55 | 85 | cerere oferta | S | 1 | 0 | 1 | 59 | KG | 600X608,5X1600 | 4015081138999 |  | 336 | PDC | 1
114512 | XVTL-MP/BF-6/6/18 | 114512 | Case with door, IP55, WxHxD'600x1800x600 | 85 | cerere oferta | S | 1 | 0 | 1 | 65 | KG | 600X608,5X1800 | 4015081139125 |  | 336 | PDC | 1
114533 | XVTL-MP/BF-6/6/20 | 114533 | Fragmentary Add-On Distribution Box IP55 | 85 | cerere oferta | S | 1 | 0 | 1 | 71 | KG | 600X608,5X2000 | 4015081139330 |  | 336 | PDC | 1
114534 | XVTL-MP/BF-6/8/20 | 114534 | Fragmentary Add-On Distribution Box IP55 | 85 | cerere oferta | S | 1 | 0 | 1 | 74 | KG | 600X808,5X2000 | 4015081139347 |  | 336 | PDC | 1
114500 | XVTL-MP/BF-8/3/16 | 114500 | Fragmentary Add-On Distribution Box IP55 | 85 | cerere oferta | S | 1 | 0 | 1 | 70 | KG | 800X308,5X1600 | 4015081139002 |  | 336 | PDC | 1
114513 | XVTL-MP/BF-8/3/18 | 114513 | Fragmentary Add-On Distribution Box IP55 | 85 | cerere oferta | S | 1 | 0 | 1 | 76 | KG | 800X308,5X1800 | 4015081139132 |  | 336 | PDC | 1
114535 | XVTL-MP/BF-8/3/20 | 114535 | Fragmentary Add-On Distribution Box IP55 | 85 | cerere oferta | S | 1 | 0 | 1 | 82 | KG | 800X308,5X2000 | 4015081139354 |  | 336 | PDC | 1
114501 | XVTL-MP/BF-8/4/16 | 114501 | Fragmentary Add-On Distribution Box IP55 | 85 | cerere oferta | S | 1 | 0 | 1 | 71 | KG | 800X408,5X1600 | 4015081139019 |  | 336 | PDC | 1
114514 | XVTL-MP/BF-8/4/18 | 114514 | Fragmentary Add-On Distribution Box IP55 | 85 | cerere oferta | S | 1 | 0 | 1 | 77 | KG | 800X408,5X1800 | 4015081139149 |  | 336 | PDC | 1
114536 | XVTL-MP/BF-8/4/20 | 114536 | Fragmentary Add-On Distribution Box IP55 | 85 | cerere oferta | S | 1 | 0 | 1 | 83 | KG | 800X408,5X2000 | 4015081139361 |  | 336 | PDC | 1
114515 | XVTL-MP/BF-8/5/18 | 114515 | Fragmentary Add-On Distribution Box IP55 | 85 | cerere oferta | S | 1 | 0 | 1 | 78 | KG | 800X508,5X1800 | 4015081139156 |  | 336 | PDC | 1
114537 | XVTL-MP/BF-8/5/20 | 114537 | Fragmentary Add-On Distribution Box IP55 | 85 | cerere oferta | S | 1 | 0 | 1 | 84 | KG | 800X508,5X2000 | 4015081139378 |  | 336 | PDC | 1
114502 | XVTL-MP/BF-8/6/16 | 114502 | Fragmentary Add-On Distribution Box IP55 | 85 | cerere oferta | S | 1 | 0 | 1 | 75 | KG | 800X608,5X1600 | 4015081139026 |  | 336 | PDC | 1
114516 | XVTL-MP/BF-8/6/18 | 114516 | Case with door, IP55, WxHxD'800x1800x600 | 85 | cerere oferta | S | 1 | 0 | 1 | 81 | KG | 800X608,5X1800 | 4015081139163 |  | 336 | PDC | 1
114538 | XVTL-MP/BF-8/6/20 | 114538 | Fragmentary Add-On Distribution Box IP55 | 85 | cerere oferta | S | 1 | 0 | 1 | 87 | KG | 800X608,5X2000 | 4015081139385 |  | 336 | PDC | 1
114539 | XVTL-MP/BF-8/8/20 | 114539 | Fragmentary Add-On Distribution Box IP55 | 85 | cerere oferta | S | 1 | 0 | 1 | 90 | KG | 800X808,5X2000 | 4015081139392 |  | 336 | PDC | 1
114734 | XVTL-MP/PV-3/14 | 114734 | Part.sect./sect. | 85 | cerere oferta | S | 1 | 0 | 1 | 5 | KG | 1400X190X50 | 4015081141340 |  | 336 | PDC | 1
114735 | XVTL-MP/PV-3/16 | 114735 | Part.sect./sect. | 85 | cerere oferta | S | 1 | 0 | 1 | 4.8 | KG | 1600X190X50 | 4015081141357 |  | 336 | PDC | 1
114736 | XVTL-MP/PV-3/18 | 114736 | Part.sect./sect. | 85 | cerere oferta | S | 1 | 0 | 1 | 5.9 | KG | 1800X190X50 | 4015081141364 |  | 336 | PDC | 1
114737 | XVTL-MP/PV-3/20 | 114737 | Part.sect./sect. | 85 | cerere oferta | S | 1 | 0 | 1 | 7 | KG | 2000X190X50 | 4015081141371 |  | 336 | PDC | 1
114739 | XVTL-MP/PV-4/16 | 114739 | Part.sect./sect. | 85 | cerere oferta | S | 1 | 0 | 1 | 5.8 | KG | 1600X290X50 | 4015081141395 |  | 336 | PDC | 1
114740 | XVTL-MP/PV-4/18 | 114740 | Part.sect./sect. | 85 | cerere oferta | S | 1 | 0 | 1 | 6.8 | KG | 1800X290X50 | 4015081141401 |  | 336 | PDC | 1
116526 | XVTL-MP/PV-4/20 | 116526 | Part.sect./sect. | 85 | cerere oferta | S | 1 | 0 | 1 | 6.8 | KG | 2000X290X50 | 4015081162680 |  | 336 | PDC | 1
114743 | XVTL-MP/PV-5/18 | 114743 | Part.sect./sect. | 85 | cerere oferta | S | 1 | 0 | 1 | 9.2 | KG | 1800X390X50 | 4015081141432 |  | 336 | PDC | 1
114744 | XVTL-MP/PV-5/20 | 114744 | Part.sect./sect. | 85 | cerere oferta | S | 1 | 0 | 1 | 10.3 | KG | 2000X390X50 | 4015081141449 |  | 336 | PDC | 1
114746 | XVTL-MP/PV-6/16 | 114746 | Part.sect./sect. | 85 | cerere oferta | S | 1 | 0 | 1 | 9.5 | KG | 1600X490X50 | 4015081141463 |  | 336 | PDC | 1
114747 | XVTL-MP/PV-6/18 | 114747 | Part.sect./sect. | 85 | cerere oferta | S | 1 | 0 | 1 | 10.6 | KG | 1800X490X50 | 4015081141470 |  | 336 | PDC | 1
116527 | XVTL-MP/PV-6/20 | 116527 | Part.sect./sect. | 85 | cerere oferta | S | 1 | 0 | 1 | 10.6 | KG | 2000X490X50 | 4015081162697 |  | 336 | PDC | 1
116528 | XVTL-MP/PV-8/20 | 116528 | Part.sect./sect. | 85 | cerere oferta | S | 1 | 0 | 1 | 16 | KG | 2000X690X50 | 4015081162703 |  | 336 | PDC | 1
119950 | XVTL-MP/R/AC-DTS-6/20 | 119950 | rearwall for a.c. - DTS(s. m.) 600x2000 | 85 | cerere oferta | N | 1 | 0 | 1 | 16 | KG | 1950X520X25 | 4015081177905 |  | 336 | PDC | 1
114757 | XVTL-MP/R-10/16 | 114757 | Rear -Panel IP55 | 85 | cerere oferta | S | 1 | 0 | 1 | 18 | KG | 1550X920X25 | 4015081141579 |  | 336 | PDC | 1
114758 | XVTL-MP/R-10/18 | 114758 | Rear -Panel IP55 | 85 | cerere oferta | S | 1 | 0 | 1 | 20 | KG | 1750X920X25 | 4015081141586 |  | 336 | PDC | 1
114759 | XVTL-MP/R-12/16 | 114759 | Rear -Panel IP55 | 85 | cerere oferta | N | 1 | 0 | 1 | 23 | KG | 1550X1120X25 | 4015081141593 |  | 336 | PDC | 1
114760 | XVTL-MP/R-12/18 | 114760 | Rear -Panel IP55 | 85 | cerere oferta | S | 1 | 0 | 1 | 25 | KG | 1750X1120X25 | 4015081141609 |  | 336 | PDC | 1
114751 | XVTL-MP/R-4/16 | 114751 | Rear -Panel IP55 | 85 | cerere oferta | S | 1 | 0 | 1 | 8.5 | KG | 1550X345X25 | 4015081141517 |  | 336 | PDC | 1
114752 | XVTL-MP/R-6/14 | 114752 | Rear -Panel IP55 | 85 | cerere oferta | S | 1 | 0 | 1 | 9 | KG | 1350X520X25 | 4015081141524 |  | 336 | PDC | 1
114753 | XVTL-MP/R-6/16 | 114753 | Rear -Panel IP55 | 85 | cerere oferta | S | 1 | 0 | 1 | 12 | KG | 1550X520X25 | 4015081141531 |  | 336 | PDC | 1
114754 | XVTL-MP/R-6/18 | 114754 | Rear -Panel IP55 | 85 | cerere oferta | S | 1 | 0 | 1 | 14 | KG | 1750X520X25 | 4015081141548 |  | 336 | PDC | 1
114755 | XVTL-MP/R-8/16 | 114755 | Rear -Panel IP55 | 85 | cerere oferta | S | 1 | 0 | 1 | 15 | KG | 1550X720X25 | 4015081141555 |  | 336 | PDC | 1
114756 | XVTL-MP/R-8/18 | 114756 | Rear -Panel IP55 | 85 | cerere oferta | S | 1 | 0 | 1 | 17 | KG | 1750X720X25 | 4015081141562 |  | 336 | PDC | 1
114717 | XVTL-MP/S-3/14-PAIR | 114717 | Side Panel IP55-pair | 85 | cerere oferta | S | 1 | 0 | 1 | 11 | KG | 1400X190X50 | 4015081141173 |  | 336 | PDC | 1
114718 | XVTL-MP/S-3/16-PAIR | 114718 | Side Panel IP55-pair | 85 | cerere oferta | S | 1 | 0 | 1 | 10.6 | KG | 1600X190X50 | 4015081141180 |  | 336 | PDC | 1
114719 | XVTL-MP/S-3/18-PAIR | 114719 | Side Panel IP55-pair | 85 | cerere oferta | S | 1 | 0 | 1 | 12.8 | KG | 1800X190X50 | 4015081141197 |  | 336 | PDC | 1
114720 | XVTL-MP/S-3/20-PAIR | 114720 | Side Panel IP55-pair | 85 | cerere oferta | S | 1 | 0 | 1 | 15 | KG | 2000X190X50 | 4015081141203 |  | 336 | PDC | 1
114722 | XVTL-MP/S-4/16-PAIR | 114722 | Side Panel IP55-pair | 85 | cerere oferta | S | 1 | 0 | 1 | 12.4 | KG | 1600X290X50 | 4015081141227 |  | 336 | PDC | 1
114723 | XVTL-MP/S-4/18-PAIR | 114723 | Side Panel IP55-pair | 85 | cerere oferta | S | 1 | 0 | 1 | 14.6 | KG | 1800X290X50 | 4015081141234 |  | 336 | PDC | 1
114726 | XVTL-MP/S-5/18-PAIR | 114726 | Side Panel IP55-pair | 85 | cerere oferta | S | 1 | 0 | 1 | 19.4 | KG | 1800X390X50 | 4015081141265 |  | 336 | PDC | 1
114727 | XVTL-MP/S-5/20-PAIR | 114727 | Side Panel IP55-pair | 85 | cerere oferta | S | 1 | 0 | 1 | 21.6 | KG | 2000X390X50 | 4015081141272 |  | 336 | PDC | 1
114729 | XVTL-MP/S-6/16-PAIR | 114729 | Side Panel IP55-pair | 85 | cerere oferta | S | 1 | 0 | 1 | 20 | KG | 1600X490X50 | 4015081141296 |  | 336 | PDC | 1
114730 | XVTL-MP/S-6/18-PAIR | 114730 | Side Panel IP55-pair | 85 | cerere oferta | S | 1 | 0 | 1 | 22.2 | KG | 1800X490X50 | 4015081141302 |  | 336 | PDC | 1
114693 | XVTL-MP/T/EF-10/3 | 114693 | Top Panel IP55 | 85 | cerere oferta | S | 1 | 0 | 1 | 4.3 | KG | 950X200X30 | 4015081140930 |  | 336 | PDC | 1
114694 | XVTL-MP/T/EF-10/5 | 114694 | Top Panel IP55 | 85 | cerere oferta | S | 1 | 0 | 1 | 4.7 | KG | 950X400X30 | 4015081140947 |  | 336 | PDC | 1
114695 | XVTL-MP/T/EF-12/3 | 114695 | Top Panel IP55 | 85 | cerere oferta | S | 1 | 0 | 1 | 5.1 | KG | 1150X200X30 | 4015081140954 |  | 336 | PDC | 1
114696 | XVTL-MP/T/EF-12/5 | 114696 | Top Panel IP55 | 85 | cerere oferta | S | 1 | 0 | 1 | 5.6 | KG | 1150X400X30 | 4015081140961 |  | 336 | PDC | 1
114687 | XVTL-MP/T/EF-4/3 | 114687 | Top Panel IP55 | 85 | cerere oferta | S | 1 | 0 | 1 | 1.5 | KG | 350X200X30 | 4015081140879 |  | 336 | PDC | 1
114688 | XVTL-MP/T/EF-4/5 | 114688 | Top Panel IP55 | 85 | cerere oferta | S | 1 | 0 | 1 | 1.8 | KG | 350X400X30 | 4015081140886 |  | 336 | PDC | 1
114689 | XVTL-MP/T/EF-6/3 | 114689 | Top Panel IP55 | 85 | cerere oferta | S | 1 | 0 | 1 | 2.5 | KG | 550X200X30 | 4015081140893 |  | 336 | PDC | 1
114690 | XVTL-MP/T/EF-6/5 | 114690 | Top Panel IP55 | 85 | cerere oferta | S | 1 | 0 | 1 | 2.8 | KG | 550X400X30 | 4015081140909 |  | 336 | PDC | 1
114691 | XVTL-MP/T/EF-8/3 | 114691 | Top Panel IP55 | 85 | cerere oferta | S | 1 | 0 | 1 | 3.5 | KG | 750X200X30 | 4015081140916 |  | 336 | PDC | 1
114692 | XVTL-MP/T/EF-8/5 | 114692 | Top Panel IP55 | 85 | cerere oferta | S | 1 | 0 | 1 | 3.8 | KG | 750X400X30 | 4015081140923 |  | 336 | PDC | 1
114683 | XVTL-MP/T-10/3 | 114683 | Top Panel IP55 | 85 | cerere oferta | S | 1 | 0 | 1 | 4.6 | KG | 950X200X30 | 4015081140831 |  | 336 | PDC | 1
114684 | XVTL-MP/T-10/5 | 114684 | Top Panel IP55 | 85 | cerere oferta | S | 1 | 0 | 1 | 5.1 | KG | 950X400X30 | 4015081140848 |  | 336 | PDC | 1
114685 | XVTL-MP/T-12/3 | 114685 | Top Panel IP55 | 85 | cerere oferta | S | 1 | 0 | 1 | 5.6 | KG | 1150X200X30 | 4015081140855 |  | 336 | PDC | 1
114686 | XVTL-MP/T-12/5 | 114686 | Top Panel IP55 | 85 | cerere oferta | S | 1 | 0 | 1 | 6.1 | KG | 1150X400X30 | 4015081140862 |  | 336 | PDC | 1
114677 | XVTL-MP/T-4/3 | 114677 | Top Panel IP55 | 85 | cerere oferta | S | 1 | 0 | 1 | 1.5 | KG | 350X200X30 | 4015081140770 |  | 336 | PDC | 1
114678 | XVTL-MP/T-4/5 | 114678 | Top Panel IP55 | 85 | cerere oferta | S | 1 | 0 | 1 | 1.9 | KG | 350X400X30 | 4015081140787 |  | 336 | PDC | 1
114679 | XVTL-MP/T-6/3 | 114679 | Top Panel IP55 | 85 | cerere oferta | S | 1 | 0 | 1 | 2 | KG | 550X200X30 | 4015081140794 |  | 336 | PDC | 1
114680 | XVTL-MP/T-6/5 | 114680 | Top Panel IP55 | 85 | cerere oferta | S | 1 | 0 | 1 | 2.3 | KG | 550X400X30 | 4015081140800 |  | 336 | PDC | 1
114681 | XVTL-MP/T-8/3 | 114681 | Top Panel IP55 | 85 | cerere oferta | S | 1 | 0 | 1 | 3.6 | KG | 750X200X30 | 4015081140817 |  | 336 | PDC | 1
114682 | XVTL-MP/T-8/5 | 114682 | Top Panel IP55 | 85 | cerere oferta | S | 1 | 0 | 1 | 4.1 | KG | 750X400X30 | 4015081140824 |  | 336 | PDC | 1
116195 | XVTL-R-10/16 | 116195 | Rear -Panel | 85 | cerere oferta | S | 1 | 0 | 1 | 18 | KG | 1550X920X25 | 4015081159345 |  | 336 | PDC | 1
116196 | XVTL-R-10/18 | 116196 | Rear -Panel | 85 | cerere oferta | S | 1 | 0 | 1 | 20 | KG | 1750X920X25 | 4015081159352 |  | 336 | PDC | 1
116197 | XVTL-R-10/20 | 116197 | Rear -Panel | 85 | cerere oferta | S | 1 | 0 | 1 | 22 | KG | 1950X920X25 | 4015081159369 |  | 336 | PDC | 1
116198 | XVTL-R-12/16 | 116198 | Rear -Panel | 85 | cerere oferta | S | 1 | 0 | 1 | 23 | KG | 1550X1120X25 | 4015081159376 |  | 336 | PDC | 1
116199 | XVTL-R-12/18 | 116199 | Rear -Panel | 85 | cerere oferta | S | 1 | 0 | 1 | 25 | KG | 1750X1120X25 | 4015081159383 |  | 336 | PDC | 1
116200 | XVTL-R-12/20 | 116200 | Rear -Panel | 85 | cerere oferta | S | 1 | 0 | 1 | 27 | KG | 1950X1120X25 | 4015081159390 |  | 336 | PDC | 1
116186 | XVTL-R-4/16 | 116186 | Rear -Panel | 85 | cerere oferta | S | 1 | 0 | 1 | 8.5 | KG | 1550X345X25 | 4015081159253 |  | 336 | PDC | 1
116187 | XVTL-R-4/20 | 116187 | Rear -Panel | 85 | cerere oferta | S | 1 | 0 | 1 | 13.5 | KG | 1950X345X25 | 4015081159260 |  | 336 | PDC | 1
116188 | XVTL-R-6/14 | 116188 | Rear -Panel | 85 | cerere oferta | S | 1 | 0 | 1 | 9 | KG | 1350X520X25 | 4015081159277 |  | 336 | PDC | 1
116189 | XVTL-R-6/16 | 116189 | Rear -Panel | 85 | cerere oferta | S | 1 | 0 | 1 | 12 | KG | 1550X520X25 | 4015081159284 |  | 336 | PDC | 1
116190 | XVTL-R-6/18 | 116190 | Rear -Panel | 85 | cerere oferta | S | 1 | 0 | 1 | 14 | KG | 1750X520X25 | 4015081159291 |  | 336 | PDC | 1
116191 | XVTL-R-6/20 | 116191 | Rear -Panel | 85 | cerere oferta | S | 1 | 0 | 1 | 16 | KG | 1950X520X25 | 4015081159307 |  | 336 | PDC | 1
116192 | XVTL-R-8/16 | 116192 | Rear -Panel | 85 | cerere oferta | S | 1 | 0 | 1 | 15 | KG | 1550X720X25 | 4015081159314 |  | 336 | PDC | 1
116193 | XVTL-R-8/18 | 116193 | Rear -Panel | 85 | cerere oferta | S | 1 | 0 | 1 | 17 | KG | 1750X720X25 | 4015081159321 |  | 336 | PDC | 1
116194 | XVTL-R-8/20 | 116194 | Rear -Panel | 85 | cerere oferta | S | 1 | 0 | 1 | 19 | KG | 1950X720X25 | 4015081159338 |  | 336 | PDC | 1
116166 | XVTL-S-3/14-PAIR | 116166 | Side Panel -pair | 85 | cerere oferta | S | 1 | 0 | 1 | 11 | KG | 1400X190X50 | 4015081159055 |  | 336 | PDC | 1
116167 | XVTL-S-3/16-PAIR | 116167 | Side Panel -pair | 85 | cerere oferta | S | 1 | 0 | 1 | 10.6 | KG | 1600X190X50 | 4015081159062 |  | 336 | PDC | 1
116168 | XVTL-S-3/18-PAIR | 116168 | Side Panel -pair | 85 | cerere oferta | S | 1 | 0 | 1 | 12.8 | KG | 1800X190X50 | 4015081159079 |  | 336 | PDC | 1
116169 | XVTL-S-3/20-PAIR | 116169 | Side Panel -pair | 85 | cerere oferta | S | 1 | 0 | 1 | 15 | KG | 2000X190X50 | 4015081159086 |  | 336 | PDC | 1
116171 | XVTL-S-4/16-PAIR | 116171 | Side Panel -pair | 85 | cerere oferta | S | 1 | 0 | 1 | 12.4 | KG | 1600X290X50 | 4015081159109 |  | 336 | PDC | 1
116172 | XVTL-S-4/18-PAIR | 116172 | Side Panel -pair | 85 | cerere oferta | S | 1 | 0 | 1 | 14.6 | KG | 1800X290X50 | 4015081159116 |  | 336 | PDC | 1
116173 | XVTL-S-4/20-PAIR | 116173 | Side Panel -pair | 85 | cerere oferta | S | 1 | 0 | 1 | 14.8 | KG | 2000X290X50 | 4015081159123 |  | 336 | PDC | 1
116176 | XVTL-S-5/18-PAIR | 116176 | Side Panel -pair | 85 | cerere oferta | S | 1 | 0 | 1 | 19.4 | KG | 1800X390X50 | 4015081159154 |  | 336 | PDC | 1
116177 | XVTL-S-5/20-PAIR | 116177 | Side Panel -pair | 85 | cerere oferta | S | 1 | 0 | 1 | 21.6 | KG | 2000X390X50 | 4015081159161 |  | 336 | PDC | 1
116179 | XVTL-S-6/16-PAIR | 116179 | Side Panel -pair | 85 | cerere oferta | S | 1 | 0 | 1 | 20 | KG | 1600X490X50 | 4015081159185 |  | 336 | PDC | 1
116180 | XVTL-S-6/18-PAIR | 116180 | Side Panel -pair | 85 | cerere oferta | S | 1 | 0 | 1 | 22.2 | KG | 1800X490X50 | 4015081159192 |  | 336 | PDC | 1
116181 | XVTL-S-6/20-PAIR | 116181 | Side Panel -pair | 85 | cerere oferta | S | 1 | 0 | 1 | 22.4 | KG | 2000X490X50 | 4015081159208 |  | 336 | PDC | 1
116185 | XVTL-S-8/20-PAIR | 116185 | Side Panel -pair | 85 | cerere oferta | S | 1 | 0 | 1 | 36 | KG | 2000X690X50 | 4015081159246 |  | 336 | PDC | 1
116894 | XVTL-SCREW-SET | 116894 | reserves screws | 85 | cerere oferta | S | 1 | 1 | 1 | 0.5 | KG | 100X80X20 | 4015081166343 |  | 336 | PDC | 1
116554 | XVTL-SO/AT-3 | 116554 | Cable anchoring rail für plinth | 85 | cerere oferta | S | 1 | 1 | 1 | 0.4 | KG | 100X50X50 | 4015081162963 |  | 336 | PDC | 1
116555 | XVTL-SO/AT-4 | 116555 | Cable anchoring rail für plinth | 85 | cerere oferta | S | 1 | 1 | 1 | 0.5 | KG | 160X50X50 | 4015081162970 |  | 336 | PDC | 1
116556 | XVTL-SO/AT-5 | 116556 | Cable anchoring rail für plinth | 85 | cerere oferta | S | 1 | 0 | 1 | 0.55 | KG | 260X50X50 | 4015081162987 |  | 336 | PDC | 1
116557 | XVTL-SO/AT-6 | 116557 | Cable anchoring rail für plinth | 85 | cerere oferta | S | 1 | 0 | 1 | 0.6 | KG | 360X50X50 | 4015081162994 |  | 336 | PDC | 1
116558 | XVTL-SO/AT-8 | 116558 | Cable anchoring rail für plinth | 85 | cerere oferta | S | 1 | 0 | 1 | 0.75 | KG | 560X50X50 | 4015081163007 |  | 336 | PDC | 1
116201 | XVTL-SO100/CF-4 | 116201 | Base for the Corner Frame | 85 | cerere oferta | S | 1 | 0 | 1 | 3.6 | KG | 461X80X100 | 4015081159406 |  | 336 | PDC | 1
116202 | XVTL-SO100/CF-5 | 116202 | Base for the Corner Frame | 85 | cerere oferta | S | 1 | 0 | 1 | 4.2 | KG | 561X80X100 | 4015081159413 |  | 336 | PDC | 1
114615 | XVTL-SO100/EF/S-3 | 114615 | Base Sidepart with hole | 85 | cerere oferta | S | 1 | 0 | 1 | 1.8 | KG | 270X100X100 | 4015081140152 |  | 336 | PDC | 1
114616 | XVTL-SO100/EF/S-4 | 114616 | Base Sidepart with hole | 85 | cerere oferta | S | 1 | 0 | 1 | 2 | KG | 370X100X100 | 4015081140169 |  | 336 | PDC | 1
114617 | XVTL-SO100/EF/S-5 | 114617 | Base Sidepart with hole | 85 | cerere oferta | S | 1 | 0 | 1 | 2.3 | KG | 470X100X100 | 4015081140176 |  | 336 | PDC | 1
114618 | XVTL-SO100/EF/S-6 | 114618 | Base Sidepart with hole | 85 | cerere oferta | S | 1 | 0 | 1 | 1.4 | KG | 0 001X0 001X0 001 | 4015081140183 |  | 336 | PDC | 1
114619 | XVTL-SO100/EF/S-8 | 114619 | Base Sidepart with hole | 85 | cerere oferta | S | 1 | 0 | 1 | 3.6 | KG | 770X100X100 | 4015081140190 |  | 336 | PDC | 1
114628 | XVTL-SO100/F-10 | 114628 | Base Front Part | 85 | cerere oferta | S | 1 | 0 | 1 | 5.8 | KG | 1020X60X110 | 4015081140282 |  | 336 | PDC | 1
114629 | XVTL-SO100/F-12 | 114629 | Base Front Part | 85 | cerere oferta | S | 1 | 0 | 1 | 7.2 | KG | 1220X60X110 | 4015081140299 |  | 336 | PDC | 1
114625 | XVTL-SO100/F-4 | 114625 | Base Front Part | 85 | cerere oferta | S | 1 | 0 | 1 | 2.2 | KG | 440X60X110 | 4015081140251 |  | 336 | PDC | 1
114626 | XVTL-SO100/F-6 | 114626 | Front cover for Plinth H'100, W'600 | 85 | cerere oferta | S | 1 | 0 | 1 | 3.4 | KG | 620X60X110 | 4015081140268 |  | 336 | PDC | 1
114627 | XVTL-SO100/F-8 | 114627 | Front cover for Plinth H'100, W'800 | 85 | cerere oferta | S | 1 | 0 | 1 | 4.6 | KG | 820X60X110 | 4015081140275 |  | 336 | PDC | 1
114605 | XVTL-SO100/S-3 | 114605 | Base Sideparts | 85 | cerere oferta | S | 1 | 0 | 1 | 2.5 | KG | 270X100X100 | 4015081140053 |  | 336 | PDC | 1
114606 | XVTL-SO100/S-4 | 114606 | Base Sideparts | 85 | cerere oferta | S | 1 | 0 | 1 | 2.7 | KG | 370X100X100 | 4015081140060 |  | 336 | PDC | 1
114607 | XVTL-SO100/S-5 | 114607 | Base Sideparts | 85 | cerere oferta | S | 1 | 0 | 1 | 3.1 | KG | 470X100X100 | 4015081140077 |  | 336 | PDC | 1
114608 | XVTL-SO100/S-6 | 114608 | Side cover for Plinth H'100, no opening, | 85 | cerere oferta | S | 1 | 0 | 1 | 3.8 | KG | 0 001X0 001X0 001 | 4015081140084 |  | 336 | PDC | 1
114609 | XVTL-SO100/S-8 | 114609 | Base Sideparts | 85 | cerere oferta | S | 1 | 0 | 1 | 4.8 | KG | 770X100X100 | 4015081140091 |  | 336 | PDC | 1
116537 | XVTL-SO100/SS-10/3 | 116537 | Plinth | 85 | cerere oferta | S | 1 | 0 | 1 | 6.5 | KG | 1000X300X110 | 4015081162796 |  | 336 | PDC | 1
116542 | XVTL-SO100/SS-10/5 | 116542 | Plinth | 85 | cerere oferta | S | 1 | 0 | 1 | 7.5 | KG | 1000X300X110 | 4015081162840 |  | 336 | PDC | 1
116538 | XVTL-SO100/SS-12/3 | 116538 | Plinth | 85 | cerere oferta | S | 1 | 0 | 1 | 7 | KG | 1200X300X110 | 4015081162802 |  | 336 | PDC | 1
119698 | XVTL-SO100/SS-12/4 | 119698 | Base | 85 | cerere oferta | N | 1 | 0 | 1 | 8.5 | KG | 1100X230X110 | 4015081176205 |  | 336 | PDC | 1
116543 | XVTL-SO100/SS-12/5 | 116543 | Plinth | 85 | cerere oferta | S | 1 | 0 | 1 | 9.8 | KG | 0 001X0 001X0 001 | 4015081162857 |  | 336 | PDC | 1
116534 | XVTL-SO100/SS-4/3 | 116534 | Plinth | 85 | cerere oferta | S | 1 | 0 | 1 | 4 | KG | 425X300X110 | 4015081162765 |  | 336 | PDC | 1
116539 | XVTL-SO100/SS-4/5 | 116539 | Plinth | 85 | cerere oferta | S | 1 | 0 | 1 | 5 | KG | 425X300X110 | 4015081162819 |  | 336 | PDC | 1
116535 | XVTL-SO100/SS-6/3 | 116535 | Plinth | 85 | cerere oferta | S | 1 | 0 | 1 | 5 | KG | 600X300X110 | 4015081162772 |  | 336 | PDC | 1
116540 | XVTL-SO100/SS-6/5 | 116540 | Plinth | 85 | cerere oferta | S | 1 | 0 | 1 | 6 | KG | 600X300X110 | 4015081162826 |  | 336 | PDC | 1
116536 | XVTL-SO100/SS-8/3 | 116536 | Plinth | 85 | cerere oferta | S | 1 | 0 | 1 | 6 | KG | 800X300X110 | 4015081162789 |  | 336 | PDC | 1
116541 | XVTL-SO100/SS-8/5 | 116541 | Plinth | 85 | cerere oferta | S | 1 | 0 | 1 | 7 | KG | 800X300X110 | 4015081162833 |  | 336 | PDC | 1
116205 | XVTL-SO200/CF-4 | 116205 | Base for the Corner Frame | 85 | cerere oferta | S | 1 | 0 | 1 | 5 | KG | 461X80X200 | 4015081159444 |  | 336 | PDC | 1
116206 | XVTL-SO200/CF-5 | 116206 | Base for the Corner Frame | 85 | cerere oferta | S | 1 | 0 | 1 | 5.8 | KG | 561X80X200 | 4015081159451 |  | 336 | PDC | 1
114620 | XVTL-SO200/EF/S-3 | 114620 | Base Sidepart with hole | 85 | cerere oferta | S | 1 | 0 | 1 | 2.6 | KG | 270X100X200 | 4015081140206 |  | 336 | PDC | 1
114621 | XVTL-SO200/EF/S-4 | 114621 | Base Sidepart with hole | 85 | cerere oferta | S | 1 | 0 | 1 | 2.6 | KG | 370X100X200 | 4015081140213 |  | 336 | PDC | 1
114622 | XVTL-SO200/EF/S-5 | 114622 | Base Sidepart with hole | 85 | cerere oferta | S | 1 | 0 | 1 | 3.5 | KG | 470X100X200 | 4015081140220 |  | 336 | PDC | 1
114623 | XVTL-SO200/EF/S-6 | 114623 | Base Sidepart with hole | 85 | cerere oferta | S | 1 | 0 | 1 | 4 | KG | 4X100X200 | 4015081140237 |  | 336 | PDC | 1
114624 | XVTL-SO200/EF/S-8 | 114624 | Base Sidepart with hole | 85 | cerere oferta | S | 1 | 0 | 1 | 5.2 | KG | 5,2X100X200 | 4015081140244 |  | 336 | PDC | 1
114633 | XVTL-SO200/F-10 | 114633 | Base Front Part | 85 | cerere oferta | S | 1 | 0 | 1 | 3.9 | KG | 1020X60X210 | 4015081140336 |  | 336 | PDC | 1
114634 | XVTL-SO200/F-12 | 114634 | Base Front Part | 85 | cerere oferta | S | 1 | 0 | 1 | 4.9 | KG | 1220X60X210 | 4015081140343 |  | 336 | PDC | 1
114630 | XVTL-SO200/F-4 | 114630 | Base Front Part | 85 | cerere oferta | S | 1 | 0 | 1 | 1.5 | KG | 440X60X210 | 4015081140305 |  | 336 | PDC | 1
114631 | XVTL-SO200/F-6 | 114631 | Base Front Part | 85 | cerere oferta | S | 1 | 0 | 1 | 2.3 | KG | 620X60X210 | 4015081140312 |  | 336 | PDC | 1
114632 | XVTL-SO200/F-8 | 114632 | Base Front Part | 85 | cerere oferta | S | 1 | 0 | 1 | 3.2 | KG | 820X60X210 | 4015081140329 |  | 336 | PDC | 1
114610 | XVTL-SO200/S-3 | 114610 | Base Sideparts | 85 | cerere oferta | S | 1 | 0 | 1 | 3.5 | KG | 270X100X200 | 4015081140107 |  | 336 | PDC | 1
114611 | XVTL-SO200/S-4 | 114611 | Base Sideparts | 85 | cerere oferta | S | 1 | 0 | 1 | 3.8 | KG | 370X100X200 | 4015081140114 |  | 336 | PDC | 1
114612 | XVTL-SO200/S-5 | 114612 | Base Sideparts | 85 | cerere oferta | S | 1 | 0 | 1 | 4.6 | KG | 470X100X200 | 4015081140121 |  | 336 | PDC | 1
114613 | XVTL-SO200/S-6 | 114613 | Base Sideparts | 85 | cerere oferta | S | 1 | 0 | 1 | 5.4 | KG | 570X100X200 | 4015081140138 |  | 336 | PDC | 1
114614 | XVTL-SO200/S-8 | 114614 | Base Sideparts | 85 | cerere oferta | S | 1 | 0 | 1 | 7 | KG | 770X100X200 | 4015081140145 |  | 336 | PDC | 1
116547 | XVTL-SO200/SS-10/3 | 116547 | Plinth | 85 | cerere oferta | S | 1 | 0 | 1 | 11 | KG | 1000X300X210 | 4015081162895 |  | 336 | PDC | 1
116552 | XVTL-SO200/SS-10/5 | 116552 | Plinth | 85 | cerere oferta | S | 1 | 0 | 1 | 12.3 | KG | 1000X300X210 | 4015081162949 |  | 336 | PDC | 1
116548 | XVTL-SO200/SS-12/3 | 116548 | Plinth | 85 | cerere oferta | S | 1 | 0 | 1 | 12 | KG | 1200X300X210 | 4015081162901 |  | 336 | PDC | 1
119699 | XVTL-SO200/SS-12/4 | 119699 | Base | 85 | cerere oferta | N | 1 | 0 | 1 | 13 | KG | 1100X230X210 | 4015081176212 |  | 336 | PDC | 1
116553 | XVTL-SO200/SS-12/5 | 116553 | Plinth | 85 | cerere oferta | S | 1 | 0 | 1 | 13.3 | KG | 1200X300X210 | 4015081162956 |  | 336 | PDC | 1
116544 | XVTL-SO200/SS-4/3 | 116544 | Plinth | 85 | cerere oferta | S | 1 | 0 | 1 | 6.5 | KG | 425X300X210 | 4015081162864 |  | 336 | PDC | 1
116549 | XVTL-SO200/SS-4/5 | 116549 | Plinth | 85 | cerere oferta | S | 1 | 0 | 1 | 7.8 | KG | 425X300X210 | 4015081162918 |  | 336 | PDC | 1
116545 | XVTL-SO200/SS-6/3 | 116545 | Plinth | 85 | cerere oferta | S | 1 | 0 | 1 | 8 | KG | 600X300X210 | 4015081162871 |  | 336 | PDC | 1
116550 | XVTL-SO200/SS-6/5 | 116550 | Plinth | 85 | cerere oferta | S | 1 | 0 | 1 | 9.3 | KG | 600X300X210 | 4015081162925 |  | 336 | PDC | 1
116546 | XVTL-SO200/SS-8/3 | 116546 | Plinth | 85 | cerere oferta | S | 1 | 0 | 1 | 9.5 | KG | 800X300X210 | 4015081162888 |  | 336 | PDC | 1
116551 | XVTL-SO200/SS-8/5 | 116551 | Plinth | 85 | cerere oferta | S | 1 | 0 | 1 | 10.8 | KG | 800X300X210 | 4015081162932 |  | 336 | PDC | 1
115247 | XVTL-SPT6 | 115247 | Documentatin Box (for 600mm) | 85 | cerere oferta | S | 1 | 0 | 1 | 2.9 | KG | 310X385X32 | 4015081146475 |  | 336 | PDC | 1
116073 | XVTL-TG-1200/20/4-IVS | 116073 | General Accessories | 85 | cerere oferta | N | 1 | 0 | 1 | 23.1 | KG | 200X100X1870 | 4015081158133 |  | 273 | PDC | 1
116057 | XVTL-TG-400/20/4-IVS | 116057 | General Accessories | 85 | cerere oferta | N | 1 | 0 | 1 | 11.2 | KG | 200X100X1870 | 4015081157976 |  | 273 | PDC | 1
116059 | XVTL-TG-600/20/4-IVS | 116059 | General Accessories | 85 | cerere oferta | N | 1 | 0 | 1 | 14.9 | KG | 200X100X1870 | 4015081157990 |  | 273 | PDC | 1
116071 | XVTL-TG-800/20/4-IVS | 116071 | General Accessories | 85 | cerere oferta | N | 1 | 0 | 1 | 19 | KG | 200X100X1870 | 4015081158119 |  | 273 | PDC | 1
115158 | XVTL-VP10 | 115158 | Vertikal Profile | 85 | cerere oferta | S | 1 | 0 | 1 | 2.2 | KG | 850X42X30 | 4015081145584 |  | 336 | PDC | 1
115164 | XVTL-VP10/SET | 115164 | Vertikal Profile-Set | 85 | cerere oferta | S | 1 | 0 | 1 | 2.5 | KG | 850X75X70 | 4015081145645 |  | 336 | PDC | 1
115159 | XVTL-VP14 | 115159 | Vertikal Profile | 85 | cerere oferta | S | 1 | 0 | 1 | 2.9 | KG | 1250X42X30 | 4015081145591 |  | 336 | PDC | 1
115165 | XVTL-VP14/SET | 115165 | Vertikal Profile-Set | 85 | cerere oferta | S | 1 | 0 | 1 | 3.5 | KG | 1250X75X70 | 4015081145652 |  | 336 | PDC | 1
115160 | XVTL-VP16 | 115160 | Vertikal Profile | 85 | cerere oferta | S | 1 | 0 | 1 | 3.3 | KG | 1450X42X30 | 4015081145607 |  | 336 | PDC | 1
115166 | XVTL-VP16/SET | 115166 | Vertikal Profile-Set | 85 | cerere oferta | S | 1 | 0 | 1 | 3.9 | KG | 1450X75X70 | 4015081145669 |  | 336 | PDC | 1
115161 | XVTL-VP18 | 115161 | Vertikal Profile | 85 | cerere oferta | S | 1 | 0 | 1 | 3.7 | KG | 1650X42X30 | 4015081145614 |  | 336 | PDC | 1
115167 | XVTL-VP18/SET | 115167 | Vertical beam, set incl. brackets, heigh | 85 | cerere oferta | S | 1 | 0 | 1 | 4.4 | KG | 1650X75X70 | 4015081145676 |  | 336 | PDC | 1
115162 | XVTL-VP20 | 115162 | Vertikal Profile | 85 | cerere oferta | S | 1 | 0 | 1 | 4.1 | KG | 1850X42X30 | 4015081145621 |  | 336 | PDC | 1
115168 | XVTL-VP20/SET | 115168 | Vertikal Profile-Set | 85 | cerere oferta | S | 1 | 0 | 1 | 9 | KG | 0 001X0 001X0 001 | 4015081145683 |  | 336 | PDC | 1
115157 | XVTL-VP6 | 115157 | Vertikal Profile | 85 | cerere oferta | S | 1 | 0 | 1 | 1.2 | KG | 450X42X30 | 4015081145577 |  | 336 | PDC | 1
115163 | XVTL-VP6/SET | 115163 | Vertikal Profile-Set | 85 | cerere oferta | S | 1 | 0 | 1 | 1.5 | KG | 450X75X70 | 4015081145638 |  | 336 | PDC | 1
ROSOB000009573 | YALA CU CHEIE CS-RO | ROSOB000009573 | YALA CU CHEIE CS-RO | 100 | cerere oferta | N | 1 | 0 | 1 | 1 | KG | 0 001X0 001X0 001 | 9008790598395 |  | 278 | PDC | 1
215217 | Z5/FF250-XHB | 215217 | Capac de protectie | 46 | cerere oferta | N | 1 | 0 | 1 | 0.178 | KG | 77X150X140 | 4015082152178 |  | 712 | ICD | 1
215218 | Z5/FF250-XHB-Z | 215218 | Capac de protectie | 46 | cerere oferta | N | 1 | 0 | 1 | 0.09 | KG | 77X150X61 | 4015082152185 |  | 712 | ICD | 1
210071 | Z5-100/FF250 | 210071 | Releu termic 100 A | 46 | cerere oferta | N | 1 | 7.4 | 1 | 1.727 | KG | 146X128X167 | 4015082100711 |  | 712 | ICD | 1
210072 | Z5-125/FF250 | 210072 | Releu termic 125 A | 46 | cerere oferta | N | 1 | 7.4 | 1 | 1.731 | KG | 146X128X167 | 4015082100728 |  | 712 | ICD | 1
210073 | Z5-160/FF250 | 210073 | Releu termic 160 A | 46 | cerere oferta | N | 1 | 7.4 | 1 | 1.728 | KG | 146X128X167 | 4015082100735 |  | 712 | ICD | 1
210074 | Z5-220/FF250 | 210074 | Releu termic 220 A | 46 | cerere oferta | N | 1 | 7.4 | 1 | 1.75 | KG | 146X128X167 | 4015082100742 |  | 712 | ICD | 1
210075 | Z5-250/FF250 | 210075 | Releu termic 250 A | 46 | cerere oferta | N | 1 | 7.4 | 1 | 1.727 | KG | 146X128X167 | 4015082100759 |  | 712 | ICD | 1
210070 | Z5-70/FF250 | 210070 | Releu termic 70 A | 46 | cerere oferta | N | 1 | 7.4 | 1 | 1.725 | KG | 146X128X167 | 4015082100704 |  | 712 | ICD | 1
229314 | Z5-FF250-XK-CNA | 229314 | Cable clamp kit (3pcs.) | 46 | cerere oferta | N | 1 | 1.5 | 1 | 0.126 | KG | 75X27X40 | 4015082293147 |  | 712 | ICD | 1
248433 | Z-AHK | 248433 | Contact auxiliar | 82 | cerere oferta | S | 4 | 0.5 | 120 | 0.038 | KG | 80X9X75 | 4015082484330 |  | 663 | PDC | 1
140242 | ZAP-ZSB1.5/2S | 140242 | Basic terminal block Winbloc IBS | 6 | cerere oferta | N | 1 | 0 | 1 | 0.002 | KG | 250X130X40 | 7640130123243 |  | 203 | IAB | 1
248287 | Z-ASA/230 | 248287 | Declansator deschidere | 82 | cerere oferta | N | 1 | 1 | 60 | 0.106 | KG | 80X18X75 | 4015082482879 |  | 663 | PDC | 1
248286 | Z-ASA/24 | 248286 | Declansator deschidere | 82 | cerere oferta | N | 1 | 1 | 60 | 0.092 | KG | 80X18X75 | 4015082482862 |  | 663 | PDC | 1
702205 | ZAV/LIEBERT-P3 | 702205 | MAIN SWIT. P IN STEEL EQUIPM. | 54 | cerere oferta | S | 100 | 0 | 1 | 4.67 | G | 340X460X260 | 9008790356148 |  | 291 | ICD | 1
29417 | ZAV-P3 | 29417 | Acc. Circuit Interrupter (UK) | 54 | cerere oferta | N | 10 | 0 | 1 | 0.006 | KG | 0 001X0 001X0 001 | 4015080294177 |  | 291 | ICD | 1
280979 | ZAV-P5 | 280979 | Shaft extension P5; 480 mm | 54 | cerere oferta | N | 1 | 0 | 1 | 0.003 | KG | 25X25X480 | 4015082809799 |  | 291 | ICD | 1
27044 | ZAV-T0 | 27044 | Acc. Cam Switches (UK) | 55 | cerere oferta | N | 10 | 0 | 1 | 0.003 | KG | 35X35X14 | 4015080270447 |  | 292 | ICD | 10
278431 | ZB12-0,16 | 278431 | Releu termic 0,16 A | 46 | cerere oferta | S | 1 | 2.5 | 1 | 0.141 | KG | 88X45X67 | 4015082784317 |  | 712 | ICD | 1
278432 | ZB12-0,24 | 278432 | Releu termic 0,24 A | 46 | cerere oferta | S | 1 | 2.5 | 1 | 0.141 | KG | 88X45X67 | 4015082784324 |  | 712 | ICD | 1
278433 | ZB12-0,4 | 278433 | Releu termic 0,4 A | 46 | cerere oferta | S | 1 | 2.5 | 1 | 0.141 | KG | 88X45X67 | 4015082784331 |  | 712 | ICD | 1
278434 | ZB12-0,6 | 278434 | Releu termic 0,6 A | 46 | cerere oferta | S | 1 | 2.5 | 1 | 0.141 | KG | 88X45X67 | 4015082784348 |  | 712 | ICD | 1
278435 | ZB12-1 | 278435 | Releu termic 1 A | 46 | cerere oferta | S | 1 | 2.5 | 1 | 0.141 | KG | 88X45X67 | 4015082784355 |  | 712 | ICD | 1
278436 | ZB12-1,6 | 278436 | Releu termic 1,6 A | 46 | cerere oferta | S | 1 | 2.5 | 1 | 0.141 | KG | 88X45X67 | 4015082784362 |  | 712 | ICD | 1
278440 | ZB12-10 | 278440 | Releu termic 10 A | 46 | cerere oferta | S | 1 | 2.5 | 1 | 0.145 | KG | 88X45X67 | 4015082784409 |  | 712 | ICD | 1
278441 | ZB12-12 | 278441 | Releu termic 12 A | 46 | cerere oferta | S | 1 | 2.5 | 1 | 0.145 | KG | 88X45X67 | 4015082784416 |  | 712 | ICD | 1
290168 | ZB12-16 | 290168 | Releu termic 16 A | 46 | cerere oferta | S | 1 | 2.5 | 1 | 0.145 | KG | 88X45X67 | 4015082901684 |  | 712 | ICD | 1
278437 | ZB12-2,4 | 278437 | Releu termic 2,4 A | 46 | cerere oferta | S | 1 | 2.5 | 1 | 0.142 | KG | 88X45X67 | 4015082784379 |  | 712 | ICD | 1
278438 | ZB12-4 | 278438 | Releu termic 4 A | 46 | cerere oferta | S | 1 | 2.5 | 1 | 0.142 | KG | 88X45X67 | 4015082784386 |  | 712 | ICD | 1
278439 | ZB12-6 | 278439 | Releu termic 6 A | 46 | cerere oferta | S | 1 | 2.5 | 1 | 0.142 | KG | 88X45X67 | 4015082784393 |  | 712 | ICD | 1
278464 | ZB150-100 | 278464 | Releu termic 100 A | 46 | cerere oferta | N | 1 | 6.8 | 1 | 1.219 | KG | 134X118X135 | 4015082784645 |  | 712 | ICD | 1
278470 | ZB150-100/KK | 278470 | Releu termic 100 A | 46 | cerere oferta | N | 1 | 6.8 | 1 | 1.463 | KG | 134X118X121 | 4015082784706 |  | 712 | ICD | 1
278465 | ZB150-125 | 278465 | Releu termic 125 A | 46 | cerere oferta | N | 1 | 6.8 | 1 | 1.241 | KG | 134X118X135 | 4015082784652 |  | 712 | ICD | 1
278471 | ZB150-125/KK | 278471 | Releu termic 125 A | 46 | cerere oferta | N | 1 | 6.8 | 1 | 1.475 | KG | 134X118X121 | 4015082784713 |  | 712 | ICD | 1
278466 | ZB150-150 | 278466 | Releu termic 150 A | 46 | cerere oferta | N | 1 | 6.8 | 1 | 1.214 | KG | 134X118X135 | 4015082784669 |  | 712 | ICD | 1
278472 | ZB150-150/KK | 278472 | Releu termic 150 A | 46 | cerere oferta | N | 1 | 6.8 | 1 | 1.44 | KG | 134X118X121 | 4015082784720 |  | 712 | ICD | 1
107316 | ZB150-175 | 107316 | Releu termic 175 A | 46 | cerere oferta | N | 1 | 6.8 | 1 | 1.21 | KG | 134X118X135 | 4015081070794 |  | 712 | ICD | 1
107317 | ZB150-175/KK | 107317 | Releu termic 175 A | 46 | cerere oferta | N | 1 | 6.8 | 1 | 1.467 | KG | 134X118X121 | 4015081070800 |  | 712 | ICD | 1
278461 | ZB150-35 | 278461 | Releu termic 35 A | 46 | cerere oferta | N | 1 | 6.8 | 1 | 1.211 | KG | 134X118X135 | 4015082784614 |  | 712 | ICD | 1
278462 | ZB150-50 | 278462 | Releu termic 50 A | 46 | cerere oferta | N | 1 | 6.8 | 1 | 1.193 | KG | 134X118X135 | 4015082784621 |  | 712 | ICD | 1
278468 | ZB150-50/KK | 278468 | Releu termic 50 A | 46 | cerere oferta | N | 1 | 6.8 | 1 | 1.394 | KG | 134X118X121 | 4015082784683 |  | 712 | ICD | 1
278463 | ZB150-70 | 278463 | Releu termic 70 A | 46 | cerere oferta | N | 1 | 6.8 | 1 | 1.208 | KG | 134X118X135 | 4015082784638 |  | 712 | ICD | 1
278469 | ZB150-70/KK | 278469 | Releu termic 70 A | 46 | cerere oferta | N | 1 | 6.8 | 1 | 1.447 | KG | 134X118X121 | 4015082784690 |  | 712 | ICD | 1
82667 | ZB2-100-AZ1 | 82667 | AS-I-ACC. EM2 | 3 | cerere oferta | N | 1 | 0 | 1 | 0.017 | KG | 20X50X30 5 | 4015080826675 |  | 698 | ICD | 1
278442 | ZB32-0,16 | 278442 | Releu termic 0,16 A | 46 | cerere oferta | S | 1 | 2.5 | 1 | 0.141 | KG | 96X45X67 | 4015082784423 |  | 712 | ICD | 1
278443 | ZB32-0,24 | 278443 | Releu termic 0,24 A | 46 | cerere oferta | S | 1 | 2.5 | 1 | 0.143 | KG | 96X45X67 | 4015082784430 |  | 712 | ICD | 1
278444 | ZB32-0,4 | 278444 | Releu termic 0,4 A | 46 | cerere oferta | S | 1 | 2.5 | 1 | 0.141 | KG | 96X45X67 | 4015082784447 |  | 712 | ICD | 1
278445 | ZB32-0,6 | 278445 | Releu termic 0,6 A | 46 | cerere oferta | S | 1 | 2.5 | 1 | 0.142 | KG | 96X45X67 | 4015082784454 |  | 712 | ICD | 1
278446 | ZB32-1 | 278446 | Releu termic 1 A | 46 | cerere oferta | S | 1 | 2.5 | 1 | 0.142 | KG | 96X45X67 | 4015082784461 |  | 712 | ICD | 1
278447 | ZB32-1,6 | 278447 | Releu termic 1,6 A | 46 | cerere oferta | S | 1 | 2.5 | 1 | 0.142 | KG | 96X45X67 | 4015082784478 |  | 712 | ICD | 1
278451 | ZB32-10 | 278451 | Releu termic 10 A | 46 | cerere oferta | S | 1 | 2.5 | 1 | 0.145 | KG | 96X45X67 | 4015082784515 |  | 712 | ICD | 1
278452 | ZB32-16 | 278452 | Releu termic 16 A | 46 | cerere oferta | S | 1 | 2.5 | 1 | 0.146 | KG | 96X45X67 | 4015082784522 |  | 712 | ICD | 1
278448 | ZB32-2,4 | 278448 | Releu termic 2,4 A | 46 | cerere oferta | S | 1 | 2.5 | 1 | 0.142 | KG | 96X45X67 | 4015082784485 |  | 712 | ICD | 1
278453 | ZB32-24 | 278453 | Releu termic 24 A | 46 | cerere oferta | S | 1 | 2.5 | 1 | 0.145 | KG | 96X45X67 | 4015082784539 |  | 712 | ICD | 1
278454 | ZB32-32 | 278454 | Releu termic 32 A | 46 | cerere oferta | S | 1 | 2.5 | 1 | 0.141 | KG | 96X45X67 | 4015082784546 |  | 712 | ICD | 1
112474 | ZB32-38 | 112474 | Motor protecion relay 32 - 38A | 46 | cerere oferta | N | 1 | 2.5 | 1 | 0.192 | KG | 96X45X98 | 4015081120284 |  | 712 | ICD | 1
278449 | ZB32-4 | 278449 | Releu termic 4 A | 46 | cerere oferta | S | 1 | 2.5 | 1 | 0.145 | KG | 96X45X67 | 4015082784492 |  | 712 | ICD | 1
278450 | ZB32-6 | 278450 | Releu termic 6 A | 46 | cerere oferta | S | 1 | 2.5 | 1 | 0.144 | KG | 96X45X67 | 4015082784508 |  | 712 | ICD | 1
278473 | ZB32-XEZ | 278473 | Soclu releu termic | 46 | cerere oferta | S | 5 | 2.5 | 1 | 0.067 | KG | 94X45X85 | 4015082784737 |  | 712 | ICD | 1
61360 | ZB4-101-GF1 | 61360 | Fixing bracket | 3 | cerere oferta | N | 9 | 0 | 1 | 0.005 | KG | 5X12X30 | 4015080613602 |  | 204 | IAB | 1
81038 | ZB4-102-KS1 | 81038 | ACC.PS4 | 3 | cerere oferta | N | 1 | 0 | 1 | 0.033 | KG | 15X90X80 | 4015080810384 |  | 202 | IAB | 1
206982 | ZB4-209-DS2 | 206982 | PROFIBUS DP data connector | 3 | cerere oferta | N | 1 | 0 | 1 | 0.038 | KG | 65X40X15 | 4015082069827 |  | 202 | IAB | 1
139818 | ZB4-237-KB1 | 139818 | MV4-PS4 - Connection cable SUCOM A | 8 | cerere oferta | N | 1 | 0 | 1 | 0.075 | KG | 2000X10X10 | 7640130091221 |  | 201 | IAB | 1
49822 | ZB4-600-BT1 | 49822 | ACC.PS4 | 3 | cerere oferta | N | 1 | 0 | 1 | 0.019 | KG | 22X31X15 | 4015080498223 |  | 202 | IAB | 1
278455 | ZB65-10 | 278455 | Releu termic 10 A | 46 | cerere oferta | S | 1 | 3.5 | 1 | 0.22 | KG | 88X60X75 | 4015082784553 |  | 712 | ICD | 1
278456 | ZB65-16 | 278456 | Releu termic 16 A | 46 | cerere oferta | S | 1 | 3.5 | 1 | 0.22 | KG | 88X60X75 | 4015082784560 |  | 712 | ICD | 1
278457 | ZB65-24 | 278457 | Releu termic 24 A | 46 | cerere oferta | S | 1 | 3.5 | 1 | 0.22 | KG | 88X60X75 | 4015082784577 |  | 712 | ICD | 1
278458 | ZB65-40 | 278458 | Releu termic 40 A | 46 | cerere oferta | S | 1 | 3.5 | 1 | 0.22 | KG | 88X60X75 | 4015082784584 |  | 712 | ICD | 1
278459 | ZB65-57 | 278459 | Releu termic 57 A | 46 | cerere oferta | S | 1 | 3.5 | 1 | 0.23 | KG | 88X60X75 | 4015082784591 |  | 712 | ICD | 1
278460 | ZB65-65 | 278460 | Releu termic 65 A | 46 | cerere oferta | S | 1 | 3.5 | 1 | 0.23 | KG | 88X60X75 | 4015082784607 |  | 712 | ICD | 1
108792 | ZB65-75 | 108792 | Releu termic 75 A | 46 | cerere oferta | S | 1 | 3.5 | 1 | 0.23 | KG | 88X60X75 | 4015081084128 |  | 712 | ICD | 1
278474 | ZB65-XEZ | 278474 | Soclu releu termic | 46 | cerere oferta | S | 2 | 3.5 | 1 | 0.137 | KG | 119X60X92 | 4015082784744 |  | 712 | ICD | 1
248445 | Z-BHASA/230 | 248445 | Declansator deschidere | 82 | cerere oferta | S | 8 | 1.5 | 1 | 0.157 | KG | 90X27X75 | 4015082484453 |  | 663 | PDC | 1
279261 | ZBR | 279261 | Placi contoare 370 x 210 mm | 85 | cerere oferta | N | 1 | 0 | 1 | 0.39 | KG | 370X210X20 | 4015082792619 |  | 271 | PDC | 1
140240 | ZBW-6 | 140240 | Fitting tool | 6 | cerere oferta | N | 1 | 0 | 1 | 0.026 | KG | 215X135X50 | 7640130123250 |  | 203 | IAB | 1
288911 | Z-D01/PE-6 | 288911 | cartridge ring adapter | 82 | cerere oferta | S | 12 | 0.7 | 288 | 1 | G | 12X12X10,5 | 4015082889111 |  | 667 | PDC | 1
288937 | Z-D01/SE-10 | 288937 | fuse-links | 82 | cerere oferta | S | 12 | 0.7 | 288 | 6.3 | G | 11X11X36 | 4015082889371 |  | 667 | PDC | 1
288939 | Z-D01/SE-16 | 288939 | fuse-links | 82 | cerere oferta | S | 12 | 0.7 | 288 | 7 | G | 11X11X36 | 4015082889395 |  | 667 | PDC | 1
288934 | Z-D01/SE-2 | 288934 | fuse-links | 82 | cerere oferta | S | 12 | 0.7 | 288 | 6 | G | 11X11X36 | 4015082889340 |  | 667 | PDC | 1
288936 | Z-D01/SE-6 | 288936 | fuse-links | 82 | cerere oferta | S | 12 | 0.7 | 288 | 6 | G | 11X11X36 | 4015082889364 |  | 667 | PDC | 1
100650 | Z-D01/SK | 100650 | screw cap | 82 | cerere oferta | S | 20 | 1.5 | 500 | 0.018 | KG | 25X25X31 | 4015081005512 |  | 667 | PDC | 1
100663 | Z-D02/R/3-36 | 100663 | Fuse base | 82 | cerere oferta | S | 10 | 2 | 20 | 0.184 | KG | 201X36X57 | 4015081005642 |  | 279 | PDC | 1
288940 | Z-D02/SE-20 | 288940 | Z-DO2 | 82 | cerere oferta | S | 12 | 1 | 144 | 0.012 | KG | 16X16X36 | 4015082889401 |  | 667 | PDC | 1
288941 | Z-D02/SE-25 | 288941 | Z-DO2 | 82 | cerere oferta | S | 12 | 1 | 144 | 0.012 | KG | 16X16X36 | 4015082889418 |  | 667 | PDC | 1
288943 | Z-D02/SE-35 | 288943 | fuse-links | 82 | cerere oferta | S | 12 | 1 | 144 | 0.013 | KG | 16X16X36 | 4015082889432 |  | 667 | PDC | 1
288944 | Z-D02/SE-40 | 288944 | fuse-links | 82 | cerere oferta | S | 12 | 1 | 144 | 0.013 | KG | 16X16X36 | 4015082889449 |  | 667 | PDC | 1
288945 | Z-D02/SE-50 | 288945 | fuse-links | 82 | cerere oferta | S | 12 | 1 | 144 | 0.014 | KG | 16X16X36 | 4015082889456 |  | 667 | PDC | 1
288946 | Z-D02/SE-63 | 288946 | fuse-links | 82 | cerere oferta | S | 12 | 1 | 144 | 0.014 | KG | 16X16X36 | 4015082889463 |  | 667 | PDC | 1
263149 | Z-D02/SIKA-HF | 263149 | Z-DO2 | 82 | cerere oferta | S | 50 | 1 | 3000 | 0.001 | KG | 13X17X13 | 4015082631499 |  | 667 | PDC | 1
100651 | Z-D02/SK | 100651 | screw cap | 82 | cerere oferta | S | 20 | 1.5 | 500 | 0.018 | KG | 25X25X31 | 4015081005529 |  | 667 | PDC | 1
263151 | Z-D02-D01/PE-10 | 263151 | Cartridge ring adapter | 82 | cerere oferta | S | 12 | 1 | 288 | 1 | G | 16X16X10 | 4015082631512 |  | 667 | PDC | 1
263152 | Z-D02-D01/PE-16 | 263152 | Z-DO2 | 82 | cerere oferta | S | 12 | 1 | 288 | 1 | G | 16X16X10 | 4015082631529 |  | 667 | PDC | 1
263112 | Z-D02-D01/PE-2 | 263112 | Cartridge ring adapter | 82 | cerere oferta | S | 12 | 1 | 288 | 1 | G | 16X16X10 | 4015082631123 |  | 667 | PDC | 1
263113 | Z-D02-D01/PE-4 | 263113 | Cartridge ring adapter | 82 | cerere oferta | S | 12 | 1 | 288 | 1 | G | 16X16X10 | 4015082631130 |  | 667 | PDC | 1
263150 | Z-D02-D01/PE-6 | 263150 | Cartridge ring adapter | 82 | cerere oferta | S | 12 | 1 | 288 | 1 | G | 16X16X10 | 4015082631505 |  | 667 | PDC | 1
100662 | Z-D02-S-AB-SET | 100662 | Cover-set | 82 | cerere oferta | S | 10 | 2 | 90 | 0.045 | KG | 201X36X20 | 4015081005635 |  | 667 | PDC | 1
248267 | Z-D63 | 248267 | Piesa legatura | 82 | cerere oferta | S | 12 | 4 | 120 | 0.073 | KG | 80X72X66 | 4015082482671 |  | 664 | PDC | 1
248269 | Z-D80 | 248269 | Piesa legatura | 82 | cerere oferta | S | 12 | 1 | 120 | 0.127 | KG | 80X18X66 | 4015082482695 |  | 664 | PDC | 1
112146 | Z-DIII/PS-50A | 112146 | Screw-in gauge ring | 82 | cerere oferta | S | 25 | 1.8 | 850 | 0.022 | KG | 17X30X30 | 4015081117048 |  | 667 | PDC | 1
284925 | Z-DLD/2/230 | 284925 | Twin Lamp LED | 82 | cerere oferta | S | 2 | 1 | 120 | 0.065 | KG | 90X18X73 | 4015082849252 |  | 664 | PDC | 1
108898 | Z-DLD/WH230 | 108898 | Double lamp LED | 82 | cerere oferta | S | 2 | 1 | 120 | 0.06 | KG | 90X18X73 | 4015081085163 |  | 664 | PDC | 1
248868 | Z-DSA1-01 | 248868 | Comutator rotativ modular | 82 | cerere oferta | S | 1 | 3 | 40 | 0.12 | KG | 65X52X78,5 | 4015082488680 |  | 664 | PDC | 1
248872 | Z-DSA2-01 | 248872 | Comutator rotativ modular | 82 | cerere oferta | S | 1 | 3 | 40 | 0.12 | KG | 65X52X78,5 | 4015082488727 |  | 664 | PDC | 1
248949 | Z-DST | 248949 | Distantier | 82 | cerere oferta | S | 10 | 3.5 | 1 | 0.031 | KG | 80X60X8,5 | 4015082489496 |  | 664 | PDC | 1
248869 | Z-DSU1-102 | 248869 | Comutator rotativ modular | 82 | cerere oferta | S | 1 | 3 | 40 | 0.12 | KG | 65X52X78,5 | 4015082488697 |  | 664 | PDC | 1
248870 | Z-DSU1-H0A | 248870 | Comutator rotativ modular | 82 | cerere oferta | S | 1 | 3 | 40 | 0.12 | KG | 65X52X78,5 | 4015082488703 |  | 664 | PDC | 1
248875 | Z-DSU2-102 | 248875 | Comutator rotativ modular | 82 | cerere oferta | S | 1 | 3 | 40 | 0.12 | KG | 65X52X78,5 | 4015082488758 |  | 664 | PDC | 1
248874 | Z-DSU2-12 | 248874 | Comutator rotativ modular | 82 | cerere oferta | S | 1 | 3 | 40 | 0.12 | KG | 65X52X78,5 | 4015082488741 |  | 664 | PDC | 1
248876 | Z-DSU2-H0A | 248876 | Comutator rotativ modular | 82 | cerere oferta | S | 1 | 3 | 40 | 0.12 | KG | 65X52X78,5 | 4015082488765 |  | 664 | PDC | 1
248877 | Z-DSU3-102 | 248877 | Comutator rotativ modular | 82 | cerere oferta | S | 1 | 3 | 40 | 0.12 | KG | 65X52X78,5 | 4015082488772 |  | 664 | PDC | 1
248879 | Z-DSV-LL | 248879 | Comutator voltmetric modular | 82 | cerere oferta | S | 1 | 3 | 40 | 0.12 | KG | 65X52X78,5 | 4015082488796 |  | 664 | PDC | 1
248880 | Z-DSV-LLLN | 248880 | Comutator voltmetric modular | 82 | cerere oferta | S | 1 | 3 | 40 | 0.12 | KG | 65X52X78,5 | 4015082488802 |  | 664 | PDC | 1
248878 | Z-DSV-LN | 248878 | Comutator voltmetric modular | 82 | cerere oferta | S | 1 | 3 | 40 | 0.12 | KG | 65X52X78,5 | 4015082488789 |  | 664 | PDC | 1
14263 | ZE-0,16 | 14263 | Releu termic 0,16 A | 46 | cerere oferta | N | 1 | 2.5 | 1 | 0.073 | KG | 52X45X65 | 4015080142638 |  | 712 | ICD | 1
14285 | ZE-0,24 | 14285 | Releu termic 0,24 A | 46 | cerere oferta | N | 1 | 2.5 | 1 | 0.075 | KG | 52X45X65 | 4015080142850 |  | 712 | ICD | 1
14300 | ZE-0,4 | 14300 | Releu termic 0,4 A | 46 | cerere oferta | N | 1 | 2.5 | 1 | 0.075 | KG | 52X45X65 | 4015080143000 |  | 712 | ICD | 1
14333 | ZE-0,6 | 14333 | Releu termic 0,6 A | 46 | cerere oferta | N | 1 | 2.5 | 1 | 0.075 | KG | 52X45X65 | 4015080143338 |  | 712 | ICD | 1
14376 | ZE-1,0 | 14376 | Releu termic 1 A | 46 | cerere oferta | N | 1 | 2.5 | 1 | 0.075 | KG | 52X45X65 | 4015080143765 |  | 712 | ICD | 1
14432 | ZE-1,6 | 14432 | Releu termic 1,6 A | 46 | cerere oferta | N | 1 | 2.5 | 1 | 0.075 | KG | 52X45X65 | 4015080144328 |  | 712 | ICD | 1
14752 | ZE-12 | 14752 | Releu termic 12 A | 46 | cerere oferta | N | 1 | 2.5 | 1 | 0.078 | KG | 52X45X65 | 4015080147527 |  | 712 | ICD | 1
14479 | ZE-2,4 | 14479 | Releu termic 2,4 A | 46 | cerere oferta | N | 1 | 2.5 | 1 | 0.075 | KG | 52X45X65 | 4015080144793 |  | 712 | ICD | 1
14518 | ZE-4 | 14518 | Releu termic 4 A | 46 | cerere oferta | N | 1 | 2.5 | 1 | 0.077 | KG | 52X45X65 | 4015080145189 |  | 712 | ICD | 1
14565 | ZE-6 | 14565 | Releu termic 6 A | 46 | cerere oferta | N | 1 | 2.5 | 1 | 0.087 | KG | 52X45X65 | 4015080145653 |  | 712 | ICD | 1
14708 | ZE-9 | 14708 | Releu termic 9 A | 46 | cerere oferta | N | 1 | 2.5 | 1 | 0.08 | KG | 52X45X65 | 4015080147084 |  | 712 | ICD | 1
136480 | ZEB12-1,65 | 136480 | el. overl.relay 0,33-1,65A | 46 | cerere oferta | N | 1 | 2.5 | 1 | 0.235 | KG | 108X45X110 | 4015081332601 |  | 712 | ICD | 1
136483 | ZEB12-1,65-GF | 136483 | el. overl.relay 0,33-1,65A w/ground faul | 46 | cerere oferta | N | 1 | 2.5 | 1 | 0.235 | KG | 108X45X110 | 4015081332632 |  | 712 | ICD | 1
136482 | ZEB12-20 | 136482 | el. overl.relay 4-20A | 46 | cerere oferta | N | 1 | 2.5 | 1 | 0.29 | KG | 108X45X110 | 4015081332625 |  | 712 | ICD | 1
136485 | ZEB12-20-GF | 136485 | el. overl.relay 4-20A w/ground fault | 46 | cerere oferta | N | 1 | 2.5 | 1 | 0.29 | KG | 108X45X110 | 4015081332656 |  | 712 | ICD | 1
136481 | ZEB12-5 | 136481 | el. overl.relay 1-5A | 46 | cerere oferta | N | 1 | 2.5 | 1 | 0.245 | KG | 108X45X110 | 4015081332618 |  | 712 | ICD | 1
136484 | ZEB12-5-GF | 136484 | el. overl.relay 1-5A w/ground fault | 46 | cerere oferta | N | 1 | 2.5 | 1 | 0.245 | KG | 108X45X110 | 4015081332649 |  | 712 | ICD | 1
136506 | ZEB150-100 | 136506 | el. overl.relay 20-100A | 46 | cerere oferta | N | 1 | 3.2 | 1 | 0.74 | KG | 140 5X56X120 | 4015081332861 |  | 712 | ICD | 1
136508 | ZEB150-100/KK | 136508 | el. overl.relay 20-100A stand alone | 46 | cerere oferta | N | 1 | 3.2 | 1 | 0.84 | KG | 140 5X56X120 | 4015081332885 |  | 712 | ICD | 1
136507 | ZEB150-100-GF | 136507 | el. overl.relay 20-100A w/ground fault | 46 | cerere oferta | N | 1 | 3.2 | 1 | 0.74 | KG | 140 5X56X120 | 4015081332878 |  | 712 | ICD | 1
136509 | ZEB150-100-GF/KK | 136509 | el. overl.relay 20-100A st. alone w/GF | 46 | cerere oferta | N | 1 | 3.2 | 1 | 0.84 | KG | 140 5X56X120 | 4015081332892 |  | 712 | ICD | 1
136486 | ZEB32-1,65 | 136486 | el. overl.relay 0,33-1,65A | 46 | cerere oferta | N | 1 | 2.5 | 1 | 0.24 | KG | 108X45X110 | 4015081332663 |  | 712 | ICD | 1
136494 | ZEB32-1,65/KK | 136494 | el. overl.relay 0,33-1,65A stand alone | 46 | cerere oferta | N | 1 | 2.5 | 1 | 0.33 | KG | 108X45X110 | 4015081332748 |  | 712 | ICD | 1
136490 | ZEB32-1,65-GF | 136490 | el. overl.relay 0,33-1,65A w/ground faul | 46 | cerere oferta | N | 1 | 2.5 | 1 | 0.24 | KG | 108X45X110 | 4015081332700 |  | 712 | ICD | 1
136498 | ZEB32-1,65-GF/KK | 136498 | el. overl.relay 0,33-1,65A st. alone w/G | 46 | cerere oferta | N | 1 | 2.5 | 1 | 0.33 | KG | 108X45X110 | 4015081332786 |  | 712 | ICD | 1
136488 | ZEB32-20 | 136488 | el. overl.relay 4-20A | 46 | cerere oferta | N | 1 | 2.5 | 1 | 0.294 | KG | 108X45X110 | 4015081332687 |  | 712 | ICD | 1
136496 | ZEB32-20/KK | 136496 | el. overl.relay 4-20A stand alone | 46 | cerere oferta | N | 1 | 2.5 | 1 | 0.393 | KG | 108X45X110 | 4015081332762 |  | 712 | ICD | 1
136492 | ZEB32-20-GF | 136492 | el. overl.relay 4-20A w/ground fault | 46 | cerere oferta | N | 1 | 2.5 | 1 | 0.271 | KG | 108X45X110 | 4015081332724 |  | 712 | ICD | 1
136500 | ZEB32-20-GF/KK | 136500 | el. overl.relay 4-20A stand alone w/GF | 46 | cerere oferta | N | 1 | 2.5 | 1 | 0.358 | KG | 108X45X110 | 4015081332809 |  | 712 | ICD | 1
136489 | ZEB32-45 | 136489 | el. overl.relay 9-45A | 46 | cerere oferta | N | 1 | 2.5 | 1 | 0.28 | KG | 108X45X110 | 4015081332694 |  | 712 | ICD | 1
136497 | ZEB32-45/KK | 136497 | el. overl.relay 9-45A stand alone | 46 | cerere oferta | N | 1 | 2.5 | 1 | 0.39 | KG | 108X45X110 | 4015081332779 |  | 712 | ICD | 1
136493 | ZEB32-45-GF | 136493 | el. overl.relay 9-45A w/ground fault | 46 | cerere oferta | N | 1 | 2.5 | 1 | 0.27 | KG | 108X45X110 | 4015081332731 |  | 712 | ICD | 1
136501 | ZEB32-45-GF/KK | 136501 | el. overl.relay 9-45A stand alone w/GF | 46 | cerere oferta | N | 1 | 2.5 | 1 | 0.359 | KG | 108X45X110 | 4015081332816 |  | 712 | ICD | 1
136487 | ZEB32-5 | 136487 | el. overl.relay 1-5A | 46 | cerere oferta | N | 1 | 2.5 | 1 | 0.245 | KG | 108X45X110 | 4015081332670 |  | 712 | ICD | 1
136495 | ZEB32-5/KK | 136495 | el. overl.relay 1-5A stand alone | 46 | cerere oferta | N | 1 | 2.5 | 1 | 0.35 | KG | 108X45X110 | 4015081332755 |  | 712 | ICD | 1
136491 | ZEB32-5-GF | 136491 | el. overl.relay 1-5A w/ground fault | 46 | cerere oferta | N | 1 | 2.5 | 1 | 0.245 | KG | 108X45X110 | 4015081332717 |  | 712 | ICD | 1
136499 | ZEB32-5-GF/KK | 136499 | el. overl.relay 1-5A stand alone w/GF | 46 | cerere oferta | N | 1 | 2.5 | 1 | 0.345 | KG | 108X45X110 | 4015081332793 |  | 712 | ICD | 1
136504 | ZEB65-100 | 136504 | el. overl.relay 20-100A | 46 | cerere oferta | N | 1 | 3.2 | 1 | 0.648 | KG | 136 3X56X116 | 4015081332847 |  | 712 | ICD | 1
136505 | ZEB65-100-GF | 136505 | el. overl.relay 20-100A w/ground fault | 46 | cerere oferta | N | 1 | 3.2 | 1 | 0.605 | KG | 136 3X56X116 | 4015081332854 |  | 712 | ICD | 1
136502 | ZEB65-45 | 136502 | el. overl.relay 9-45A | 46 | cerere oferta | N | 1 | 2.5 | 1 | 0.267 | KG | 108X45X110 | 4015081332823 |  | 712 | ICD | 1
136503 | ZEB65-45-GF | 136503 | el. overl.relay 9-45A w/ground fault | 46 | cerere oferta | N | 1 | 2.5 | 1 | 0.295 | KG | 108X45X110 | 4015081332830 |  | 712 | ICD | 1
136515 | ZEB-XRB | 136515 | Reset bar el. overload relay | 46 | cerere oferta | N | 1 | 2.5 | 1 | 0.014 | KG | 25X45X12 | 4015081332953 |  | 712 | ICD | 1
136514 | ZEB-XSC | 136514 | Cover el. overload relay | 46 | cerere oferta | N | 1 | 1.2 | 1 | 0.008 | KG | 20X20X4 | 4015081332946 |  | 712 | ICD | 1
264935 | Z-EK/25 | 264935 | Extension terminal | 82 | cerere oferta | S | 10 | 0.8 | 600 | 0.013 | KG | 50X14X17 | 4015082649357 |  | 661 | PDC | 1
269525 | Z-EK/25/K | 269525 | borna extensie 25mm2 dreapta si scurta | 82 | cerere oferta | N | 10 | 0.8 | 600 | 0.012 | KG | 33X14X17 | 4015082695255 |  | 661 | PDC | 1
264936 | Z-EK/25/Q | 264936 | Extension terminal | 82 | cerere oferta | N | 10 | 1 | 600 | 0.012 | KG | 28X17X17 | 4015082649364 |  | 661 | PDC | 1
264937 | Z-EK/25/QL | 264937 | borna extensie 25mm2 90 0 lunga | 82 | cerere oferta | N | 10 | 1 | 600 | 0.013 | KG | 45X17X17 | 4015082649371 |  | 661 | PDC | 1
104901 | Z-EK/35/UL | 104901 | extensie bareta 35 mm | 82 | cerere oferta | N | 3 | 1 | 180 | 0.033 | KG | 67,000X16,200X29,000 | 4015081047116 |  | 661 | PDC | 1
264934 | Z-EK/50 | 264934 | Extension terminal | 82 | cerere oferta | S | 3 | 1 | 180 | 0.032 | KG | 27X16X54 | 4015082649340 |  | 661 | PDC | 1
264933 | Z-EK/95 | 264933 | Extension terminal | 82 | cerere oferta | S | 3 | 1.2 | 90 | 0.088 | KG | 29X21X76,2 | 4015082649333 |  | 661 | PDC | 1
103131 | Z-EL/BL230 | 103131 | Single LED | 82 | cerere oferta | S | 2 | 1 | 120 | 0.055 | KG | 90X18X73 | 4015081029907 |  | 664 | PDC | 1
284922 | Z-EL/G230 | 284922 | Single LED | 82 | cerere oferta | S | 2 | 1 | 120 | 0.055 | KG | 90X18X73 | 4015082849221 |  | 664 | PDC | 1
275865 | Z-EL/OR230 | 275865 | Single LED | 82 | cerere oferta | S | 2 | 1 | 120 | 0.055 | KG | 90X18X73 | 4015082758653 |  | 664 | PDC | 1
275444 | Z-EL/OR24 | 275444 | Single LED | 82 | cerere oferta | S | 2 | 1 | 120 | 0.055 | KG | 90X18X73 | 4015082754440 |  | 664 | PDC | 1
284921 | Z-EL/R230 | 284921 | Single LED | 82 | cerere oferta | S | 2 | 1 | 120 | 0.055 | KG | 90X18X73 | 4015082849214 |  | 664 | PDC | 1
107494 | Z-EL/WH230 | 107494 | Single LED | 82 | cerere oferta | S | 2 | 1 | 120 | 0.055 | KG | 90X18X73 | 4015081072293 |  | 664 | PDC | 1
ZEL3ICEL | zeta III 3Hr | ZEL3ICEL | Aparat de Iluminat de Siguranta LED Aplicabilitate iluminat ambiental & indicator de securitate Montaj aplicat pe perete Carcasa ABS & dispersor suprainaltat din policarbonat, IP65, Dimensiuni (mm): 209x117x65 mm; Sursa LED, 130 Lm, 4W Alimentare 230V AC Functionare permanenta/nepermanenta Baterie NiCd, Autonomie 180 min, Pictograme directionare optional Produs de Cooper Lighting UK | 732 | cerere oferta | N | 1 | 0 | 1 | 2.11 | Kg | 210X120X65 | 5018987089975 |  | EML | Safety | 1
ZEL3ICELDB | Zetalite 3 3Hr Double side exit | ZEL3ICELDB | Aparat de Iluminat de Siguranta LED Aplicabilitate indicator de securitate cu doua fete Montaj aparent pe tavan Carcasa ABS & dispersor din policarbonat, IP65, Dimensiuni (mm): 209x117x172 mm; Sursa LED, 130 Lm, 4W Alimentare 230V AC Functionare permanenta/nepermanenta Baterie NiCd, Autonomie 180 min, Pictograme directionare optional Produs de Cooper Lighting UK | 732 | cerere oferta | N | 1 | 0 | 1 | 0,1 | Kg | 001x001x001 |  |  | EML | Safety | 1
ZELLEGDB-ISO | Zetalite 3 Double sided ISO pictogram | ZELLEGDB-ISO | Accesoriu Zeta III LED Set universal pictograme indicare evacuare ISO7010, 20M, dubla fata Produs de Cooper Lighting UK | 732 | cerere oferta | N | 1 | 0 | 1 | 0,1 | Kg | 001x001x001 |  |  | EML | Safety | 1
248293 | Z-FAM | 248293 | Modul declansare intrerupator diferentia | 82 | cerere oferta | S | 4 | 0.5 | 120 | 0.05 | KG | 80X9X66 | 4015082482930 |  | 663 | PDC | 1
22297 | ZFS60-P3 | 22297 | Acc. Cam Switches (UK) | 54 | cerere oferta | S | 25 | 0 | 1 | 0.004 | KG | 88X27X3 | 4015080222972 |  | 291 | ICD | 1
19924 | ZFS60-T0 | 19924 | Acc. Cam Switches (UK) | 55 | cerere oferta | S | 25 | 0 | 1 | 0.001 | KG | 48X17X3 | 4015080199243 |  | 292 | ICD | 1
65739 | ZFS61/62-P3 | 65739 | Acc. Cam Switches (UK) | 54 | cerere oferta | S | 25 | 0 | 1 | 0.004 | KG | 88X27X3 | 4015080657392 |  | 291 | ICD | 1
30170 | ZFS61/62-T0 | 30170 | Acc. Cam Switches (UK) | 55 | cerere oferta | S | 25 | 0 | 1 | 0.001 | KG | 48X17X3 | 4015080301707 |  | 292 | ICD | 1
205551 | ZFS62-P3 | 205551 | ETICHETA | 54 | cerere oferta | S | 25 | 0 | 1 | 0.004 | KG | 88X27X3 | 4015082055516 |  | 291 | ICD | 1
205534 | ZFS62-T0 | 205534 | ETICHETA | 55 | cerere oferta | S | 25 | 0 | 1 | 0.001 | KG | 48X17X3 | 4015082055349 |  | 292 | ICD | 1
47423 | ZFS63-P3 | 47423 | Acc. Cam Switches (UK) | 54 | cerere oferta | S | 25 | 0 | 1 | 0.004 | KG | 88X27X3 | 4015080474234 |  | 291 | ICD | 1
47424 | ZFS63-T0 | 47424 | Acc. Cam Switches (UK) | 55 | cerere oferta | S | 25 | 0 | 1 | 0.001 | KG | 48X17X3 | 4015080474241 |  | 292 | ICD | 1
205552 | ZFS64-P3 | 205552 | Rotary switch accessory | 54 | cerere oferta | S | 25 | 0 | 1 | 0.004 | KG | 88X27X3 | 4015082055523 |  | 291 | ICD | 1
205535 | ZFS64-T0 | 205535 | Rotary switch accessory | 55 | cerere oferta | S | 25 | 0 | 1 | 0.001 | KG | 48X17X3 | 4015082055356 |  | 292 | ICD | 1
205553 | ZFS65-P3 | 205553 | Rotary switch accessory | 54 | cerere oferta | S | 25 | 0 | 1 | 0.004 | KG | 88X27X3 | 4015082055530 |  | 291 | ICD | 1
205536 | ZFS65-T0 | 205536 | Rotary switch accessory | 55 | cerere oferta | S | 25 | 0 | 1 | 0.001 | KG | 48X17X3 | 4015082055363 |  | 292 | ICD | 1
205554 | ZFS66-P3 | 205554 | Rotary switch accessory | 54 | cerere oferta | S | 25 | 0 | 1 | 0.004 | KG | 88X27X3 | 4015082055547 |  | 291 | ICD | 1
205537 | ZFS66-T0 | 205537 | Rotary switch accessory | 55 | cerere oferta | S | 25 | 0 | 1 | 0.001 | KG | 48X17X3 | 4015082055370 |  | 292 | ICD | 1
65753 | ZFS67-P3 | 65753 | Acc. Cam Switches (UK) | 54 | cerere oferta | S | 25 | 0 | 1 | 0.004 | KG | 88X27X3 | 4015080657538 |  | 291 | ICD | 1
65750 | ZFS67-T0 | 65750 | Acc. Cam Switches (UK) | 55 | cerere oferta | S | 25 | 0 | 1 | 0.001 | KG | 48X17X3 | 4015080657507 |  | 292 | ICD | 1
65754 | ZFS68-P3 | 65754 | Acc. Cam Switches (UK) | 54 | cerere oferta | S | 25 | 0 | 1 | 0.004 | KG | 88X27X3 | 4015080657545 |  | 291 | ICD | 1
65751 | ZFS68-T0 | 65751 | Acc. Cam Switches (UK) | 55 | cerere oferta | S | 25 | 0 | 1 | 0.001 | KG | 48X17X3 | 4015080657514 |  | 292 | ICD | 1
205555 | ZFS69-P3 | 205555 | Rotary switch accessory | 54 | cerere oferta | S | 25 | 0 | 1 | 0.004 | KG | 88X27X3 | 4015082055554 |  | 291 | ICD | 1
205538 | ZFS69-T0 | 205538 | Rotary switch accessory | 55 | cerere oferta | S | 25 | 0 | 1 | 0.001 | KG | 48X17X3 | 4015082055387 |  | 292 | ICD | 1
205556 | ZFS70-P3 | 205556 | Rotary switch accessory | 54 | cerere oferta | S | 25 | 0 | 1 | 0.004 | KG | 88X27X3 | 4015082055561 |  | 291 | ICD | 1
205539 | ZFS70-T0 | 205539 | Rotary switch accessory | 55 | cerere oferta | S | 25 | 0 | 1 | 0.001 | KG | 48X17X3 | 4015082055394 |  | 292 | ICD | 1
205557 | ZFS71-P3 | 205557 | Rotary switch accessory | 54 | cerere oferta | S | 25 | 0 | 1 | 0.004 | KG | 88X27X3 | 4015082055578 |  | 291 | ICD | 1
205540 | ZFS71-T0 | 205540 | Rotary switch accessory | 55 | cerere oferta | S | 25 | 0 | 1 | 0.001 | KG | 48X17X3 | 4015082055400 |  | 292 | ICD | 1
205558 | ZFS72-P3 | 205558 | Rotary switch accessory | 54 | cerere oferta | S | 25 | 0 | 1 | 0.004 | KG | 88X27X3 | 4015082055585 |  | 291 | ICD | 1
205541 | ZFS72-T0 | 205541 | Rotary switch accessory | 55 | cerere oferta | S | 25 | 0 | 1 | 0.001 | KG | 48X17X3 | 4015082055417 |  | 292 | ICD | 1
205559 | ZFS73-P3 | 205559 | Rotary switch accessory | 54 | cerere oferta | S | 25 | 0 | 1 | 0.004 | KG | 88X27X3 | 4015082055592 |  | 291 | ICD | 1
205542 | ZFS73-T0 | 205542 | Rotary switch accessory | 55 | cerere oferta | S | 25 | 0 | 1 | 0.001 | KG | 48X17X3 | 4015082055424 |  | 292 | ICD | 1
205560 | ZFS74-P3 | 205560 | Rotary switch accessory | 54 | cerere oferta | S | 25 | 0 | 1 | 0.004 | KG | 88X27X3 | 4015082055608 |  | 291 | ICD | 1
205543 | ZFS74-T0 | 205543 | Rotary switch accessory | 55 | cerere oferta | S | 25 | 0 | 1 | 0.001 | KG | 48X17X3 | 4015082055431 |  | 292 | ICD | 1
205561 | ZFS75-P3 | 205561 | Rotary switch accessory | 54 | cerere oferta | S | 25 | 0 | 1 | 0.004 | KG | 88X27X3 | 4015082055615 |  | 291 | ICD | 1
205544 | ZFS75-T0 | 205544 | Rotary switch accessory | 55 | cerere oferta | S | 25 | 0 | 1 | 0.001 | KG | 48X17X3 | 4015082055448 |  | 292 | ICD | 1
205562 | ZFS76-P3 | 205562 | Rotary switch accessory | 54 | cerere oferta | S | 25 | 0 | 1 | 0.004 | KG | 88X27X3 | 4015082055622 |  | 291 | ICD | 1
205545 | ZFS76-T0 | 205545 | Rotary switch accessory | 55 | cerere oferta | S | 25 | 0 | 1 | 0.001 | KG | 48X17X3 | 4015082055455 |  | 292 | ICD | 1
47422 | ZFS77-P3 | 47422 | Acc. Cam Switches (UK) | 54 | cerere oferta | S | 25 | 0 | 1 | 0.004 | KG | 88X27X3 | 4015080474227 |  | 291 | ICD | 1
65752 | ZFS77-T0 | 65752 | Acc. Cam Switches (UK) | 55 | cerere oferta | S | 25 | 0 | 1 | 0.001 | KG | 48X17X3 | 4015080657521 |  | 292 | ICD | 1
205563 | ZFS78-P3 | 205563 | Rotary switch accessory | 54 | cerere oferta | S | 25 | 0 | 1 | 0.004 | KG | 88X27X3 | 4015082055639 |  | 291 | ICD | 1
205546 | ZFS78-T0 | 205546 | Rotary switch accessory | 55 | cerere oferta | S | 25 | 0 | 1 | 0.001 | KG | 48X17X3 | 4015082055462 |  | 292 | ICD | 1
205564 | ZFS79-P3 | 205564 | Rotary switch accessory | 54 | cerere oferta | S | 25 | 0 | 1 | 0.004 | KG | 88X27X3 | 4015082055646 |  | 291 | ICD | 1
205547 | ZFS79-T0 | 205547 | Rotary switch accessory | 55 | cerere oferta | S | 25 | 0 | 1 | 0.001 | KG | 48X17X3 | 4015082055479 |  | 292 | ICD | 1
205565 | ZFS80-P3 | 205565 | Rotary switch accessory | 54 | cerere oferta | S | 25 | 0 | 1 | 0.004 | KG | 88X27X3 | 4015082055653 |  | 291 | ICD | 1
205548 | ZFS80-T0 | 205548 | Rotary switch accessory | 55 | cerere oferta | S | 25 | 0 | 1 | 0.001 | KG | 48X17X3 | 4015082055486 |  | 292 | ICD | 1
205566 | ZFS81-P3 | 205566 | Rotary switch accessory | 54 | cerere oferta | S | 25 | 0 | 1 | 0.004 | KG | 88X27X3 | 4015082055660 |  | 291 | ICD | 1
205549 | ZFS81-T0 | 205549 | Rotary switch accessory | 55 | cerere oferta | S | 25 | 0 | 1 | 0.001 | KG | 48X17X3 | 4015082055493 |  | 292 | ICD | 1
27043 | ZFSX-P3 | 27043 | Acc. Cam Switches (UK) | 54 | cerere oferta | S | 25 | 0 | 1 | 0.005 | KG | 88X27X3 | 4015080270430 |  | 291 | ICD | 1
24670 | ZFSX-T0 | 24670 | Acc. Cam Switches (UK) | 55 | cerere oferta | S | 25 | 0 | 1 | 0.001 | KG | 48X17X3 | 4015080246701 |  | 292 | ICD | 1
248297 | Z-FW/001 | 248297 | Modul testare la distanta | 82 | cerere oferta | S | 4 | 0.5 | 120 | 0.04 | KG | 80X9X66 | 4015082482978 |  | 663 | PDC | 1
248298 | Z-FW/003 | 248298 | Modul testare la distanta | 82 | cerere oferta | S | 4 | 0.5 | 120 | 0.04 | KG | 80X9X66 | 4015082482985 |  | 663 | PDC | 1
248300 | Z-FW/030 | 248300 | Modul testare la distanta | 82 | cerere oferta | S | 4 | 0.5 | 120 | 0.04 | KG | 80X9X66 | 4015082483005 |  | 663 | PDC | 1
248296 | Z-FW-LP | 248296 | Unitate de rearmare | 82 | cerere oferta | S | 1 | 4 | 20 | 0.298 | KG | 80X72X78 | 4015082482961 |  | 663 | PDC | 1
290171 | Z-FW-LP/MO | 290171 | Autom.sw.dev.+contr.mod. | 82 | cerere oferta | S | 1 | 6 | 12 | 0.375 | KG | 80X105X70 | 4015082901714 |  | 663 | PDC | 1
290172 | Z-FW-LPD/MO | 290172 | Autom.sw.dev.+contr.mod. | 82 | cerere oferta | S | 1 | 6 | 12 | 0.324 | KG | 80X105X70 | 4015082901721 |  | 663 | PDC | 1
284730 | Z-FW-MO | 284730 | Remote control module for Z-FW-LP | 82 | cerere oferta | S | 1 | 4 | 40 | 0.076 | KG | 80X72X78 | 4015082847302 |  | 663 | PDC | 1
13151 | ZG/I43E-G-150 | 13151 | METER ENCLOSURE | 94 | cerere oferta | N | 1 | 0 | 1 | 4.027 | KG | 150X375X250 | 4015080131519 |  | 277 | PDC | 1
15524 | ZG/I43E-G-200 | 15524 | METER ENCLOSURE | 94 | cerere oferta | N | 1 | 0 | 1 | 4.269 | KG | 200X375X250 | 4015080155249 |  | 277 | PDC | 1
17897 | ZG/I44E-150 | 17897 | METER ENCLOSURE | 94 | cerere oferta | N | 1 | 0 | 1 | 5.473 | KG | 150X375X375 | 4015080178972 |  | 277 | PDC | 1
20270 | ZG/I44E-200 | 20270 | METER ENCLOSURE | 94 | cerere oferta | N | 1 | 0 | 1 | 3.5 | KG | 200X375X375 | 4015080202707 |  | 277 | PDC | 1
98479 | ZG/I45E-200 | 98479 | METER ENCLOSURE | 94 | cerere oferta | N | 1 | 0 | 1 | 8.2 | KG | 225X375X500 | 4015080984795 |  | 277 | PDC | 1
90145 | ZG/I45E-200-T | 90145 | METER ENCLOSURE | 94 | cerere oferta | N | 1 | 0 | 1 | 8.2 | KG | 235X375X500 | 4015080901457 |  | 277 | PDC | 1
22643 | ZG/I48-200 | 22643 | METER ENCLOSURE | 94 | cerere oferta | N | 1 | 0 | 1 | 10.385 | KG | 200X375X500 | 4015080226437 |  | 277 | PDC | 1
274402 | Z-GSV-10/1P+N/12-O | 274402 | Busbar | 82 | cerere oferta | S | 10 | 0 | 100 | 0.083 | KG | 32,000X217,000X18,000 | 4015082744021 |  | 661 | PDC | 1
264920 | Z-GSV-10/1P+N-F/13 | 264920 | Alte produse automatizari in cladiri | 82 | cerere oferta | S | 10 | 0 | 1 | 0.005 | KG | 10,6X225X24 | 4015082649203 |  | 661 | PDC | 1
274403 | Z-GSV-10/3P+N/12-O | 274403 | Busbar | 82 | cerere oferta | S | 10 | 0 | 100 | 0.121 | KG | 32,000X217,000X23,000 | 4015082744038 |  | 661 | PDC | 1
274400 | Z-GSV-10/3P+N/12-U | 274400 | Busbar | 82 | cerere oferta | S | 10 | 0 | 100 | 0.121 | KG | 32,000X217,000X23,000 | 4015082744007 |  | 661 | PDC | 1
264921 | Z-GSV-10/3P+N-F/13 | 264921 | Alte produse automatizari in cladiri | 82 | cerere oferta | S | 10 | 0 | 1 | 0.005 | KG | 23,6X225X24 | 4015082649210 |  | 661 | PDC | 1
271067 | Z-GSV-16/1P+N | 271067 | Z | 82 | cerere oferta | S | 10 | 0 | 1 | 0.5 | KG | 28,5X1000X17 | 4015082710675 |  | 661 | PDC | 1
271068 | Z-GSV-16/3P+3N | 271068 | Busbar | 82 | cerere oferta | S | 10 | 0 | 1 | 0.79 | KG | 28,5X1000X23 | 4015082710682 |  | 661 | PDC | 1
270339 | Z-GV-10/1P-1TE | 270339 | Busbar | 82 | cerere oferta | S | 50 | 0 | 10 | 0.22 | KG | 16,8X1016X14,4 | 4015082703394 |  | 661 | PDC | 1
271060 | Z-GV-10/3P-3TE | 271060 | Busbar | 82 | cerere oferta | S | 20 | 0 | 1 | 0.447 | KG | 27X1016X14,9 | 4015082710606 |  | 661 | PDC | 1
271062 | Z-GV-16/1P+HS | 271062 | Busbar | 82 | cerere oferta | S | 10 | 0 | 10 | 0.26 | KG | 17,3X1016X14,4 | 4015082710620 |  | 661 | PDC | 1
271063 | Z-GV-16/1P+N-2TE | 271063 | Busbar | 82 | cerere oferta | S | 20 | 0 | 1 | 0.47 | KG | 30X1016X14,9 | 4015082710637 |  | 661 | PDC | 1
271075 | Z-GV-16/1P+N-2TE/16 | 271075 | Busbar | 82 | cerere oferta | S | 20 | 0 | 1 | 0.12 | KG | 30X287X14,9 | 4015082710750 |  | 661 | PDC | 1
271061 | Z-GV-16/1P-1TE | 271061 | Busbar | 82 | cerere oferta | S | 10 | 0 | 10 | 0.275 | KG | 17,3X1016X14,4 | 4015082710613 |  | 661 | PDC | 1
271074 | Z-GV-16/1P-1TE/16 | 271074 | Busbar | 82 | cerere oferta | S | 50 | 0 | 1 | 0.08 | KG | 17,3X267X14,4 | 4015082710743 |  | 661 | PDC | 1
263142 | Z-GV-16/3P+3N-6TE | 263142 | Busbar | 82 | cerere oferta | S | 15 | 0 | 1 | 0.767 | KG | 31X1018X15 | 4015082631420 |  | 661 | PDC | 1
271065 | Z-GV-16/3P+HS | 271065 | Busbar | 82 | cerere oferta | S | 20 | 0 | 1 | 0.6 | KG | 30X1016X14,9 | 4015082710651 |  | 661 | PDC | 1
271066 | Z-GV-16/3P+N-4TE | 271066 | Busbar | 82 | cerere oferta | S | 15 | 0 | 1 | 0.76 | KG | 30X1000X20,5 | 4015082710668 |  | 661 | PDC | 1
271078 | Z-GV-16/3P+N-4TE/16 | 271078 | Busbar | 82 | cerere oferta | S | 15 | 0 | 1 | 0.23 | KG | 30X287X20,5 | 4015082710781 |  | 661 | PDC | 1
271064 | Z-GV-16/3P-3TE | 271064 | Busbar | 82 | cerere oferta | S | 20 | 0 | 1 | 0.6 | KG | 30X1016X14,9 | 4015082710644 |  | 661 | PDC | 1
267511 | Z-GV-16/3P-3TE/6 | 267511 | Busbar | 82 | cerere oferta | N | 12 | 6 | 240 | 0.055 | KG | 32,5X108X14,9 | 4015082675110 |  | 661 | PDC | 1
248432 | Z-HK | 248432 | Contact auxiliar | 82 | cerere oferta | S | 4 | 0.5 | 120 | 0.04 | KG | 80X9X66 | 4015082484323 |  | 663 | PDC | 1
276290 | Z-IS/AK-1TE | 276290 | capac borna | 82 | cerere oferta | S | 10 | 0.7 | 600 | 0.145 | KG | 8X11,5X11,5 | 4015082762902 |  | 663 | PDC | 1
274418 | Z-IS/SPE-1TE | 274418 | Z-IS/SPE-1TE | 82 | cerere oferta | S | 10 | 1.5 | 600 | 0.025 | KG | 17,5X24,6X7,1 | 4015082744182 |  | 663 | PDC | 1
1892 | ZK1 | 1892 | Dulap ZK | 94 | cerere oferta | N | 5 | 0 | 1 | 0.238 | KG | 400X20X40 | 4015080018926 |  | 279 | PDC | 1
248294 | Z-KAM | 248294 | Modul declansare intrerupator diferentia | 82 | cerere oferta | S | 4 | 0.5 | 120 | 0.05 | KG | 80X9X66 | 4015082482947 |  | 663 | PDC | 1
248258 | Z-LAR32-O | 248258 | Priority relay | 82 | cerere oferta | N | 1 | 1 | 60 | 0.109 | KG | 80X18X66 | 4015082482589 |  | 664 | PDC | 1
248442 | Z-LHASA/230 | 248442 | Declansator deschidere | 82 | cerere oferta | N | 8 | 1.5 | 1 | 0.158 | KG | 90X27X75 | 4015082484422 |  | 663 | PDC | 1
248441 | Z-LHASA/24 | 248441 | Declansator deschidere | 82 | cerere oferta | N | 8 | 1.5 | 1 | 0.159 | KG | 90X27X75 | 4015082484415 |  | 663 | PDC | 1
248440 | Z-LHK | 248440 | Contact auxiliar | 82 | cerere oferta | S | 4 | 0.5 | 120 | 0.041 | KG | 90X9X75 | 4015082484408 |  | 663 | PDC | 1
850001009 | ZLSV1-10/1N-12TE | 850001009 | Bloc barete | 82 | cerere oferta | S | 1 | 0 | 1 | 32 | G | 0 001X0 001X0 001 | 9004852683962 |  | 661 | PDC | 1
850001008 | ZLSV1-10/1P-12TE | 850001008 | Bloc barete | 82 | cerere oferta | S | 1 | 0 | 1 | 32 | G | 0 001X0 001X0 001 | 9004852683955 |  | 661 | PDC | 1
850001825 | ZLSV1-10/3P-12TE. | 850001825 | Bloc barete | 82 | cerere oferta | S | 5 | 0 | 50 | 0.092 | KG | 0 001X0 001X0 001 | 9007912025894 |  | 661 | PDC | 1
264929 | Z-LTS-00/3-SV | 264929 | BARETA 3XLTS-160/00/3 | 82 | cerere oferta | S | 4 | 0 | 1 | 0.456 | KG | 61X328X22 | 4015082649296 |  | 661 | PDC | 1
286813 | Z-LTS-250-BK | 286813 | Clamp strap | 82 | cerere oferta | S | 3 | 0.9 | 180 | 0.019 | KG | 38X15X2,5 | 4015082868130 |  | 667 | PDC | 1
286815 | Z-LTS-L/160-SADD | 286815 | Double adapter | 82 | cerere oferta | S | 1 | 5.8 | 1 | 0.85 | KG | 437X100X51 | 4015082868154 |  | 279 | PDC | 1
286817 | Z-LTS-L-KA | 286817 | Terminal cover | 82 | cerere oferta | S | 2 | 0 | 40 | 0.046 | KG | 0 001X0 001X0 001 | 4015082868178 |  | 279 | PDC | 1
263127 | Z-LTS-V-KL | 263127 | BORNA IN V | 82 | cerere oferta | S | 3 | 2 | 180 | 0.078 | KG | 23X34X60 | 4015082631277 |  | 667 | PDC | 1
263131 | Z-LTS-V-KLA | 263131 | CAPAC IN V | 82 | cerere oferta | S | 3 | 2.2 | 90 | 0.01 | KG | 60X38X40 | 4015082631314 |  | 667 | PDC | 1
263129 | Z-LTS-V-LA | 263129 | CADRU IN V | 82 | cerere oferta | S | 3 | 0 | 180 | 0.061 | KG | 0 001X0 001X0 001 | 4015082631291 |  | 667 | PDC | 1
248383 | Z-MFG | 248383 | Carcasa mediu umed | 82 | cerere oferta | S | 1 | 5.3 | 1 | 0.096 | KG | 170X92X118 | 4015082483838 |  | 663 | PDC | 1
248384 | Z-MFG/NL | 248384 | Carcasa cu nul mediu umed | 82 | cerere oferta | S | 1 | 5.3 | 1 | 0.047 | KG | 170X92X118 | 4015082483845 |  | 663 | PDC | 1
248385 | Z-MFG/NOT | 248385 | Carcasa mediu umed | 82 | cerere oferta | S | 1 | 5.3 | 1 | 0.052 | KG | 170X92X136 | 4015082483852 |  | 663 | PDC | 1
101619 | Z-MG/WAK40 | 101619 | Current transf. 40/5 | 82 | cerere oferta | N | 1 | 1.5 | 1 | 0.15 | KG | 52,000X27,000X65,000 | 4015081015115 |  | 661 | PDC | 1
101620 | Z-MG/WAK50 | 101620 | Current transf. 50/5 | 82 | cerere oferta | S | 1 | 1.5 | 1 | 0.15 | KG | 52,000X27,000X65,000 | 4015081015122 |  | 661 | PDC | 1
101621 | Z-MG/WAK60 | 101621 | Current transf. 60/5 | 82 | cerere oferta | S | 1 | 1.5 | 1 | 0.15 | KG | 52,000X27,000X65,000 | 4015081015139 |  | 661 | PDC | 1
101622 | Z-MG/WAK80 | 101622 | Current transf. 80/5 | 82 | cerere oferta | S | 1 | 1.5 | 1 | 0.15 | KG | 52,000X27,000X65,000 | 4015081015146 |  | 661 | PDC | 1
101623 | Z-MG/WAS100 | 101623 | Current transf. 100/5 | 82 | cerere oferta | S | 1 | 1.5 | 1 | 0.1 | KG | 52,000X27,000X65,000 | 4015081015153 |  | 661 | PDC | 1
101625 | Z-MG/WAS150 | 101625 | Current transf. 150/5 | 82 | cerere oferta | S | 1 | 1.5 | 1 | 0.13 | KG | 52,000X27,000X65,000 | 4015081015177 |  | 661 | PDC | 1
101626 | Z-MG/WAS200 | 101626 | Current transf. 200/5 | 82 | cerere oferta | S | 1 | 1.5 | 1 | 0.13 | KG | 52,000X27,000X65,000 | 4015081015184 |  | 661 | PDC | 1
101627 | Z-MG/WAS250 | 101627 | Current transf. 250/5 | 82 | cerere oferta | S | 1 | 1.5 | 1 | 0.13 | KG | 52,000X27,000X65,000 | 4015081015191 |  | 661 | PDC | 1
101628 | Z-MG/WAS300 | 101628 | Current transf. 30/5 | 82 | cerere oferta | S | 1 | 1.5 | 1 | 0.13 | KG | 52,000X27,000X65,000 | 4015081015207 |  | 661 | PDC | 1
101629 | Z-MG/WAS400 | 101629 | Current transf. 400/5 | 82 | cerere oferta | S | 1 | 1.5 | 1 | 0.13 | KG | 52,000X27,000X65,000 | 4015081015214 |  | 661 | PDC | 1
101630 | Z-MG/WAS500 | 101630 | Current transf. 500/5 | 82 | cerere oferta | S | 1 | 2.5 | 1 | 0.29 | KG | 70,000X44,000X81,500 | 4015081015221 |  | 661 | PDC | 1
101631 | Z-MG/WAS600 | 101631 | Current transf. 600/5 | 82 | cerere oferta | S | 1 | 2.5 | 1 | 0.29 | KG | 70,000X44,000X81,500 | 4015081015238 |  | 661 | PDC | 1
248389 | Z-MS-0,16/2 | 248389 | Intreruptor protectie motor 0,16/2 | 82 | cerere oferta | S | 1 | 2 | 60 | 0.244 | KG | 80X36X75 | 4015082483890 |  | 663 | PDC | 1
248402 | Z-MS-0,16/3 | 248402 | Intreruptor protectie motor 0,16/3 | 82 | cerere oferta | S | 1 | 3 | 40 | 0.366 | KG | 80X54X75 | 4015082484026 |  | 663 | PDC | 1
248390 | Z-MS-0,25/2 | 248390 | Intreruptor protectie motor 0,25/2 | 82 | cerere oferta | S | 1 | 2 | 60 | 0.244 | KG | 80X36X75 | 4015082483906 |  | 663 | PDC | 1
248403 | Z-MS-0,25/3 | 248403 | Intreruptor protectie motor 0,25/3 | 82 | cerere oferta | S | 1 | 3 | 40 | 0.366 | KG | 80X54X75 | 4015082484033 |  | 663 | PDC | 1
248391 | Z-MS-0,40/2 | 248391 | Intreruptor protectie motor 0,40/2 | 82 | cerere oferta | S | 1 | 2 | 60 | 0.244 | KG | 80X36X75 | 4015082483913 |  | 663 | PDC | 1
248404 | Z-MS-0,40/3 | 248404 | Intreruptor protectie motor 0,40/3 | 82 | cerere oferta | S | 1 | 3 | 40 | 0.366 | KG | 80X54X75 | 4015082484040 |  | 663 | PDC | 1
248392 | Z-MS-0,63/2 | 248392 | Intreruptor protectie motor 0,63/2 | 82 | cerere oferta | S | 1 | 2 | 60 | 0.244 | KG | 80X36X75 | 4015082483920 |  | 663 | PDC | 1
248405 | Z-MS-0,63/3 | 248405 | Intreruptor protectie motor 0,63/3 | 82 | cerere oferta | S | 1 | 3 | 40 | 0.366 | KG | 80X54X75 | 4015082484057 |  | 663 | PDC | 1
248393 | Z-MS-1,0/2 | 248393 | Intreruptor protectie motor 1,0/2 | 82 | cerere oferta | S | 1 | 2 | 60 | 0.244 | KG | 80X36X75 | 4015082483937 |  | 663 | PDC | 1
248406 | Z-MS-1,0/3 | 248406 | Intreruptor protectie motor 1,0/3 | 82 | cerere oferta | S | 1 | 3 | 40 | 0.366 | KG | 80X54X75 | 4015082484064 |  | 663 | PDC | 1
248394 | Z-MS-1,6/2 | 248394 | Intreruptor protectie motor 1,6/2 | 82 | cerere oferta | S | 1 | 2 | 60 | 0.244 | KG | 80X36X75 | 4015082483944 |  | 663 | PDC | 1
248407 | Z-MS-1,6/3 | 248407 | Intreruptor protectie motor 1,6/3 | 82 | cerere oferta | S | 1 | 3 | 40 | 0.366 | KG | 80X54X75 | 4015082484071 |  | 663 | PDC | 1
248398 | Z-MS-10/2 | 248398 | Intreruptor protectie motor 10/2 | 82 | cerere oferta | S | 1 | 2 | 60 | 0.244 | KG | 80X36X75 | 4015082483982 |  | 663 | PDC | 1
248411 | Z-MS-10/3 | 248411 | Intreruptor protectie motor 10/3 | 82 | cerere oferta | S | 1 | 3 | 40 | 0.366 | KG | 80X54X75 | 4015082484118 |  | 663 | PDC | 1
248399 | Z-MS-16/2 | 248399 | Intreruptor protectie motor 16/2 | 82 | cerere oferta | S | 1 | 2 | 60 | 0.244 | KG | 80X36X75 | 4015082483999 |  | 663 | PDC | 1
248412 | Z-MS-16/3 | 248412 | Intreruptor protectie motor 16/3 | 82 | cerere oferta | S | 1 | 3 | 40 | 0.366 | KG | 80X54X75 | 4015082484125 |  | 663 | PDC | 1
248395 | Z-MS-2,5/2 | 248395 | Intreruptor protectie motor 2,5/2 | 82 | cerere oferta | S | 1 | 2 | 60 | 0.244 | KG | 80X36X75 | 4015082483951 |  | 663 | PDC | 1
248408 | Z-MS-2,5/3 | 248408 | Intreruptor protectie motor 2,5/3 | 82 | cerere oferta | S | 1 | 3 | 40 | 0.366 | KG | 80X54X75 | 4015082484088 |  | 663 | PDC | 1
248400 | Z-MS-25/2 | 248400 | Intreruptor protectie motor 25/2 | 82 | cerere oferta | S | 1 | 2 | 60 | 0.244 | KG | 80X36X75 | 4015082484002 |  | 663 | PDC | 1
248413 | Z-MS-25/3 | 248413 | Intreruptor protectie motor 25/3 | 82 | cerere oferta | S | 1 | 3 | 40 | 0.366 | KG | 80X54X75 | 4015082484132 |  | 663 | PDC | 1
248396 | Z-MS-4,0/2 | 248396 | Intreruptor protectie motor 4,0/2 | 82 | cerere oferta | S | 1 | 2 | 60 | 0.244 | KG | 80X36X75 | 4015082483968 |  | 663 | PDC | 1
248409 | Z-MS-4,0/3 | 248409 | Intreruptor protectie motor 4,0/3 | 82 | cerere oferta | S | 1 | 3 | 40 | 0.366 | KG | 80X54X75 | 4015082484095 |  | 663 | PDC | 1
248401 | Z-MS-40/2 | 248401 | Intreruptor protectie motor 40/2 | 82 | cerere oferta | S | 1 | 2 | 60 | 0.244 | KG | 80X36X75 | 4015082484019 |  | 663 | PDC | 1
248414 | Z-MS-40/3 | 248414 | Intreruptor protectie motor 40/3 | 82 | cerere oferta | S | 1 | 3 | 40 | 0.366 | KG | 80X54X75 | 4015082484149 |  | 663 | PDC | 1
248397 | Z-MS-6,3/2 | 248397 | Intreruptor protectie motor 6,3/2 | 82 | cerere oferta | S | 1 | 2 | 60 | 0.244 | KG | 80X36X75 | 4015082483975 |  | 663 | PDC | 1
248410 | Z-MS-6,3/3 | 248410 | Intreruptor protectie motor 6,3/3 | 82 | cerere oferta | S | 1 | 3 | 40 | 0.366 | KG | 80X54X75 | 4015082484101 |  | 663 | PDC | 1
263114 | Z-NH-00/TR | 263114 | Alte produse automatizari in cladiri | 82 | cerere oferta | N | 3 | 0.9 | 180 | 0.07 | KG | 78X15X48 | 4015082631147 |  | 667 | PDC | 1
263115 | Z-NH-1/TR | 263115 | Solid links | 82 | cerere oferta | N | 6 | 1.2 | 60 | 0.015 | KG | 130X20X55 | 4015082631154 |  | 667 | PDC | 1
263116 | Z-NH-2/TR | 263116 | Solid links | 82 | cerere oferta | N | 6 | 0 | 60 | 0.21 | KG | 0 001X0 001X0 001 | 4015082631161 |  | 667 | PDC | 1
120601 | Z-NH-AE | 120601 | Extension for 2 cable lugs | 82 | cerere oferta | N | 1 | 5.8 | 1 | 0.25 | KG | 150X100X10 | 4015081184316 |  | 279 | PDC | 1
248434 | Z-NHK | 248434 | Contact auxiliar | 82 | cerere oferta | S | 1 | 0.5 | 60 | 0.045 | KG | 80X9X75 | 4015082484347 |  | 663 | PDC | 1
248264 | ZP-A40/2 | 248264 | Switch | 82 | cerere oferta | N | 1 | 2 | 60 | 0.187 | KG | 80X36X75 | 4015082482640 |  | 664 | PDC | 1
248265 | ZP-A40/3 | 248265 | Intreruptor modular | 82 | cerere oferta | S | 1 | 3 | 40 | 0.282 | KG | 80X54X75 | 4015082482657 |  | 664 | PDC | 1
248266 | ZP-A40/3N | 248266 | Intreruptor modular | 82 | cerere oferta | S | 1 | 4 | 30 | 0.38 | KG | 80X72X75 | 4015082482664 |  | 664 | PDC | 1
284909 | ZP-A63/3N | 284909 | Switch | 82 | cerere oferta | S | 1 | 4 | 30 | 0.38 | KG | 83X70,8X75 | 4015082849092 |  | 664 | PDC | 1
248439 | ZP-ASA/230 | 248439 | Declansator deschidere | 82 | cerere oferta | N | 1 | 1 | 60 | 0.087 | KG | 80X18X75 | 4015082484392 |  | 663 | PDC | 1
248438 | ZP-ASA/24 | 248438 | Declansator deschidere | 82 | cerere oferta | N | 1 | 1 | 60 | 0.087 | KG | 80X18X75 | 4015082484385 |  | 663 | PDC | 1
286052 | ZP-IHK | 286052 | Contact auxiliar | 82 | cerere oferta | S | 4 | 0.5 | 120 | 0.043 | KG | 81X8X75 | 4015082860523 |  | 663 | PDC | 1
27406 | ZPL25-ID | 27406 | ACC.INS.ENCLOSURE CI3-CI49 | 94 | cerere oferta | N | 1 | 0 | 1 | 0.224 | KG | 0X0X0 | 4015080274063 |  | 277 | PDC | 1
29779 | ZPL50-ID | 29779 | ACC.INS.ENCLOSURE CI3-CI49 | 94 | cerere oferta | N | 1 | 0 | 1 | 0.379 | KG | 0X0X0 | 4015080297796 |  | 277 | PDC | 1
248437 | ZP-NHK | 248437 | Contact auxiliar | 82 | cerere oferta | S | 4 | 0.5 | 120 | 0.044 | KG | 80X9X75 | 4015082484378 |  | 663 | PDC | 4
25033 | ZPR25-ID | 25033 | ACC.INS.ENCLOSURE CI3-CI49 | 94 | cerere oferta | N | 1 | 0 | 1 | 0.275 | KG | 0X0X0 | 4015080250333 |  | 277 | PDC | 1
22660 | ZPR50-ID | 22660 | ACC.INS.ENCLOSURE CI3-CI49 | 94 | cerere oferta | N | 1 | 0 | 1 | 0.379 | KG | 0X0X0 | 4015080226604 |  | 277 | PDC | 1
276294 | Z-PU/OO | 276294 | Push button | 85 | cerere oferta | S | 2 | 1 | 120 | 0.07 | KG | 90X18X73 | 4015082762940 |  | 664 | PDC | 1
276291 | Z-PU/S | 276291 | Push button | 82 | cerere oferta | S | 2 | 1 | 120 | 0.07 | KG | 90X18X73 | 4015082762919 |  | 664 | PDC | 1
276293 | Z-PU/SO | 276293 | Push button | 82 | cerere oferta | S | 2 | 1 | 120 | 0.07 | KG | 90X18X73 | 4015082762933 |  | 664 | PDC | 1
276292 | Z-PU/SS | 276292 | Push button | 82 | cerere oferta | S | 2 | 1 | 120 | 0.07 | KG | 90X18X73 | 4015082762926 |  | 664 | PDC | 1
276299 | Z-PUL230/OO | 276299 | Push button with LED | 82 | cerere oferta | S | 2 | 1 | 120 | 0.08 | KG | 90X18X73 | 4015082762995 |  | 664 | PDC | 1
276298 | Z-PUL230/SO | 276298 | Push button with LED | 82 | cerere oferta | S | 2 | 1 | 120 | 0.08 | KG | 90X18X73 | 4015082762988 |  | 664 | PDC | 1
276297 | Z-PUL230/SS | 276297 | Push button with LED | 82 | cerere oferta | S | 2 | 1 | 120 | 0.08 | KG | 90X18X73 | 4015082762971 |  | 664 | PDC | 1
276296 | Z-PUL24/SO | 276296 | Push button with LED | 82 | cerere oferta | S | 2 | 1 | 120 | 0.08 | KG | 90X18X73 | 4015082762964 |  | 664 | PDC | 1
276295 | Z-PUL24/SS | 276295 | Push button with LED | 82 | cerere oferta | S | 2 | 1 | 120 | 0.08 | KG | 90X18X73 | 4015082762957 |  | 664 | PDC | 1
286053 | ZP-WHK | 286053 | Intreruptor modular | 82 | cerere oferta | S | 4 | 0.5 | 120 | 0.038 | KG | 81X8X75 | 4015082860530 |  | 663 | PDC | 1
140239 | ZQV-2,5/4 | 140239 | Relay jumpers, 4 pole | 6 | cerere oferta | N | 1 | 0 | 1 | 0.055 | KG | 1X1X1 | 7640130123267 |  | 203 | IAB | 1
ROWD169388 | ZQV2,5N/10GE-WD | ROWD169388 | PUNTE STRAPARE | 731 | cerere oferta | N | 1 | 0 | 1 | 0.01 | KG | 0 001X0 001X0 001 | 9008790082146 |  | 306 | ICD | 1
ROWD175826 | ZQV4N/10-WD | ROWD175826 | PUNTE STRAPARE | 731 | cerere oferta | N | 1 | 0 | 1 | 0.01 | KG | 0 001X0 001X0 001 | 9008790082139 |  | 306 | ICD | 1
265221 | Z-R/230/3S1O | 265221 | Installation relay | 82 | cerere oferta | S | 1 | 2 | 60 | 0.263 | KG | 90X35X73 | 4015082652210 |  | 664 | PDC | 1
265182 | Z-R109/SO | 265182 | Installation relay | 82 | cerere oferta | S | 2 | 1 | 120 | 0.136 | KG | 90X18X73 | 4015082651824 |  | 664 | PDC | 1
265176 | Z-R11/SS | 265176 | Installation relay | 82 | cerere oferta | N | 2 | 1 | 120 | 0.136 | KG | 90X18X73 | 4015082651763 |  | 664 | PDC | 1
265185 | Z-R12/SO | 265185 | Installation relay | 82 | cerere oferta | S | 2 | 1 | 120 | 0.136 | KG | 90X18X73 | 4015082651855 |  | 664 | PDC | 1
265175 | Z-R12/SS | 265175 | Installation relay | 82 | cerere oferta | S | 2 | 1 | 120 | 0.136 | KG | 90X18X73 | 4015082651756 |  | 664 | PDC | 1
101910 | Z-R23/4O | 101910 | Installation relay | 82 | cerere oferta | N | 1 | 2 | 60 | 0.263 | KG | 90X35X73 | 4015081018017 |  | 664 | PDC | 1
265161 | Z-R23/S | 265161 | Installation relay | 82 | cerere oferta | N | 2 | 1 | 120 | 0.125 | KG | 90X18X73 | 4015082651619 |  | 664 | PDC | 1
265184 | Z-R23/SO | 265184 | Installation relay | 82 | cerere oferta | S | 2 | 1 | 120 | 0.136 | KG | 90X18X73 | 4015082651848 |  | 664 | PDC | 1
265174 | Z-R23/SS | 265174 | Installation relay | 82 | cerere oferta | S | 2 | 1 | 120 | 0.136 | KG | 90X18X73 | 4015082651749 |  | 664 | PDC | 1
265215 | Z-R230/2S2O | 265215 | RELEU IMPULS | 82 | cerere oferta | S | 1 | 2 | 60 | 0.263 | KG | 90X35X73 | 4015082652159 |  | 664 | PDC | 1
265228 | Z-R230/4O | 265228 | RELEU MODULAR | 82 | cerere oferta | S | 1 | 2 | 60 | 0.263 | KG | 90X35X73 | 4015082652289 |  | 664 | PDC | 1
265226 | Z-R230/4S | 265226 | Installation relay | 82 | cerere oferta | S | 1 | 2 | 60 | 0.263 | KG | 90X35X73 | 4015082652265 |  | 664 | PDC | 1
265188 | Z-R230/OO | 265188 | RELEU MODULAR | 82 | cerere oferta | S | 2 | 1 | 120 | 0.136 | KG | 90X18X73 | 4015082651886 |  | 664 | PDC | 1
265149 | Z-R230/S | 265149 | Z-R230/S | 82 | cerere oferta | S | 2 | 1 | 120 | 0.125 | KG | 90X18X73 | 4015082651497 |  | 664 | PDC | 1
265181 | Z-R230/SO | 265181 | Z-R230/SO | 82 | cerere oferta | S | 2 | 1 | 120 | 0.136 | KG | 90X18X73 | 4015082651817 |  | 664 | PDC | 1
265168 | Z-R230/SS | 265168 | Z-R230/SS | 82 | cerere oferta | S | 2 | 1 | 120 | 0.136 | KG | 90X18X73 | 4015082651688 |  | 664 | PDC | 2
265218 | Z-R24/2S2O | 265218 | Releu modular | 82 | cerere oferta | S | 1 | 2 | 60 | 0.263 | KG | 90X35X73 | 4015082652180 |  | 664 | PDC | 1
265227 | Z-R24/4S | 265227 | Releu modular | 82 | cerere oferta | S | 1 | 2 | 60 | 0.263 | KG | 90X35X73 | 4015082652272 |  | 664 | PDC | 1
265160 | Z-R24/S | 265160 | Installation relay | 82 | cerere oferta | S | 2 | 1 | 120 | 0.125 | KG | 90X18X73 | 4015082651602 |  | 664 | PDC | 1
265183 | Z-R24/SO | 265183 | RELEU | 82 | cerere oferta | S | 2 | 1 | 120 | 0.136 | KG | 90X18X73 | 4015082651831 |  | 664 | PDC | 1
265173 | Z-R24/SS | 265173 | RELEU | 82 | cerere oferta | S | 2 | 1 | 120 | 0.136 | KG | 90X18X73 | 4015082651732 |  | 664 | PDC | 1
285525 | Z-R240/SS | 285525 | Installation relay | 82 | cerere oferta | S | 2 | 1 | 120 | 0.123 | KG | 90X18X73 | 4015082855253 |  | 664 | PDC | 1
101428 | Z-RC/230 | 101428 | RC-Unit | 82 | cerere oferta | N | 2 | 4.2 | 120 | 0.05 | KG | 90X73X37 | 4015081013487 |  | 664 | PDC | 1
285385 | Z-RC/AK-2TE | 285385 | RCD cover caps kit | 82 | cerere oferta | N | 10 | 1.1 | 30 | 3 | G | 36X19X12 | 4015082853853 |  | 663 | PDC | 1
265232 | Z-RE23/2S2O | 265232 | Installation relay | 82 | cerere oferta | S | 1 | 2 | 60 | 0.263 | KG | 90X35X73 | 4015082652326 |  | 664 | PDC | 1
265199 | Z-RE23/SO | 265199 | Installation relay | 82 | cerere oferta | S | 2 | 1 | 120 | 0.136 | KG | 90X18X73 | 4015082651992 |  | 664 | PDC | 1
265195 | Z-RE23/SS | 265195 | Installation relay | 82 | cerere oferta | S | 2 | 1 | 120 | 0.136 | KG | 90X18X73 | 4015082651954 |  | 664 | PDC | 1
265230 | Z-RE230/2S2O | 265230 | Installation relay | 82 | cerere oferta | N | 1 | 2 | 60 | 0.263 | KG | 90X35X73 | 4015082652302 |  | 664 | PDC | 1
265190 | Z-RE230/S | 265190 | Installation relay | 82 | cerere oferta | S | 2 | 1 | 120 | 0.125 | KG | 90X18X73 | 4015082651909 |  | 664 | PDC | 1
265197 | Z-RE230/SO | 265197 | Installation relay | 82 | cerere oferta | S | 2 | 1 | 120 | 0.136 | KG | 90X18X73 | 4015082651978 |  | 664 | PDC | 1
265193 | Z-RE230/SS | 265193 | Installation relay | 82 | cerere oferta | S | 2 | 1 | 120 | 0.136 | KG | 90X18X73 | 4015082651930 |  | 664 | PDC | 1
265191 | Z-RE24/S | 265191 | Installation relay | 82 | cerere oferta | S | 2 | 1 | 120 | 0.125 | KG | 90X18X73 | 4015082651916 |  | 664 | PDC | 1
265198 | Z-RE24/SO | 265198 | Installation relay | 82 | cerere oferta | S | 2 | 1 | 120 | 0.136 | KG | 90X18X73 | 4015082651985 |  | 664 | PDC | 1
265194 | Z-RE24/SS | 265194 | Installation relay | 82 | cerere oferta | S | 2 | 1 | 120 | 0.136 | KG | 90X18X73 | 4015082651947 |  | 664 | PDC | 1
110405 | ZRER/W | 110405 | Time Lag Relay, double function | 82 | cerere oferta | S | 2 | 1 | 120 | 0.067 | KG | 65X17,5X87 | 4015081099450 |  | 664 | PDC | 1
67734 | ZRF3 | 67734 | ACC.INS.ENCLOSURE CI3-CI49 | 94 | cerere oferta | N | 2 | 0 | 1 | 0.209 | KG | 150X250X25 | 4015080677345 |  | 277 | PDC | 1
12479 | ZRF3-NA | 12479 | ACC.INS.ENCLOSURE CI3-CI49 | 94 | cerere oferta | N | 2 | 0 | 1 | 1.5 | KG | 25X116X204 | 4015080124795 |  | 277 | PDC | 1
70107 | ZRF4 | 70107 | ACC.INS.ENCLOSURE CI3-CI49 | 94 | cerere oferta | N | 2 | 0 | 1 | 0.276 | KG | 150X375X25 | 4015080701071 |  | 277 | PDC | 1
271464 | Z-RK23/2S2O | 271464 | Installation relay | 82 | cerere oferta | S | 1 | 2 | 60 | 0.263 | KG | 90X35X73 | 4015082714642 |  | 664 | PDC | 1
265210 | Z-RK23/SO | 265210 | Installation relay | 82 | cerere oferta | S | 2 | 1 | 120 | 0.136 | KG | 90X18X73 | 4015082652104 |  | 664 | PDC | 1
265206 | Z-RK23/SS | 265206 | Installation relay | 82 | cerere oferta | N | 2 | 1 | 120 | 0.136 | KG | 90X18X73 | 4015082652067 |  | 664 | PDC | 1
265200 | Z-RK230/S | 265200 | Installation relay | 82 | cerere oferta | S | 2 | 1 | 120 | 0.125 | KG | 90X18X73 | 4015082652005 |  | 664 | PDC | 1
265208 | Z-RK230/SO | 265208 | Installation relay | 82 | cerere oferta | S | 2 | 1 | 120 | 0.136 | KG | 90X18X73 | 4015082652081 |  | 664 | PDC | 1
265203 | Z-RK230/SS | 265203 | Installation relay | 82 | cerere oferta | S | 2 | 1 | 120 | 0.136 | KG | 90X18X73 | 4015082652036 |  | 664 | PDC | 1
265209 | Z-RK24/SO | 265209 | Installation relay | 82 | cerere oferta | S | 2 | 1 | 120 | 0.123 | KG | 90X18X73 | 4015082652098 |  | 664 | PDC | 1
265205 | Z-RK24/SS | 265205 | Installation relay | 82 | cerere oferta | S | 2 | 1 | 120 | 0.136 | KG | 90X18X73 | 4015082652050 |  | 664 | PDC | 1
110406 | ZRMF1/W | 110406 | Time Lag Relay, double function | 82 | cerere oferta | S | 2 | 1 | 120 | 0.069 | KG | 65X17,5X87 | 4015081099467 |  | 664 | PDC | 1
110408 | ZRMF2/WW | 110408 | Releu de timp modular | 82 | cerere oferta | N | 1 | 2 | 60 | 0.1 | KG | 65X35X87 | 4015081099481 |  | 664 | PDC | 1
31083 | ZRS-AT0 | 31083 | Cap de operare pt ..-AT0 | 58 | cerere oferta | S | 5 | 0 | 1 | 0.03 | KG | 32X28X28 | 4015080310839 |  | 294 | ICD | 1
248346 | Z-S/2WM | 248346 | Inversor modular | 82 | cerere oferta | S | 12 | 1 | 120 | 0.079 | KG | 80X18X75 | 4015082483463 |  | 664 | PDC | 1
248334 | Z-S/3S | 248334 | Intreruptor de comanda modular | 82 | cerere oferta | S | 12 | 1 | 120 | 0.075 | KG | 80X18X75 | 4015082483340 |  | 664 | PDC | 1
248338 | Z-S/3S1O | 248338 | Control switch | 82 | cerere oferta | N | 12 | 1 | 120 | 0.085 | KG | 80X18X75 | 4015082483388 |  | 664 | PDC | 1
248335 | Z-S/4S | 248335 | Intreruptor de comanda modular | 82 | cerere oferta | S | 12 | 1 | 120 | 0.085 | KG | 80X18X75 | 4015082483357 |  | 664 | PDC | 1
270588 | Z-S/KO | 270588 | Z-S/KO | 82 | cerere oferta | S | 2 | 1 | 120 | 0.065 | KG | 90X18X73 | 4015082705886 |  | 664 | PDC | 1
248337 | Z-S/SSOO | 248337 | Control switch | 82 | cerere oferta | N | 12 | 1 | 120 | 0.086 | KG | 80X18X75 | 4015082483371 |  | 664 | PDC | 1
248345 | Z-S/WM | 248345 | Inversor modular | 82 | cerere oferta | S | 12 | 1 | 120 | 0.063 | KG | 80X18X75 | 4015082483456 |  | 664 | PDC | 1
265305 | Z-S230/2S2O | 265305 | RELEU | 82 | cerere oferta | S | 1 | 2 | 60 | 0.263 | KG | 90X35X73 | 4015082653057 |  | 664 | PDC | 1
270335 | Z-S230/4S | 270335 | TELERUPTOR | 82 | cerere oferta | S | 1 | 2 | 60 | 0.263 | KG | 90X35X73 | 4015082703356 |  | 664 | PDC | 1
265262 | Z-S230/S | 265262 | RELEU | 82 | cerere oferta | S | 2 | 1 | 120 | 0.131 | KG | 90X18X73 | 4015082652623 |  | 664 | PDC | 1
265283 | Z-S230/SO | 265283 | Releu | 82 | cerere oferta | S | 2 | 1 | 120 | 0.142 | KG | 90X18X73 | 4015082652838 |  | 664 | PDC | 1
265271 | Z-S230/SS | 265271 | RELEU | 82 | cerere oferta | S | 2 | 1 | 120 | 0.136 | KG | 90X18X73 | 4015082652715 |  | 664 | PDC | 1
265312 | Z-S230/WW | 265312 | RELEU | 82 | cerere oferta | S | 1 | 2 | 60 | 0.263 | KG | 90X35X73 | 4015082653125 |  | 664 | PDC | 1
265541 | Z-S24/2S2O | 265541 | Impulse relay | 82 | cerere oferta | S | 1 | 2 | 60 | 0.263 | KG | 90X35X73 | 4015082655419 |  | 664 | PDC | 1
265535 | Z-S24/S | 265535 | RELEU | 82 | cerere oferta | S | 2 | 1 | 120 | 0.125 | KG | 90X18X73 | 4015082655358 |  | 664 | PDC | 1
265539 | Z-S24/SO | 265539 | Impulse relay | 82 | cerere oferta | S | 2 | 1 | 120 | 0.136 | KG | 90X18X73 | 4015082655396 |  | 664 | PDC | 1
265537 | Z-S24/SS | 265537 | RELEU | 82 | cerere oferta | S | 2 | 1 | 120 | 0.136 | KG | 90X18X73 | 4015082655372 |  | 664 | PDC | 1
265543 | Z-S24/WW | 265543 | Impulse relay | 82 | cerere oferta | S | 1 | 2 | 60 | 0.263 | KG | 90X35X73 | 4015082655433 |  | 664 | PDC | 1
265304 | Z-S240/2S2O | 265304 | Impulse relay | 82 | cerere oferta | S | 1 | 2 | 60 | 0.263 | KG | 90X35X73 | 4015082653040 |  | 664 | PDC | 1
265540 | Z-S48/2S2O | 265540 | Impulse relay | 82 | cerere oferta | N | 1 | 2 | 60 | 0.263 | KG | 90X35X73 | 4015082655402 |  | 664 | PDC | 1
265538 | Z-S48/SO | 265538 | Impulse relay | 82 | cerere oferta | S | 2 | 1 | 120 | 0.136 | KG | 90X18X73 | 4015082655389 |  | 664 | PDC | 1
265536 | Z-S48/SS | 265536 | Impulse relay | 82 | cerere oferta | S | 2 | 1 | 120 | 0.136 | KG | 90X18X73 | 4015082655365 |  | 664 | PDC | 1
33456 | ZS-AT0 | 33456 | Cap de operare pt ..-AT0 | 58 | cerere oferta | S | 5 | 0 | 1 | 0.03 | KG | 50X50X50 | 4015080334569 |  | 294 | ICD | 1
140212 | ZSB-1.5/16-S/- | 140212 | Basic term. block Profibus DP / CanOpen | 6 | cerere oferta | N | 1 | 0 | 1 | 0.235 | KG | 180X130X60 | 7640130123274 |  | 203 | IAB | 1
140210 | ZSB-1.5/16-S/-/PE | 140210 | Basic term. block Profibus DP / CanOpen | 6 | cerere oferta | N | 1 | 0 | 1 | 0.266 | KG | 180X130X60 | 7640130123311 |  | 203 | IAB | 1
140204 | ZSB-1.5/16-S/+ | 140204 | Basic term. block Profibus DP | 6 | cerere oferta | N | 1 | 0 | 1 | 0.234 | KG | 180X135X60 | 7640130123281 |  | 203 | IAB | 1
140203 | ZSB-1.5/16-S/+/- | 140203 | Basic term. block Profibus DP / CanOpen | 6 | cerere oferta | N | 1 | 0 | 1 | 0.268 | KG | 180X135X60 | 7640130123298 |  | 203 | IAB | 1
140217 | ZSB-1.5/16-S/S | 140217 | Basic term. block Profibus DP / CanOpen | 6 | cerere oferta | N | 1 | 0 | 1 | 0.256 | KG | 180X130X60 | 7640130123359 |  | 203 | IAB | 1
140214 | ZSB-1.5/16-S/S/-/- | 140214 | Basic term. block Profibus DP / CanOpen | 6 | cerere oferta | N | 1 | 0 | 1 | 0.321 | KG | 180X130X60 | 7640130123410 |  | 203 | IAB | 1
140222 | ZSB-1.5/16-S/S/-/PE | 140222 | Basic term. block Profibus DP / CanOpen | 6 | cerere oferta | N | 1 | 0 | 1 | 0.323 | KG | 185X135X65 | 7640130123427 |  | 203 | IAB | 1
140207 | ZSB-1.5/16-S/S/+/+ | 140207 | Basic term. block Profibus DP / CanOpen | 6 | cerere oferta | N | 1 | 0 | 1 | 0.319 | KG | 180X130X60 | 7640130123366 |  | 203 | IAB | 1
140219 | ZSB-1.5/16-S/S/+/-+/- | 140219 | Basic term. block Profibus DP / CanOpen | 6 | cerere oferta | N | 1 | 0 | 1 | 0.357 | KG | 180X135X60 | 7640130123380 |  | 203 | IAB | 1
140208 | ZSB-1.5/16-S/S/+/+/-/- | 140208 | Basic term. block Profibus DP / CanOpen | 6 | cerere oferta | N | 1 | 0 | 1 | 0.384 | KG | 185X135X60 | 7640130123397 |  | 203 | IAB | 1
140220 | ZSB-1.5/16-S/S/+/P+/-/- | 140220 | Basic term. block Profibus DP / CanOpen | 6 | cerere oferta | N | 1 | 0 | 1 | 0.388 | KG | 180X130X60 | 7640130123403 |  | 203 | IAB | 1
140198 | ZSB-1.5/16-S/S/PE | 140198 | Basic term. block Profibus DP / CanOpen | 6 | cerere oferta | N | 1 | 0 | 1 | 0.312 | KG | 180X135X60 | 7640130123441 |  | 203 | IAB | 1
140225 | ZSB-1.5/16-S/S/PE-+UI | 140225 | Basic term. block Profibus DP / CanOpen | 6 | cerere oferta | N | 1 | 0 | 1 | 0.31 | KG | 180X135X60 | 7640130123465 |  | 203 | IAB | 1
140227 | ZSB-1.5/16-S/S/PE-PT100 | 140227 | Basic term. block Profibus DP | 6 | cerere oferta | N | 1 | 0 | 1 | 0.308 | KG | 180X135X60 | 7640130123472 |  | 203 | IAB | 1
140226 | ZSB-1.5/16-S/S/PE-TF | 140226 | Basic term. block Profibus DP / CanOpen | 6 | cerere oferta | N | 1 | 0 | 1 | 0.31 | KG | 180X130X60 | 7640130123489 |  | 203 | IAB | 1
140209 | ZSB-1.5/8-S/-/PE | 140209 | Basic term. block Profibus DP / CanOpen | 6 | cerere oferta | N | 1 | 0 | 1 | 0.174 | KG | 180X95X60 | 7640130123540 |  | 203 | IAB | 1
140201 | ZSB-1.5/8-S/+ | 140201 | Basic term. block Profibus DP / CanOpen | 6 | cerere oferta | N | 1 | 0 | 1 | 0.154 | KG | 180X95X60 | 7640130123502 |  | 203 | IAB | 1
140200 | ZSB-1.5/8-S/+/- | 140200 | Basic term. block Profibus DP / CanOpen | 6 | cerere oferta | N | 1 | 0 | 1 | 0.171 | KG | 180X95X60 | 7640130123519 |  | 203 | IAB | 1
140223 | ZSB-1.5/8-S/+/-/PE-EI | 140223 | Basic term. block Profibus DP / CanOpen | 6 | cerere oferta | N | 1 | 0 | 1 | 0.19 | KG | 180X100X60 | 7640130123533 |  | 203 | IAB | 1
140221 | ZSB-1.5/8-S/S/-/PE | 140221 | Basic term. block Profibus DP / CanOpen | 6 | cerere oferta | N | 1 | 0 | 1 | 0.205 | KG | 180X100X60 | 7640130123601 |  | 203 | IAB | 1
140235 | ZSB-1.5/8-S/S/+/-/- | 140235 | Basic term. block Profibus DP / CanOpen | 6 | cerere oferta | N | 1 | 0 | 1 | 0.228 | KG | 180X100X60 | 7640130123564 |  | 203 | IAB | 1
140206 | ZSB-1.5/8-S/S/+/+/-/- | 140206 | Basic term. block Profibus DP / CanOpen | 6 | cerere oferta | N | 1 | 0 | 1 | 0.241 | KG | 180X100X60 | 7640130123588 |  | 203 | IAB | 1
140213 | ZSB-1.5/8-S/S/PE/PE/-/- | 140213 | Basic term. block Profibus DP / CanOpen | 6 | cerere oferta | N | 1 | 0 | 1 | 0.241 | KG | 180X100X60 | 7640130123618 |  | 203 | IAB | 1
265303 | Z-SB23/SS | 265303 | Impulse relay+LED controll. | 82 | cerere oferta | S | 2 | 1 | 120 | 0.139 | KG | 90X18X73 | 4015082653033 |  | 664 | PDC | 1
265301 | Z-SB230/SS | 265301 | Impulse relay+LED controll. | 82 | cerere oferta | S | 2 | 1 | 120 | 0.139 | KG | 90X18X73 | 4015082653019 |  | 664 | PDC | 1
140228 | ZSBE-1.5/25-S/S/-/PE-/+ | 140228 | Eco basic terminal block Profibus DP | 6 | cerere oferta | N | 1 | 0 | 1 | 0.479 | KG | 180X135X60 | 7640130123687 |  | 203 | IAB | 1
248862 | Z-SC | 248862 | Contact auxiliar | 82 | cerere oferta | S | 3 | 0.5 | 180 | 0.026 | KG | 87,5X8,75X60 | 4015082488628 |  | 664 | PDC | 1
265324 | Z-SC230/1S1W | 265324 | Z-SC230 | 82 | cerere oferta | S | 1 | 2 | 60 | 0.263 | KG | 90X35X73 | 4015082653248 |  | 664 | PDC | 1
265321 | Z-SC230/3S | 265321 | Z | 82 | cerere oferta | S | 1 | 2 | 60 | 0.263 | KG | 90X35X73 | 4015082653217 |  | 664 | PDC | 1
265299 | Z-SC230/S | 265299 | Z | 82 | cerere oferta | S | 2 | 1 | 120 | 0.136 | KG | 90X18X73 | 4015082652999 |  | 664 | PDC | 1
120853 | Z-SCH230/1/25-20 | 120853 | Installation contactor | 82 | cerere oferta | N | 2 | 1 | 120 | 0.14 | KG | 65X17,7X85 | 4015081186839 |  | 664 | PDC | 1
248848 | Z-SCH230/25-04 | 248848 | Contactor modular 230/25-04 | 82 | cerere oferta | S | 1 | 2 | 60 | 0.22 | KG | 85X35X60 | 4015082488482 |  | 664 | PDC | 1
248849 | Z-SCH230/25-22 | 248849 | Contactor modular 230/25-22 | 82 | cerere oferta | S | 1 | 2 | 60 | 0.22 | KG | 85X35X60 | 4015082488499 |  | 664 | PDC | 1
248846 | Z-SCH230/25-31 | 248846 | CONTACTOR | 82 | cerere oferta | S | 1 | 2 | 60 | 0.22 | KG | 85X35X60 | 4015082488468 |  | 664 | PDC | 1
248847 | Z-SCH230/25-40 | 248847 | Contactor modular 230/25-40 | 82 | cerere oferta | S | 1 | 2 | 60 | 0.22 | KG | 85X35X60 | 4015082488475 |  | 664 | PDC | 1
248855 | Z-SCH230/40-20 | 248855 | Contactor modular 230/40-20 | 82 | cerere oferta | S | 1 | 3 | 40 | 0.36 | KG | 85X52,5X60 | 4015082488550 |  | 664 | PDC | 1
248853 | Z-SCH230/40-22 | 248853 | Contactor modular 230/40-22 | 82 | cerere oferta | S | 1 | 3 | 40 | 0.36 | KG | 85X52,5X60 | 4015082488536 |  | 664 | PDC | 1
248854 | Z-SCH230/40-31 | 248854 | Contactor modular 230/40-31 | 82 | cerere oferta | S | 1 | 3 | 40 | 0.36 | KG | 85X52,5X60 | 4015082488543 |  | 664 | PDC | 1
248852 | Z-SCH230/40-40 | 248852 | Contactor modular 230/40-40 | 82 | cerere oferta | S | 1 | 3 | 40 | 0.36 | KG | 85X52,5X60 | 4015082488529 |  | 664 | PDC | 1
285735 | Z-SCH230/63-04 | 285735 | Contactor modular 230/63-04 | 82 | cerere oferta | S | 1 | 1 | 40 | 0.35 | KG | 82X17,8X72 | 4015082857356 |  | 664 | PDC | 1
248859 | Z-SCH230/63-20 | 248859 | Contactor modular 230/63-20 | 82 | cerere oferta | S | 1 | 3 | 40 | 0.36 | KG | 85X52,5X60 | 4015082488598 |  | 664 | PDC | 1
248857 | Z-SCH230/63-22 | 248857 | Contactor modular 230/63-22 | 82 | cerere oferta | S | 1 | 3 | 40 | 0.36 | KG | 85X52,5X60 | 4015082488574 |  | 664 | PDC | 1
248858 | Z-SCH230/63-31 | 248858 | Contactor modular 230/63-31 | 82 | cerere oferta | S | 1 | 3 | 40 | 0.36 | KG | 85X52,5X60 | 4015082488581 |  | 664 | PDC | 1
248856 | Z-SCH230/63-40 | 248856 | Contactor modular 230/63-40 | 82 | cerere oferta | S | 1 | 3 | 40 | 0.36 | KG | 85X52,5X60 | 4015082488567 |  | 664 | PDC | 1
248850 | Z-SCH24/25-22 | 248850 | Contactor modular 24/25-22 | 82 | cerere oferta | S | 1 | 2 | 60 | 0.22 | KG | 85X35X60 | 4015082488505 |  | 664 | PDC | 1
248851 | Z-SCH24/25-40 | 248851 | Contactor modular 24/25-40 | 82 | cerere oferta | S | 1 | 2 | 60 | 0.22 | KG | 85X35X60 | 4015082488512 |  | 664 | PDC | 1
248860 | Z-SCHAK-2TE | 248860 | Capac sigilabil | 82 | cerere oferta | S | 10 | 2 | 1 | 0.017 | KG | 20X35X20 | 4015082488604 |  | 664 | PDC | 1
248861 | Z-SCHAK-3TE | 248861 | Capac sigilabil | 82 | cerere oferta | S | 10 | 3 | 1 | 0.01 | KG | 20X52,5X20 | 4015082488611 |  | 664 | PDC | 1
266875 | Z-SD230 | 266875 | PRIZA SCHUKO | 82 | cerere oferta | S | 10 | 2.5 | 220 | 0.125 | KG | 75X44X65 | 4015082668754 |  | 664 | PDC | 10
266876 | Z-SD230-BS | 266876 | PRIZA SCHUKO | 82 | cerere oferta | S | 10 | 2.5 | 220 | 0.127 | KG | 75X44X65 | 4015082668761 |  | 664 | PDC | 1
272166 | ZSD-2K/FLA | 272166 | ZSD-2K/FLA | 85 | cerere oferta | S | 1 | 1 | 1 | 0.05 | KG | 215X80X18 | 4015082721664 |  | 271 | PDC | 1
263876 | Z-SH/1 | 263876 | Fuse-Disconnector | 82 | cerere oferta | S | 12 | 1 | 120 | 0.085 | KG | 80X17,8X74 | 4015082638764 |  | 667 | PDC | 1
263877 | Z-SH/1N | 263877 | Fuse-Disconnector | 82 | cerere oferta | S | 12 | 1 | 120 | 0.092 | KG | 80X17,8X74 | 4015082638771 |  | 667 | PDC | 1
263878 | Z-SH/2 | 263878 | Fuse-Disconnector | 82 | cerere oferta | S | 6 | 2 | 60 | 0.17 | KG | 80X35X74 | 4015082638788 |  | 667 | PDC | 1
263879 | Z-SH/3 | 263879 | Fuse-Disconnector | 82 | cerere oferta | S | 4 | 3 | 40 | 0.238 | KG | 80X52,5X74 | 4015082638795 |  | 667 | PDC | 1
263880 | Z-SH/3N | 263880 | Fuse-Disconnector | 85 | cerere oferta | S | 4 | 0 | 40 | 0.24 | KG | 80X52,5X74 | 4015082638801 |  | 667 | PDC | 1
263883 | Z-SHL/1 | 263883 | Separatoare cu fuzibile (neechipate) | 82 | cerere oferta | N | 12 | 1 | 120 | 0.092 | KG | 80X17,8X74 | 4015082638832 |  | 667 | PDC | 1
263885 | Z-SHL/2 | 263885 | Fuse-Disconnector | 82 | cerere oferta | S | 6 | 2 | 60 | 0.164 | KG | 80X35X74 | 4015082638856 |  | 667 | PDC | 1
263886 | Z-SHL/3 | 263886 | Fuse-Disconnector | 82 | cerere oferta | S | 4 | 3 | 40 | 0.244 | KG | 80X52,5X74 | 4015082638863 |  | 667 | PDC | 1
263887 | Z-SHL/3N | 263887 | Fuse-Disconnector | 82 | cerere oferta | S | 4 | 3 | 40 | 0.245 | KG | 80X52,5X74 | 4015082638870 |  | 667 | PDC | 1
248241 | Z-SLK/NEOZ/3+N | 248241 | Separator de sarcina cu sigurante | 82 | cerere oferta | S | 2 | 7.5 | 20 | 0.59 | KG | 88X135X77 | 4015082482411 |  | 667 | PDC | 1
268998 | Z-SLS/B/24-10A | 268998 | Separator de sarcina cu sigurante | 82 | cerere oferta | S | 12 | 3 | 120 | 0.13 | KG | 48X54X81 | 4015082689988 |  | 667 | PDC | 1
268999 | Z-SLS/B/24-16A | 268999 | Fuse link-set | 82 | cerere oferta | N | 12 | 3 | 120 | 0.13 | KG | 48X54X81 | 4015082689995 |  | 667 | PDC | 1
268987 | Z-SLS/B-10A | 268987 | Fuse link-set | 82 | cerere oferta | S | 12 | 0 | 120 | 0.13 | KG | 0 001X0 001X0 001 | 4015082689872 |  | 667 | PDC | 1
289972 | Z-SLS/B-13A | 289972 | Fuse-links | 82 | cerere oferta | N | 12 | 3 | 120 | 0.13 | KG | 48X54X81 | 4015082899721 |  | 667 | PDC | 1
268988 | Z-SLS/B-16A | 268988 | Separator de sarcina cu sigurante | 82 | cerere oferta | S | 12 | 3 | 120 | 0.13 | KG | 48X54X81 | 4015082689889 |  | 667 | PDC | 1
268983 | Z-SLS/B-1A | 268983 | Separator de sarcina cu sigurante | 82 | cerere oferta | S | 12 | 3 | 120 | 0.13 | KG | 48X54X81 | 4015082689834 |  | 667 | PDC | 1
268989 | Z-SLS/B-20A | 268989 | Fuse link-set | 82 | cerere oferta | N | 12 | 0 | 120 | 0.141 | KG | 0 001X0 001X0 001 | 4015082689896 |  | 667 | PDC | 1
268995 | Z-SLS/B-24-2A | 268995 | Separator de sarcina cu sigurante | 82 | cerere oferta | S | 12 | 3 | 120 | 0.13 | KG | 48X54X81 | 4015082689957 |  | 667 | PDC | 1
268990 | Z-SLS/B-25A | 268990 | Separator de sarcina cu sigurante | 82 | cerere oferta | S | 12 | 0 | 120 | 0.141 | KG | 0 001X0 001X0 001 | 4015082689902 |  | 667 | PDC | 1
268984 | Z-SLS/B-2A | 268984 | Fuse link-set | 82 | cerere oferta | S | 12 | 3 | 120 | 0.13 | KG | 48X54X81 | 4015082689841 |  | 667 | PDC | 1
289973 | Z-SLS/B-32A | 289973 | Fuse-links | 82 | cerere oferta | N | 12 | 3 | 120 | 0.145 | KG | 48X54X81 | 4015082899738 |  | 667 | PDC | 1
268991 | Z-SLS/B-35A | 268991 | Fuse link-set | 82 | cerere oferta | S | 12 | 0 | 120 | 0.145 | KG | 0 001X0 001X0 001 | 4015082689919 |  | 667 | PDC | 1
289974 | Z-SLS/B-40A | 289974 | Fuse-links | 82 | cerere oferta | N | 12 | 3 | 120 | 0.145 | KG | 48X54X81 | 4015082899745 |  | 667 | PDC | 1
268985 | Z-SLS/B-4A | 268985 | Fuse link-set | 82 | cerere oferta | S | 12 | 3 | 120 | 0.13 | KG | 48X54X81 | 4015082689858 |  | 667 | PDC | 1
268992 | Z-SLS/B-50A | 268992 | Fuse link-set | 82 | cerere oferta | S | 12 | 0 | 120 | 0.148 | KG | 0 001X0 001X0 001 | 4015082689926 |  | 667 | PDC | 1
268993 | Z-SLS/B-63A | 268993 | Separator de sarcina cu sigurante | 82 | cerere oferta | S | 12 | 0 | 120 | 0.148 | KG | 0 001X0 001X0 001 | 4015082689933 |  | 667 | PDC | 1
268986 | Z-SLS/B-6A | 268986 | Fuse link-set | 82 | cerere oferta | S | 12 | 3 | 120 | 0.13 | KG | 48X54X81 | 4015082689865 |  | 667 | PDC | 1
263154 | Z-SLS/CB-HF | 263154 | Adapter spring | 82 | cerere oferta | N | 12 | 1.2 | 288 | 0.9 | G | 16X21X15 | 4015082631543 |  | 667 | PDC | 1
248243 | Z-SLS/CEK16/3 | 248243 | Separator de sarcina cu sigurante | 82 | cerere oferta | S | 4 | 4.6 | 40 | 0.441 | KG | 88X79X77 | 4015082482435 |  | 667 | PDC | 1
263136 | Z-SLS/CEK25/1 | 263136 | Fuse sitch disconnector | 82 | cerere oferta | N | 12 | 1.5 | 120 | 0.147 | KG | 88X27X77 | 4015082631369 |  | 667 | PDC | 1
248244 | Z-SLS/CEK25/3 | 248244 | Separator de sarcina cu sigurante | 82 | cerere oferta | S | 4 | 4.6 | 40 | 0.441 | KG | 88X79X77 | 4015082482442 |  | 667 | PDC | 1
248245 | Z-SLS/CEK35/3 | 248245 | Separator de sarcina cu sigurante | 82 | cerere oferta | S | 4 | 4.6 | 40 | 0.441 | KG | 88X79X77 | 4015082482459 |  | 667 | PDC | 1
248246 | Z-SLS/CEK50/3 | 248246 | Separator de sarcina cu sigurante | 82 | cerere oferta | S | 4 | 4.6 | 40 | 0.441 | KG | 88X79X77 | 4015082482466 |  | 667 | PDC | 1
263160 | Z-SLS/CEK63/3 | 263160 | Separator de sarcina cu sigurante | 82 | cerere oferta | S | 4 | 4.6 | 40 | 0.441 | KG | 88X79X77 | 4015082631604 |  | 667 | PDC | 1
263155 | Z-SLS/D01/1 | 263155 | Fuse sitch disconnector | 82 | cerere oferta | S | 18 | 1 | 180 | 0.09 | KG | 89X18X70 | 4015082631550 |  | 667 | PDC | 1
263158 | Z-SLS/D01/1+N | 263158 | Fuse sitch disconnector | 82 | cerere oferta | S | 9 | 2 | 90 | 0.17 | KG | 89X35X70 | 4015082631581 |  | 667 | PDC | 1
263156 | Z-SLS/D01/2 | 263156 | Fuse sitch disconnector | 82 | cerere oferta | S | 9 | 2 | 90 | 0.18 | KG | 89X35X70 | 4015082631567 |  | 667 | PDC | 1
263157 | Z-SLS/D01/3 | 263157 | Fuse sitch disconnector | 82 | cerere oferta | S | 6 | 3 | 60 | 0.27 | KG | 89X53X70 | 4015082631574 |  | 667 | PDC | 1
263159 | Z-SLS/D01/3+N | 263159 | Fuse sitch disconnector | 82 | cerere oferta | S | 4 | 4 | 40 | 0.35 | KG | 89X70X70 | 4015082631598 |  | 667 | PDC | 1
269006 | Z-SLS/E-10A | 269006 | Fuse link-set | 82 | cerere oferta | S | 12 | 3 | 120 | 0.13 | KG | 48X54X81 | 4015082690069 |  | 667 | PDC | 1
269007 | Z-SLS/E-16A | 269007 | Fuse link-set | 82 | cerere oferta | N | 12 | 0 | 120 | 0.13 | KG | 0 001X0 001X0 001 | 4015082690076 |  | 667 | PDC | 1
269009 | Z-SLS/E-25A | 269009 | Fuse link-set | 82 | cerere oferta | S | 12 | 3 | 120 | 0.141 | KG | 48X54X81 | 4015082690090 |  | 667 | PDC | 1
269010 | Z-SLS/E-35A | 269010 | Fuse link-set | 82 | cerere oferta | S | 12 | 3 | 120 | 0.145 | KG | 48X54X81 | 4015082690106 |  | 667 | PDC | 1
269011 | Z-SLS/E-50A | 269011 | Fuse link-set | 82 | cerere oferta | S | 12 | 3 | 120 | 0.148 | KG | 48X54X81 | 4015082690113 |  | 667 | PDC | 1
269012 | Z-SLS/E-63A | 269012 | Fuse link-set | 82 | cerere oferta | S | 12 | 3 | 120 | 0.148 | KG | 48X54X81 | 4015082690120 |  | 667 | PDC | 1
269005 | Z-SLS/E-6A | 269005 | Fuse link-set | 82 | cerere oferta | S | 12 | 3 | 120 | 0.13 | KG | 48X54X81 | 4015082690052 |  | 667 | PDC | 1
248235 | Z-SLS/NEOZ/1 | 248235 | Separator de sarcina cu sigurante | 82 | cerere oferta | S | 12 | 1.5 | 120 | 0.113 | KG | 88X27X77 | 4015082482350 |  | 667 | PDC | 1
248237 | Z-SLS/NEOZ/1+N | 248237 | Separator de sarcina cu sigurante | 82 | cerere oferta | S | 6 | 3 | 60 | 0.224 | KG | 88X53X77 | 4015082482374 |  | 667 | PDC | 1
248233 | Z-SLS/NEOZ/2 | 248233 | Separator de sarcina cu sigurante | 82 | cerere oferta | S | 6 | 3 | 60 | 0.224 | KG | 88X53X77 | 4015082482336 |  | 667 | PDC | 1
248234 | Z-SLS/NEOZ/3 | 248234 | Separator de sarcina cu sigurante | 82 | cerere oferta | S | 4 | 4.6 | 40 | 0.35 | KG | 88X79X77 | 4015082482343 |  | 667 | PDC | 1
248236 | Z-SLS/NEOZ/3+N | 248236 | Separator de sarcina cu sigurante | 82 | cerere oferta | S | 3 | 6.1 | 30 | 0.472 | KG | 88X106X77 | 4015082482367 |  | 667 | PDC | 1
100660 | Z-SLS/TR-SET | 100660 | Solid links | 82 | cerere oferta | N | 12 | 3 | 120 | 0.172 | KG | 48X54X81 | 4015081005611 |  | 667 | PDC | 1
268982 | Z-SLZ/KL | 268982 | Busbar | 82 | cerere oferta | N | 15 | 4.5 | 150 | 0.135 | KG | 43,5X81X43,5 | 4015082689827 |  | 667 | PDC | 1
93693 | ZSRS183-50 | 93693 | accesorii soclu fuzibili | 73 | cerere oferta | N | 20 | 0 | 1 | 0.021 | KG | 12X31X183 | 4015080936930 |  | 279 | PDC | 1
93682 | ZSRS273-50 | 93682 | accesorii soclu fuzibili | 73 | cerere oferta | N | 10 | 0 | 1 | 0.025 | KG | 12X45X183 | 4015080936824 |  | 279 | PDC | 1
94970 | ZSRS333-50 | 94970 | accesorii soclu fuzibili | 73 | cerere oferta | N | 10 | 0 | 1 | 0.03 | KG | 12X63X183 | 4015080949701 |  | 279 | PDC | 1
104893 | Z-SV/UL-16/1P-1TE/12 | 104893 | bareta interconectare tip pin pentru FAZ | 82 | cerere oferta | N | 10 | 0.9 | 100 | 0.108 | KG | 206,000X15,500X46,000 | 4015081047031 |  | 661 | PDC | 1
104892 | Z-SV/UL-16/1P-1TE/6 | 104892 | bareta interconectare tip pin pentru FAZ | 82 | cerere oferta | N | 10 | 0.9 | 200 | 0.053 | KG | 100,400X15,500X46,000 | 4015081047024 |  | 661 | PDC | 1
264918 | Z-SV-10/1P-F/13 | 264918 | Bareta strapare pln | 82 | cerere oferta | S | 10 | 0 | 1 | 0.036 | KG | 17,6X232X15,3 | 4015082649180 |  | 661 | PDC | 1
264922 | Z-SV-10/2P-2TE/13 | 264922 | Busbar | 82 | cerere oferta | S | 10 | 0 | 1 | 0.08 | KG | 29,5X1020X16 | 4015082649227 |  | 661 | PDC | 1
264924 | Z-SV-10/3P-3TE/13 | 264924 | Busbar | 82 | cerere oferta | S | 10 | 0 | 1 | 0.105 | KG | 29,5X1020X16 | 4015082649241 |  | 661 | PDC | 1
264917 | Z-SV-10/N-1TE/13 | 264917 | Busbar | 82 | cerere oferta | S | 10 | 0 | 1 | 0.036 | KG | 28X232X6 | 4015082649173 |  | 661 | PDC | 1
264919 | Z-SV-10/N-F/13 | 264919 | Bareta strapare pln | 82 | cerere oferta | S | 10 | 0 | 1 | 0.036 | KG | 17,6X232X15,3 | 4015082649197 |  | 661 | PDC | 1
269524 | Z-SV-16/1N-1TE/F | 269524 | BARE STRAPARE 1ML | 82 | cerere oferta | S | 25 | 0 | 1 | 0.234 | KG | 19X1008X15 | 4015082695248 |  | 661 | PDC | 1
264912 | Z-SV-16/1P-1TE | 264912 | BARE STRAPARE 1ML | 82 | cerere oferta | S | 1 | 0 | 1 | 0.228 | KG | 27,8X1008X4,4 | 4015082649128 |  | 661 | PDC | 1
269523 | Z-SV-16/1P-1TE/F | 269523 | BARE STRAPARE 1ML | 82 | cerere oferta | S | 25 | 0 | 1 | 0.234 | KG | 19X1008X15 | 4015082695231 |  | 661 | PDC | 1
264914 | Z-SV-16/2P+2N-2TE | 264914 | BARE STRAPARE | 82 | cerere oferta | S | 7 | 0 | 1 | 0.713 | KG | 29,5X1020X24 | 4015082649142 |  | 661 | PDC | 1
264923 | Z-SV-16/2P-2TE | 264923 | BARE STRAPARE 1ML | 82 | cerere oferta | S | 10 | 0 | 1 | 0.485 | KG | 29,5X1020X16,2 | 4015082649234 |  | 661 | PDC | 1
271072 | Z-SV-16/3P | 271072 | Busbar | 82 | cerere oferta | S | 20 | 0 | 1 | 0.56 | KG | 31X971X16,4 | 4015082710729 |  | 661 | PDC | 1
264915 | Z-SV-16/3P+3N-3TE | 264915 | BARE STRAPARE 1ML | 82 | cerere oferta | S | 10 | 0 | 1 | 0.88 | KG | 29,5X1020X24 | 4015082649159 |  | 661 | PDC | 1
264928 | Z-SV-16/3P+N-4TE | 264928 | BARE STRAPARE 1ML | 82 | cerere oferta | S | 7 | 0 | 1 | 0.78 | KG | 29,5X232X22,2 | 4015082649289 |  | 661 | PDC | 1
264925 | Z-SV-16/3P-3TE | 264925 | BARE STRAPARE 1ML | 82 | cerere oferta | S | 10 | 0 | 1 | 0.652 | KG | 29,5X1020X16,2 | 4015082649258 |  | 661 | PDC | 1
264913 | Z-SV-16/N-1TE | 264913 | BARE STRAPARE 1ML | 82 | cerere oferta | S | 25 | 0 | 1 | 0.228 | KG | 27,8X1008X4,4 | 4015082649135 |  | 661 | PDC | 1
264938 | Z-SV-35/3P | 264938 | Busbar | 82 | cerere oferta | S | 4 | 0 | 1 | 1.202 | KG | 39,3X985X19,9 | 4015082649388 |  | 661 | PDC | 1
276300 | Z-SW/S | 276300 | Switch | 85 | cerere oferta | S | 2 | 1 | 120 | 0.06 | KG | 90X18X73 | 4015082763008 |  | 664 | PDC | 1
276302 | Z-SW/SO | 276302 | Switch | 82 | cerere oferta | S | 2 | 1 | 120 | 0.06 | KG | 90X18X73 | 4015082763022 |  | 664 | PDC | 1
276301 | Z-SW/SS | 276301 | Switch | 85 | cerere oferta | S | 2 | 1 | 120 | 0.06 | KG | 90X18X73 | 4015082763015 |  | 664 | PDC | 1
276303 | Z-SW/W | 276303 | Switch | 85 | cerere oferta | S | 2 | 1 | 120 | 0.06 | KG | 90X18X73 | 4015082763039 |  | 664 | PDC | 1
292300 | Z-SWL230/S | 292300 | Switch with LED | 85 | cerere oferta | S | 2 | 1 | 120 | 0.065 | KG | 0 001X0 001X0 001 | 4015082923006 |  | 664 | PDC | 1
276306 | Z-SWL230/SS | 276306 | Switch with LED | 85 | cerere oferta | S | 2 | 1 | 120 | 0.065 | KG | 90X18X73 | 4015082763060 |  | 664 | PDC | 1
248330 | Z-T/3S1O | 248330 | Buton modular | 82 | cerere oferta | S | 12 | 1 | 120 | 0.085 | KG | 80X18X70 | 4015082483302 |  | 664 | PDC | 1
248328 | Z-T/4S-G | 248328 | Buton modular | 82 | cerere oferta | S | 12 | 1 | 120 | 0.085 | KG | 80X18X70 | 4015082483289 |  | 664 | PDC | 1
267975 | Z-TN230/1S1O | 267975 | Z-TN230/1S1O | 82 | cerere oferta | N | 2 | 1 | 120 | 0.136 | KG | 90X18X73 | 4015082679750 |  | 664 | PDC | 1
265579 | Z-TN230/4S | 265579 | Z-TN230/4S | 82 | cerere oferta | N | 1 | 2 | 60 | 0.263 | KG | 90X35X73 | 4015082655792 |  | 664 | PDC | 1
265574 | Z-TN230/SS | 265574 | Relay | 82 | cerere oferta | S | 2 | 1 | 120 | 0.136 | KG | 90X18X73 | 4015082655747 |  | 664 | PDC | 1
267976 | Z-TN24/SS | 267976 | Z-TN24/SS | 82 | cerere oferta | N | 2 | 1 | 120 | 0.136 | KG | 90X18X73 | 4015082679767 |  | 664 | PDC | 1
266850 | Z-TS20/1 | 266850 | Alte produse automatizari in cladiri | 82 | cerere oferta | S | 2 | 1 | 120 | 0.122 | KG | 80X18X75 | 4015082668501 |  | 663 | PDC | 1
266859 | Z-TS32/3 | 266859 | Load limiter | 82 | cerere oferta | N | 1 | 3 | 40 | 0.366 | KG | 80X54X75 | 4015082668594 |  | 663 | PDC | 1
266862 | Z-TS63/3 | 266862 | Z-TS63/3 | 82 | cerere oferta | S | 1 | 3 | 40 | 0.366 | KG | 80X54X75 | 4015082668624 |  | 663 | PDC | 1
248289 | Z-USA/230 | 248289 | Declansator minima tensiune | 82 | cerere oferta | S | 1 | 1 | 60 | 0.104 | KG | 80X18X68 | 4015082482893 |  | 663 | PDC | 1
248290 | Z-USA/400 | 248290 | Declansator minima tensiune | 82 | cerere oferta | S | 1 | 1 | 60 | 0.104 | KG | 80X18X68 | 4015082482909 |  | 663 | PDC | 1
248291 | Z-USD/230 | 248291 | Declansator minima tensiune | 82 | cerere oferta | S | 1 | 1 | 60 | 0.106 | KG | 80X18X68 | 4015082482916 |  | 663 | PDC | 1
263958 | ZV-ADP | 263958 | Busbar cover | 82 | cerere oferta | S | 1 | 0 | 100 | 0.015 | KG | 22X1000X28,6 | 4015082639587 |  | 661 | PDC | 1
263959 | ZV-AEK | 263959 | End cap | 82 | cerere oferta | S | 10 | 0.4 | 600 | 0.015 | KG | 22X6,5X28,6 | 4015082639594 |  | 661 | PDC | 1
104905 | Z-V-AK/1P | 104905 | End cap | 82 | cerere oferta | N | 10 | 0.3 | 600 | 0.49 | G | 10X5X14 | 4015081047154 |  | 661 | PDC | 1
264930 | Z-V-AK/2+3P | 264930 | End cap | 82 | cerere oferta | S | 10 | 0.6 | 600 | 3 | G | 16X9,5X18 | 4015082649302 |  | 661 | PDC | 1
264931 | Z-V-AK/4P | 264931 | End cap | 82 | cerere oferta | S | 10 | 0.6 | 600 | 1.38 | G | 16,5X9,5X23 | 4015082649319 |  | 661 | PDC | 1
104903 | ZV-BS-G | 104903 | Busbar tag shrouds | 82 | cerere oferta | N | 10 | 0.7 | 600 | 6.17 | G | 85,000X12,000X24,000 | 4015081047130 |  | 661 | PDC | 1
263961 | ZV-KSBI-2TE | 263961 | Busbar | 82 | cerere oferta | S | 10 | 2 | 600 | 0.008 | KG | 18X35X15 | 4015082639617 |  | 661 | PDC | 1
263964 | ZV-KSBI-4TE | 263964 | Busbar | 82 | cerere oferta | S | 10 | 4 | 600 | 0.323 | KG | 18X70X15 | 4015082639648 |  | 661 | PDC | 1
263943 | ZV-L1/N-100 | 263943 | PIESA CONEXIUNE | 82 | cerere oferta | S | 100 | 0.6 | 3000 | 0.004 | KG | 25X10X14 | 4015082639433 |  | 661 | PDC | 1
263942 | ZV-L1/N-36 | 263942 | Furca in unghi L1, N | 82 | cerere oferta | N | 36 | 0.6 | 2160 | 0.004 | KG | 25X10X14 | 4015082639426 |  | 661 | PDC | 1
263952 | ZV-L1/N-80A-100 | 263952 | Connection angle | 82 | cerere oferta | S | 100 | 0.6 | 3000 | 0.004 | KG | 25X10X14 | 4015082639525 |  | 661 | PDC | 1
263946 | ZV-L2/L3-100 | 263946 | Connection angle | 82 | cerere oferta | S | 100 | 0.7 | 3000 | 0.004 | KG | 35X12X15 | 4015082639464 |  | 661 | PDC | 1
263955 | ZV-L2/L3-80A-100 | 263955 | Connection angle | 82 | cerere oferta | S | 100 | 0.7 | 3000 | 0.06 | KG | 35X12X15 | 4015082639556 |  | 661 | PDC | 1
263949 | ZV-N-05TE-100 | 263949 | Connection angle | 82 | cerere oferta | S | 100 | 0.4 | 3000 | 0.005 | KG | 30X7X25 | 4015082639495 |  | 661 | PDC | 1
263956 | ZV-SS | 263956 | Busbar | 82 | cerere oferta | S | 10 | 0 | 100 | 0.139 | KG | 8X1000X2 | 4015082639563 |  | 661 | PDC | 1
263957 | ZV-SS-80A | 263957 | Z | 82 | cerere oferta | S | 10 | 0 | 100 | 0.236 | KG | 11,5X1000X3 | 4015082639570 |  | 661 | PDC | 1
24671 | ZVV-P3 | 24671 | Acc. Circuit Interrupter (UK) | 54 | cerere oferta | S | 10 | 0 | 1 | 0.009 | KG | 33X33X25 | 4015080246718 |  | 291 | ICD | 10
22298 | ZVV-T0 | 22298 | Acc. Cam Switches (UK) | 55 | cerere oferta | S | 10 | 0 | 1 | 0.006 | KG | 33X30X25 | 4015080222989 |  | 292 | ICD | 10
4991 | ZW7-125 | 4991 | Releu termic 125 A | 46 | cerere oferta | N | 1 | 0 | 1 | 0.724 | KG | 162 5X200 5X97 | 4015080049913 |  | 712 | ICD | 1
7364 | ZW7-160 | 7364 | Releu termic 160 A | 46 | cerere oferta | N | 1 | 0 | 1 | 0.724 | KG | 162 5X200 5X97 | 4015080073642 |  | 712 | ICD | 1
9737 | ZW7-240 | 9737 | Releu termic 240 A | 46 | cerere oferta | N | 1 | 0 | 1 | 0.622 | KG | 162 5X200 5X97 | 4015080097372 |  | 712 | ICD | 1
52448 | ZW7-290 | 52448 | Releu termic 290 A | 46 | cerere oferta | N | 1 | 0 | 1 | 0.622 | KG | 162 5X200 5X97 | 4015080524489 |  | 712 | ICD | 1
45329 | ZW7-400 | 45329 | Releu termic 400 A | 46 | cerere oferta | N | 1 | 0 | 1 | 0.639 | KG | 162 5X200 5X97 | 4015080453291 |  | 712 | ICD | 1
47702 | ZW7-540 | 47702 | Releu termic 540 A | 46 | cerere oferta | N | 1 | 0 | 1 | 0.639 | KG | 162 5X200 5X97 | 4015080477020 |  | 712 | ICD | 1
245 | ZW7-63 | 245 | Releu termic 63 A | 46 | cerere oferta | N | 1 | 0 | 1 | 0.774 | KG | 162 5X200 5X97 | 4015080002451 |  | 712 | ICD | 1
50075 | ZW7-630 | 50075 | Releu termic 630 A | 46 | cerere oferta | N | 1 | 0 | 1 | 0.64 | KG | 162 5X200 5X97 | 4015080500759 |  | 712 | ICD | 1
2618 | ZW7-90 | 2618 | Releu termic 90 A | 46 | cerere oferta | N | 1 | 0 | 1 | 0.774 | KG | 162 5X200 5X97 | 4015080026181 |  | 712 | ICD | 1
236981 | Z-WFR2-S/A | 236981 | Core Balance Transformer | 82 | cerere oferta | S | 1 | 6 | 1 | 0.411 | KG | 123X104X63 | 4015082369811 |  | 657 | PDC | 1
104386 | Z-WFR2-U | 104386 | Core Balance Transformer | 82 | cerere oferta | S | 1 | 6.6 | 12 | 0.413 | KG | 70X115X130 | 4015081041978 |  | 657 | PDC | 1
236982 | Z-WFR3-S/A | 236982 | Core Balance Transformer | 82 | cerere oferta | S | 1 | 0 | 1 | 1.084 | KG | 208X185X84 | 4015082369828 |  | 657 | PDC | 1